commercial lighting | 8ft LFL: T8 F96 HO - High Efficiency | 2028 | CAPITAL | REPLACEMENT | warehouse | USD/gigalumen_year | us | us | 76915169298.9035
commercial lighting | 8ft LFL: T8 F96 HO - High Efficiency | 2028 | FIXED_OM | NEW | assembly | USD/gigalumen_year | us | us | 7742255008.8317
commercial lighting | 8ft LFL: T8 F96 HO - High Efficiency | 2028 | FIXED_OM | NEW | education | USD/gigalumen_year | us | us | 7742255008.8317
commercial lighting | 8ft LFL: T8 F96 HO - High Efficiency | 2028 | FIXED_OM | NEW | food sales | USD/gigalumen_year | us | us | 7742255008.8317
commercial lighting | 8ft LFL: T8 F96 HO - High Efficiency | 2028 | FIXED_OM | NEW | food service | USD/gigalumen_year | us | us | 7742255008.8317
commercial lighting | 8ft LFL: T8 F96 HO - High Efficiency | 2028 | FIXED_OM | NEW | health | USD/gigalumen_year | us | us | 7742255008.8317
commercial lighting | 8ft LFL: T8 F96 HO - High Efficiency | 2028 | FIXED_OM | NEW | lodging | USD/gigalumen_year | us | us | 7742255008.8317
commercial lighting | 8ft LFL: T8 F96 HO - High Efficiency | 2028 | FIXED_OM | NEW | merc/service | USD/gigalumen_year | us | us | 7742255008.8317
commercial lighting | 8ft LFL: T8 F96 HO - High Efficiency | 2028 | FIXED_OM | NEW | office-large | USD/gigalumen_year | us | us | 7742255008.8317
commercial lighting | 8ft LFL: T8 F96 HO - High Efficiency | 2028 | FIXED_OM | NEW | office-small | USD/gigalumen_year | us | us | 7742255008.8317
commercial lighting | 8ft LFL: T8 F96 HO - High Efficiency | 2028 | FIXED_OM | NEW | other | USD/gigalumen_year | us | us | 7742255008.8317
commercial lighting | 8ft LFL: T8 F96 HO - High Efficiency | 2028 | FIXED_OM | NEW | warehouse | USD/gigalumen_year | us | us | 7742255008.8317
commercial lighting | 8ft LFL: T8 F96 HO - High Efficiency | 2028 | FIXED_OM | REPLACEMENT | assembly | USD/gigalumen_year | us | us | 7742255008.8317
commercial lighting | 8ft LFL: T8 F96 HO - High Efficiency | 2028 | FIXED_OM | REPLACEMENT | education | USD/gigalumen_year | us | us | 7742255008.8317
commercial lighting | 8ft LFL: T8 F96 HO - High Efficiency | 2028 | FIXED_OM | REPLACEMENT | food sales | USD/gigalumen_year | us | us | 7742255008.8317
commercial lighting | 8ft LFL: T8 F96 HO - High Efficiency | 2028 | FIXED_OM | REPLACEMENT | food service | USD/gigalumen_year | us | us | 7742255008.8317
commercial lighting | 8ft LFL: T8 F96 HO - High Efficiency | 2028 | FIXED_OM | REPLACEMENT | health | USD/gigalumen_year | us | us | 7742255008.8317
commercial lighting | 8ft LFL: T8 F96 HO - High Efficiency | 2028 | FIXED_OM | REPLACEMENT | lodging | USD/gigalumen_year | us | us | 7742255008.8317
commercial lighting | 8ft LFL: T8 F96 HO - High Efficiency | 2028 | FIXED_OM | REPLACEMENT | merc/service | USD/gigalumen_year | us | us | 7742255008.8317
commercial lighting | 8ft LFL: T8 F96 HO - High Efficiency | 2028 | FIXED_OM | REPLACEMENT | office-large | USD/gigalumen_year | us | us | 7742255008.8317
commercial lighting | 8ft LFL: T8 F96 HO - High Efficiency | 2028 | FIXED_OM | REPLACEMENT | office-small | USD/gigalumen_year | us | us | 7742255008.8317
commercial lighting | 8ft LFL: T8 F96 HO - High Efficiency | 2028 | FIXED_OM | REPLACEMENT | other | USD/gigalumen_year | us | us | 7742255008.8317
commercial lighting | 8ft LFL: T8 F96 HO - High Efficiency | 2028 | FIXED_OM | REPLACEMENT | warehouse | USD/gigalumen_year | us | us | 7742255008.8317
commercial lighting | 8ft LFL: T8 F96 HO - High Efficiency | 2029 | CAPITAL | NEW | assembly | USD/gigalumen_year | us | us | 76746042369.0989
commercial lighting | 8ft LFL: T8 F96 HO - High Efficiency | 2029 | CAPITAL | NEW | education | USD/gigalumen_year | us | us | 76746042369.0989
commercial lighting | 8ft LFL: T8 F96 HO - High Efficiency | 2029 | CAPITAL | NEW | food sales | USD/gigalumen_year | us | us | 76746042369.0989
commercial lighting | 8ft LFL: T8 F96 HO - High Efficiency | 2029 | CAPITAL | NEW | food service | USD/gigalumen_year | us | us | 76746042369.0989
commercial lighting | 8ft LFL: T8 F96 HO - High Efficiency | 2029 | CAPITAL | NEW | health | USD/gigalumen_year | us | us | 76746042369.0989
commercial lighting | 8ft LFL: T8 F96 HO - High Efficiency | 2029 | CAPITAL | NEW | lodging | USD/gigalumen_year | us | us | 76746042369.0989
commercial lighting | 8ft LFL: T8 F96 HO - High Efficiency | 2029 | CAPITAL | NEW | merc/service | USD/gigalumen_year | us | us | 76746042369.0989
commercial lighting | 8ft LFL: T8 F96 HO - High Efficiency | 2029 | CAPITAL | NEW | office-large | USD/gigalumen_year | us | us | 76746042369.0989
commercial lighting | 8ft LFL: T8 F96 HO - High Efficiency | 2029 | CAPITAL | NEW | office-small | USD/gigalumen_year | us | us | 76746042369.0989
commercial lighting | 8ft LFL: T8 F96 HO - High Efficiency | 2029 | CAPITAL | NEW | other | USD/gigalumen_year | us | us | 76746042369.0989
commercial lighting | 8ft LFL: T8 F96 HO - High Efficiency | 2029 | CAPITAL | NEW | warehouse | USD/gigalumen_year | us | us | 76746042369.0989
commercial lighting | 8ft LFL: T8 F96 HO - High Efficiency | 2029 | CAPITAL | REPLACEMENT | assembly | USD/gigalumen_year | us | us | 76746042369.0989
commercial lighting | 8ft LFL: T8 F96 HO - High Efficiency | 2029 | CAPITAL | REPLACEMENT | education | USD/gigalumen_year | us | us | 76746042369.0989
commercial lighting | 8ft LFL: T8 F96 HO - High Efficiency | 2029 | CAPITAL | REPLACEMENT | food sales | USD/gigalumen_year | us | us | 76746042369.0989
commercial lighting | 8ft LFL: T8 F96 HO - High Efficiency | 2029 | CAPITAL | REPLACEMENT | food service | USD/gigalumen_year | us | us | 76746042369.0989
commercial lighting | 8ft LFL: T8 F96 HO - High Efficiency | 2029 | CAPITAL | REPLACEMENT | health | USD/gigalumen_year | us | us | 76746042369.0989
commercial lighting | 8ft LFL: T8 F96 HO - High Efficiency | 2029 | CAPITAL | REPLACEMENT | lodging | USD/gigalumen_year | us | us | 76746042369.0989
commercial lighting | 8ft LFL: T8 F96 HO - High Efficiency | 2029 | CAPITAL | REPLACEMENT | merc/service | USD/gigalumen_year | us | us | 76746042369.0989
commercial lighting | 8ft LFL: T8 F96 HO - High Efficiency | 2029 | CAPITAL | REPLACEMENT | office-large | USD/gigalumen_year | us | us | 76746042369.0989
commercial lighting | 8ft LFL: T8 F96 HO - High Efficiency | 2029 | CAPITAL | REPLACEMENT | office-small | USD/gigalumen_year | us | us | 76746042369.0989
commercial lighting | 8ft LFL: T8 F96 HO - High Efficiency | 2029 | CAPITAL | REPLACEMENT | other | USD/gigalumen_year | us | us | 76746042369.0989
commercial lighting | 8ft LFL: T8 F96 HO - High Efficiency | 2029 | CAPITAL | REPLACEMENT | warehouse | USD/gigalumen_year | us | us | 76746042369.0989
commercial lighting | 8ft LFL: T8 F96 HO - High Efficiency | 2029 | FIXED_OM | NEW | assembly | USD/gigalumen_year | us | us | 7676483425.0188
commercial lighting | 8ft LFL: T8 F96 HO - High Efficiency | 2029 | FIXED_OM | NEW | education | USD/gigalumen_year | us | us | 7676483425.0188
commercial lighting | 8ft LFL: T8 F96 HO - High Efficiency | 2029 | FIXED_OM | NEW | food sales | USD/gigalumen_year | us | us | 7676483425.0188
commercial lighting | 8ft LFL: T8 F96 HO - High Efficiency | 2029 | FIXED_OM | NEW | food service | USD/gigalumen_year | us | us | 7676483425.0188
commercial lighting | 8ft LFL: T8 F96 HO - High Efficiency | 2029 | FIXED_OM | NEW | health | USD/gigalumen_year | us | us | 7676483425.0188
commercial lighting | 8ft LFL: T8 F96 HO - High Efficiency | 2029 | FIXED_OM | NEW | lodging | USD/gigalumen_year | us | us | 7676483425.0188
commercial lighting | 8ft LFL: T8 F96 HO - High Efficiency | 2029 | FIXED_OM | NEW | merc/service | USD/gigalumen_year | us | us | 7676483425.0188
commercial lighting | 8ft LFL: T8 F96 HO - High Efficiency | 2029 | FIXED_OM | NEW | office-large | USD/gigalumen_year | us | us | 7676483425.0188
commercial lighting | 8ft LFL: T8 F96 HO - High Efficiency | 2029 | FIXED_OM | NEW | office-small | USD/gigalumen_year | us | us | 7676483425.0188
commercial lighting | 8ft LFL: T8 F96 HO - High Efficiency | 2029 | FIXED_OM | NEW | other | USD/gigalumen_year | us | us | 7676483425.0188
commercial lighting | 8ft LFL: T8 F96 HO - High Efficiency | 2029 | FIXED_OM | NEW | warehouse | USD/gigalumen_year | us | us | 7676483425.0188
commercial lighting | 8ft LFL: T8 F96 HO - High Efficiency | 2029 | FIXED_OM | REPLACEMENT | assembly | USD/gigalumen_year | us | us | 7676483425.0188
commercial lighting | 8ft LFL: T8 F96 HO - High Efficiency | 2029 | FIXED_OM | REPLACEMENT | education | USD/gigalumen_year | us | us | 7676483425.0188
commercial lighting | 8ft LFL: T8 F96 HO - High Efficiency | 2029 | FIXED_OM | REPLACEMENT | food sales | USD/gigalumen_year | us | us | 7676483425.0188
commercial lighting | 8ft LFL: T8 F96 HO - High Efficiency | 2029 | FIXED_OM | REPLACEMENT | food service | USD/gigalumen_year | us | us | 7676483425.0188
commercial lighting | 8ft LFL: T8 F96 HO - High Efficiency | 2029 | FIXED_OM | REPLACEMENT | health | USD/gigalumen_year | us | us | 7676483425.0188
commercial lighting | 8ft LFL: T8 F96 HO - High Efficiency | 2029 | FIXED_OM | REPLACEMENT | lodging | USD/gigalumen_year | us | us | 7676483425.0188
commercial lighting | 8ft LFL: T8 F96 HO - High Efficiency | 2029 | FIXED_OM | REPLACEMENT | merc/service | USD/gigalumen_year | us | us | 7676483425.0188
commercial lighting | 8ft LFL: T8 F96 HO - High Efficiency | 2029 | FIXED_OM | REPLACEMENT | office-large | USD/gigalumen_year | us | us | 7676483425.0188
commercial lighting | 8ft LFL: T8 F96 HO - High Efficiency | 2029 | FIXED_OM | REPLACEMENT | office-small | USD/gigalumen_year | us | us | 7676483425.0188
commercial lighting | 8ft LFL: T8 F96 HO - High Efficiency | 2029 | FIXED_OM | REPLACEMENT | other | USD/gigalumen_year | us | us | 7676483425.0188
commercial lighting | 8ft LFL: T8 F96 HO - High Efficiency | 2029 | FIXED_OM | REPLACEMENT | warehouse | USD/gigalumen_year | us | us | 7676483425.0188
commercial lighting | 8ft LFL: T8 F96 HO - High Efficiency | 2030 | CAPITAL | NEW | assembly | USD/gigalumen_year | us | us | 76576915439.2943
commercial lighting | 8ft LFL: T8 F96 HO - High Efficiency | 2030 | CAPITAL | NEW | education | USD/gigalumen_year | us | us | 76576915439.2943
commercial lighting | 8ft LFL: T8 F96 HO - High Efficiency | 2030 | CAPITAL | NEW | food sales | USD/gigalumen_year | us | us | 76576915439.2943
commercial lighting | 8ft LFL: T8 F96 HO - High Efficiency | 2030 | CAPITAL | NEW | food service | USD/gigalumen_year | us | us | 76576915439.2943
commercial lighting | 8ft LFL: T8 F96 HO - High Efficiency | 2030 | CAPITAL | NEW | health | USD/gigalumen_year | us | us | 76576915439.2943
commercial lighting | 8ft LFL: T8 F96 HO - High Efficiency | 2030 | CAPITAL | NEW | lodging | USD/gigalumen_year | us | us | 76576915439.2943
commercial lighting | 8ft LFL: T8 F96 HO - High Efficiency | 2030 | CAPITAL | NEW | merc/service | USD/gigalumen_year | us | us | 76576915439.2943
commercial lighting | 8ft LFL: T8 F96 HO - High Efficiency | 2030 | CAPITAL | NEW | office-large | USD/gigalumen_year | us | us | 76576915439.2943
commercial lighting | 8ft LFL: T8 F96 HO - High Efficiency | 2030 | CAPITAL | NEW | office-small | USD/gigalumen_year | us | us | 76576915439.2943
commercial lighting | 8ft LFL: T8 F96 HO - High Efficiency | 2030 | CAPITAL | NEW | other | USD/gigalumen_year | us | us | 76576915439.2943
commercial lighting | 8ft LFL: T8 F96 HO - High Efficiency | 2030 | CAPITAL | NEW | warehouse | USD/gigalumen_year | us | us | 76576915439.2943
commercial lighting | 8ft LFL: T8 F96 HO - High Efficiency | 2030 | CAPITAL | REPLACEMENT | assembly | USD/gigalumen_year | us | us | 76576915439.2943
commercial lighting | 8ft LFL: T8 F96 HO - High Efficiency | 2030 | CAPITAL | REPLACEMENT | education | USD/gigalumen_year | us | us | 76576915439.2943
commercial lighting | 8ft LFL: T8 F96 HO - High Efficiency | 2030 | CAPITAL | REPLACEMENT | food sales | USD/gigalumen_year | us | us | 76576915439.2943
commercial lighting | 8ft LFL: T8 F96 HO - High Efficiency | 2030 | CAPITAL | REPLACEMENT | food service | USD/gigalumen_year | us | us | 76576915439.2943
commercial lighting | 8ft LFL: T8 F96 HO - High Efficiency | 2030 | CAPITAL | REPLACEMENT | health | USD/gigalumen_year | us | us | 76576915439.2943
commercial lighting | 8ft LFL: T8 F96 HO - High Efficiency | 2030 | CAPITAL | REPLACEMENT | lodging | USD/gigalumen_year | us | us | 76576915439.2943
commercial lighting | 8ft LFL: T8 F96 HO - High Efficiency | 2030 | CAPITAL | REPLACEMENT | merc/service | USD/gigalumen_year | us | us | 76576915439.2943
commercial lighting | 8ft LFL: T8 F96 HO - High Efficiency | 2030 | CAPITAL | REPLACEMENT | office-large | USD/gigalumen_year | us | us | 76576915439.2943
commercial lighting | 8ft LFL: T8 F96 HO - High Efficiency | 2030 | CAPITAL | REPLACEMENT | office-small | USD/gigalumen_year | us | us | 76576915439.2943
commercial lighting | 8ft LFL: T8 F96 HO - High Efficiency | 2030 | CAPITAL | REPLACEMENT | other | USD/gigalumen_year | us | us | 76576915439.2943
commercial lighting | 8ft LFL: T8 F96 HO - High Efficiency | 2030 | CAPITAL | REPLACEMENT | warehouse | USD/gigalumen_year | us | us | 76576915439.2943
commercial lighting | 8ft LFL: T8 F96 HO - High Efficiency | 2030 | FIXED_OM | NEW | assembly | USD/gigalumen_year | us | us | 7610711841.2059
commercial lighting | 8ft LFL: T8 F96 HO - High Efficiency | 2030 | FIXED_OM | NEW | education | USD/gigalumen_year | us | us | 7610711841.2059
commercial lighting | 8ft LFL: T8 F96 HO - High Efficiency | 2030 | FIXED_OM | NEW | food sales | USD/gigalumen_year | us | us | 7610711841.2059
commercial lighting | 8ft LFL: T8 F96 HO - High Efficiency | 2030 | FIXED_OM | NEW | food service | USD/gigalumen_year | us | us | 7610711841.2059
commercial lighting | 8ft LFL: T8 F96 HO - High Efficiency | 2030 | FIXED_OM | NEW | health | USD/gigalumen_year | us | us | 7610711841.2059
commercial lighting | 8ft LFL: T8 F96 HO - High Efficiency | 2030 | FIXED_OM | NEW | lodging | USD/gigalumen_year | us | us | 7610711841.2059
commercial lighting | 8ft LFL: T8 F96 HO - High Efficiency | 2030 | FIXED_OM | NEW | merc/service | USD/gigalumen_year | us | us | 7610711841.2059
commercial lighting | 8ft LFL: T8 F96 HO - High Efficiency | 2030 | FIXED_OM | NEW | office-large | USD/gigalumen_year | us | us | 7610711841.2059
commercial lighting | 8ft LFL: T8 F96 HO - High Efficiency | 2030 | FIXED_OM | NEW | office-small | USD/gigalumen_year | us | us | 7610711841.2059
commercial lighting | 8ft LFL: T8 F96 HO - High Efficiency | 2030 | FIXED_OM | NEW | other | USD/gigalumen_year | us | us | 7610711841.2059
commercial lighting | 8ft LFL: T8 F96 HO - High Efficiency | 2030 | FIXED_OM | NEW | warehouse | USD/gigalumen_year | us | us | 7610711841.2059
commercial lighting | 8ft LFL: T8 F96 HO - High Efficiency | 2030 | FIXED_OM | REPLACEMENT | assembly | USD/gigalumen_year | us | us | 7610711841.2059
commercial lighting | 8ft LFL: T8 F96 HO - High Efficiency | 2030 | FIXED_OM | REPLACEMENT | education | USD/gigalumen_year | us | us | 7610711841.2059
commercial lighting | 8ft LFL: T8 F96 HO - High Efficiency | 2030 | FIXED_OM | REPLACEMENT | food sales | USD/gigalumen_year | us | us | 7610711841.2059
commercial lighting | 8ft LFL: T8 F96 HO - High Efficiency | 2030 | FIXED_OM | REPLACEMENT | food service | USD/gigalumen_year | us | us | 7610711841.2059
commercial lighting | 8ft LFL: T8 F96 HO - High Efficiency | 2030 | FIXED_OM | REPLACEMENT | health | USD/gigalumen_year | us | us | 7610711841.2059
commercial lighting | 8ft LFL: T8 F96 HO - High Efficiency | 2030 | FIXED_OM | REPLACEMENT | lodging | USD/gigalumen_year | us | us | 7610711841.2059
commercial lighting | 8ft LFL: T8 F96 HO - High Efficiency | 2030 | FIXED_OM | REPLACEMENT | merc/service | USD/gigalumen_year | us | us | 7610711841.2059
commercial lighting | 8ft LFL: T8 F96 HO - High Efficiency | 2030 | FIXED_OM | REPLACEMENT | office-large | USD/gigalumen_year | us | us | 7610711841.2059
commercial lighting | 8ft LFL: T8 F96 HO - High Efficiency | 2030 | FIXED_OM | REPLACEMENT | office-small | USD/gigalumen_year | us | us | 7610711841.2059
commercial lighting | 8ft LFL: T8 F96 HO - High Efficiency | 2030 | FIXED_OM | REPLACEMENT | other | USD/gigalumen_year | us | us | 7610711841.2059
commercial lighting | 8ft LFL: T8 F96 HO - High Efficiency | 2030 | FIXED_OM | REPLACEMENT | warehouse | USD/gigalumen_year | us | us | 7610711841.2059
commercial lighting | 8ft LFL: T8 F96 HO - High Efficiency | 2031 | CAPITAL | NEW | assembly | USD/gigalumen_year | us | us | 76417184450.0345
commercial lighting | 8ft LFL: T8 F96 HO - High Efficiency | 2031 | CAPITAL | NEW | education | USD/gigalumen_year | us | us | 76417184450.0345
commercial lighting | 8ft LFL: T8 F96 HO - High Efficiency | 2031 | CAPITAL | NEW | food sales | USD/gigalumen_year | us | us | 76417184450.0345
commercial lighting | 8ft LFL: T8 F96 HO - High Efficiency | 2031 | CAPITAL | NEW | food service | USD/gigalumen_year | us | us | 76417184450.0345
commercial lighting | 8ft LFL: T8 F96 HO - High Efficiency | 2031 | CAPITAL | NEW | health | USD/gigalumen_year | us | us | 76417184450.0345
commercial lighting | 8ft LFL: T8 F96 HO - High Efficiency | 2031 | CAPITAL | NEW | lodging | USD/gigalumen_year | us | us | 76417184450.0345
commercial lighting | 8ft LFL: T8 F96 HO - High Efficiency | 2031 | CAPITAL | NEW | merc/service | USD/gigalumen_year | us | us | 76417184450.0345
commercial lighting | 8ft LFL: T8 F96 HO - High Efficiency | 2031 | CAPITAL | NEW | office-large | USD/gigalumen_year | us | us | 76417184450.0345
commercial lighting | 8ft LFL: T8 F96 HO - High Efficiency | 2031 | CAPITAL | NEW | office-small | USD/gigalumen_year | us | us | 76417184450.0345
commercial lighting | 8ft LFL: T8 F96 HO - High Efficiency | 2031 | CAPITAL | NEW | other | USD/gigalumen_year | us | us | 76417184450.0345
commercial lighting | 8ft LFL: T8 F96 HO - High Efficiency | 2031 | CAPITAL | NEW | warehouse | USD/gigalumen_year | us | us | 76417184450.0345
commercial lighting | 8ft LFL: T8 F96 HO - High Efficiency | 2031 | CAPITAL | REPLACEMENT | assembly | USD/gigalumen_year | us | us | 76417184450.0345
commercial lighting | 8ft LFL: T8 F96 HO - High Efficiency | 2031 | CAPITAL | REPLACEMENT | education | USD/gigalumen_year | us | us | 76417184450.0345
commercial lighting | 8ft LFL: T8 F96 HO - High Efficiency | 2031 | CAPITAL | REPLACEMENT | food sales | USD/gigalumen_year | us | us | 76417184450.0345
commercial lighting | 8ft LFL: T8 F96 HO - High Efficiency | 2031 | CAPITAL | REPLACEMENT | food service | USD/gigalumen_year | us | us | 76417184450.0345
commercial lighting | 8ft LFL: T8 F96 HO - High Efficiency | 2031 | CAPITAL | REPLACEMENT | health | USD/gigalumen_year | us | us | 76417184450.0345
commercial lighting | 8ft LFL: T8 F96 HO - High Efficiency | 2031 | CAPITAL | REPLACEMENT | lodging | USD/gigalumen_year | us | us | 76417184450.0345
commercial lighting | 8ft LFL: T8 F96 HO - High Efficiency | 2031 | CAPITAL | REPLACEMENT | merc/service | USD/gigalumen_year | us | us | 76417184450.0345
commercial lighting | 8ft LFL: T8 F96 HO - High Efficiency | 2031 | CAPITAL | REPLACEMENT | office-large | USD/gigalumen_year | us | us | 76417184450.0345
commercial lighting | 8ft LFL: T8 F96 HO - High Efficiency | 2031 | CAPITAL | REPLACEMENT | office-small | USD/gigalumen_year | us | us | 76417184450.0345
commercial lighting | 8ft LFL: T8 F96 HO - High Efficiency | 2031 | CAPITAL | REPLACEMENT | other | USD/gigalumen_year | us | us | 76417184450.0345
commercial lighting | 8ft LFL: T8 F96 HO - High Efficiency | 2031 | CAPITAL | REPLACEMENT | warehouse | USD/gigalumen_year | us | us | 76417184450.0345
commercial lighting | 8ft LFL: T8 F96 HO - High Efficiency | 2031 | FIXED_OM | NEW | assembly | USD/gigalumen_year | us | us | 7554336197.9377
commercial lighting | 8ft LFL: T8 F96 HO - High Efficiency | 2031 | FIXED_OM | NEW | education | USD/gigalumen_year | us | us | 7554336197.9377
commercial lighting | 8ft LFL: T8 F96 HO - High Efficiency | 2031 | FIXED_OM | NEW | food sales | USD/gigalumen_year | us | us | 7554336197.9377
commercial lighting | 8ft LFL: T8 F96 HO - High Efficiency | 2031 | FIXED_OM | NEW | food service | USD/gigalumen_year | us | us | 7554336197.9377
commercial lighting | 8ft LFL: T8 F96 HO - High Efficiency | 2031 | FIXED_OM | NEW | health | USD/gigalumen_year | us | us | 7554336197.9377
commercial lighting | 8ft LFL: T8 F96 HO - High Efficiency | 2031 | FIXED_OM | NEW | lodging | USD/gigalumen_year | us | us | 7554336197.9377
commercial lighting | 8ft LFL: T8 F96 HO - High Efficiency | 2031 | FIXED_OM | NEW | merc/service | USD/gigalumen_year | us | us | 7554336197.9377
commercial lighting | 8ft LFL: T8 F96 HO - High Efficiency | 2031 | FIXED_OM | NEW | office-large | USD/gigalumen_year | us | us | 7554336197.9377
commercial lighting | 8ft LFL: T8 F96 HO - High Efficiency | 2031 | FIXED_OM | NEW | office-small | USD/gigalumen_year | us | us | 7554336197.9377
commercial lighting | 8ft LFL: T8 F96 HO - High Efficiency | 2031 | FIXED_OM | NEW | other | USD/gigalumen_year | us | us | 7554336197.9377
commercial lighting | 8ft LFL: T8 F96 HO - High Efficiency | 2031 | FIXED_OM | NEW | warehouse | USD/gigalumen_year | us | us | 7554336197.9377
commercial lighting | 8ft LFL: T8 F96 HO - High Efficiency | 2031 | FIXED_OM | REPLACEMENT | assembly | USD/gigalumen_year | us | us | 7554336197.9377
commercial lighting | 8ft LFL: T8 F96 HO - High Efficiency | 2031 | FIXED_OM | REPLACEMENT | education | USD/gigalumen_year | us | us | 7554336197.9377
commercial lighting | 8ft LFL: T8 F96 HO - High Efficiency | 2031 | FIXED_OM | REPLACEMENT | food sales | USD/gigalumen_year | us | us | 7554336197.9377
commercial lighting | 8ft LFL: T8 F96 HO - High Efficiency | 2031 | FIXED_OM | REPLACEMENT | food service | USD/gigalumen_year | us | us | 7554336197.9377
commercial lighting | 8ft LFL: T8 F96 HO - High Efficiency | 2031 | FIXED_OM | REPLACEMENT | health | USD/gigalumen_year | us | us | 7554336197.9377
commercial lighting | 8ft LFL: T8 F96 HO - High Efficiency | 2031 | FIXED_OM | REPLACEMENT | lodging | USD/gigalumen_year | us | us | 7554336197.9377
commercial lighting | 8ft LFL: T8 F96 HO - High Efficiency | 2031 | FIXED_OM | REPLACEMENT | merc/service | USD/gigalumen_year | us | us | 7554336197.9377
commercial lighting | 8ft LFL: T8 F96 HO - High Efficiency | 2031 | FIXED_OM | REPLACEMENT | office-large | USD/gigalumen_year | us | us | 7554336197.9377
commercial lighting | 8ft LFL: T8 F96 HO - High Efficiency | 2031 | FIXED_OM | REPLACEMENT | office-small | USD/gigalumen_year | us | us | 7554336197.9377
commercial lighting | 8ft LFL: T8 F96 HO - High Efficiency | 2031 | FIXED_OM | REPLACEMENT | other | USD/gigalumen_year | us | us | 7554336197.9377
commercial lighting | 8ft LFL: T8 F96 HO - High Efficiency | 2031 | FIXED_OM | REPLACEMENT | warehouse | USD/gigalumen_year | us | us | 7554336197.9377
commercial lighting | 8ft LFL: T8 F96 HO - High Efficiency | 2032 | CAPITAL | NEW | assembly | USD/gigalumen_year | us | us | 76257453460.7746
commercial lighting | 8ft LFL: T8 F96 HO - High Efficiency | 2032 | CAPITAL | NEW | education | USD/gigalumen_year | us | us | 76257453460.7746
commercial lighting | 8ft LFL: T8 F96 HO - High Efficiency | 2032 | CAPITAL | NEW | food sales | USD/gigalumen_year | us | us | 76257453460.7746
commercial lighting | 8ft LFL: T8 F96 HO - High Efficiency | 2032 | CAPITAL | NEW | food service | USD/gigalumen_year | us | us | 76257453460.7746
commercial lighting | 8ft LFL: T8 F96 HO - High Efficiency | 2032 | CAPITAL | NEW | health | USD/gigalumen_year | us | us | 76257453460.7746
commercial lighting | 8ft LFL: T8 F96 HO - High Efficiency | 2032 | CAPITAL | NEW | lodging | USD/gigalumen_year | us | us | 76257453460.7746
commercial lighting | 8ft LFL: T8 F96 HO - High Efficiency | 2032 | CAPITAL | NEW | merc/service | USD/gigalumen_year | us | us | 76257453460.7746
commercial lighting | 8ft LFL: T8 F96 HO - High Efficiency | 2032 | CAPITAL | NEW | office-large | USD/gigalumen_year | us | us | 76257453460.7746
commercial lighting | 8ft LFL: T8 F96 HO - High Efficiency | 2032 | CAPITAL | NEW | office-small | USD/gigalumen_year | us | us | 76257453460.7746
commercial lighting | 8ft LFL: T8 F96 HO - High Efficiency | 2032 | CAPITAL | NEW | other | USD/gigalumen_year | us | us | 76257453460.7746
commercial lighting | 8ft LFL: T8 F96 HO - High Efficiency | 2032 | CAPITAL | NEW | warehouse | USD/gigalumen_year | us | us | 76257453460.7746
commercial lighting | 8ft LFL: T8 F96 HO - High Efficiency | 2032 | CAPITAL | REPLACEMENT | assembly | USD/gigalumen_year | us | us | 76257453460.7746
commercial lighting | 8ft LFL: T8 F96 HO - High Efficiency | 2032 | CAPITAL | REPLACEMENT | education | USD/gigalumen_year | us | us | 76257453460.7746
commercial lighting | 8ft LFL: T8 F96 HO - High Efficiency | 2032 | CAPITAL | REPLACEMENT | food sales | USD/gigalumen_year | us | us | 76257453460.7746
commercial lighting | 8ft LFL: T8 F96 HO - High Efficiency | 2032 | CAPITAL | REPLACEMENT | food service | USD/gigalumen_year | us | us | 76257453460.7746
commercial lighting | 8ft LFL: T8 F96 HO - High Efficiency | 2032 | CAPITAL | REPLACEMENT | health | USD/gigalumen_year | us | us | 76257453460.7746
commercial lighting | 8ft LFL: T8 F96 HO - High Efficiency | 2032 | CAPITAL | REPLACEMENT | lodging | USD/gigalumen_year | us | us | 76257453460.7746
commercial lighting | 8ft LFL: T8 F96 HO - High Efficiency | 2032 | CAPITAL | REPLACEMENT | merc/service | USD/gigalumen_year | us | us | 76257453460.7746
commercial lighting | 8ft LFL: T8 F96 HO - High Efficiency | 2032 | CAPITAL | REPLACEMENT | office-large | USD/gigalumen_year | us | us | 76257453460.7746
commercial lighting | 8ft LFL: T8 F96 HO - High Efficiency | 2032 | CAPITAL | REPLACEMENT | office-small | USD/gigalumen_year | us | us | 76257453460.7746
commercial lighting | 8ft LFL: T8 F96 HO - High Efficiency | 2032 | CAPITAL | REPLACEMENT | other | USD/gigalumen_year | us | us | 76257453460.7746
commercial lighting | 8ft LFL: T8 F96 HO - High Efficiency | 2032 | CAPITAL | REPLACEMENT | warehouse | USD/gigalumen_year | us | us | 76257453460.7746
commercial lighting | 8ft LFL: T8 F96 HO - High Efficiency | 2032 | FIXED_OM | NEW | assembly | USD/gigalumen_year | us | us | 7497960554.6696
commercial lighting | 8ft LFL: T8 F96 HO - High Efficiency | 2032 | FIXED_OM | NEW | education | USD/gigalumen_year | us | us | 7497960554.6696
commercial lighting | 8ft LFL: T8 F96 HO - High Efficiency | 2032 | FIXED_OM | NEW | food sales | USD/gigalumen_year | us | us | 7497960554.6696
commercial lighting | 8ft LFL: T8 F96 HO - High Efficiency | 2032 | FIXED_OM | NEW | food service | USD/gigalumen_year | us | us | 7497960554.6696
commercial lighting | 8ft LFL: T8 F96 HO - High Efficiency | 2032 | FIXED_OM | NEW | health | USD/gigalumen_year | us | us | 7497960554.6696
commercial lighting | 8ft LFL: T8 F96 HO - High Efficiency | 2032 | FIXED_OM | NEW | lodging | USD/gigalumen_year | us | us | 7497960554.6696
commercial lighting | 8ft LFL: T8 F96 HO - High Efficiency | 2032 | FIXED_OM | NEW | merc/service | USD/gigalumen_year | us | us | 7497960554.6696
commercial lighting | 8ft LFL: T8 F96 HO - High Efficiency | 2032 | FIXED_OM | NEW | office-large | USD/gigalumen_year | us | us | 7497960554.6696
commercial lighting | 8ft LFL: T8 F96 HO - High Efficiency | 2032 | FIXED_OM | NEW | office-small | USD/gigalumen_year | us | us | 7497960554.6696
commercial lighting | 8ft LFL: T8 F96 HO - High Efficiency | 2032 | FIXED_OM | NEW | other | USD/gigalumen_year | us | us | 7497960554.6696
commercial lighting | 8ft LFL: T8 F96 HO - High Efficiency | 2032 | FIXED_OM | NEW | warehouse | USD/gigalumen_year | us | us | 7497960554.6696
commercial lighting | 8ft LFL: T8 F96 HO - High Efficiency | 2032 | FIXED_OM | REPLACEMENT | assembly | USD/gigalumen_year | us | us | 7497960554.6696
commercial lighting | 8ft LFL: T8 F96 HO - High Efficiency | 2032 | FIXED_OM | REPLACEMENT | education | USD/gigalumen_year | us | us | 7497960554.6696
commercial lighting | 8ft LFL: T8 F96 HO - High Efficiency | 2032 | FIXED_OM | REPLACEMENT | food sales | USD/gigalumen_year | us | us | 7497960554.6696
commercial lighting | 8ft LFL: T8 F96 HO - High Efficiency | 2032 | FIXED_OM | REPLACEMENT | food service | USD/gigalumen_year | us | us | 7497960554.6696
commercial lighting | 8ft LFL: T8 F96 HO - High Efficiency | 2032 | FIXED_OM | REPLACEMENT | health | USD/gigalumen_year | us | us | 7497960554.6696
commercial lighting | 8ft LFL: T8 F96 HO - High Efficiency | 2032 | FIXED_OM | REPLACEMENT | lodging | USD/gigalumen_year | us | us | 7497960554.6696
commercial lighting | 8ft LFL: T8 F96 HO - High Efficiency | 2032 | FIXED_OM | REPLACEMENT | merc/service | USD/gigalumen_year | us | us | 7497960554.6696
commercial lighting | 8ft LFL: T8 F96 HO - High Efficiency | 2032 | FIXED_OM | REPLACEMENT | office-large | USD/gigalumen_year | us | us | 7497960554.6696
commercial lighting | 8ft LFL: T8 F96 HO - High Efficiency | 2032 | FIXED_OM | REPLACEMENT | office-small | USD/gigalumen_year | us | us | 7497960554.6696
commercial lighting | 8ft LFL: T8 F96 HO - High Efficiency | 2032 | FIXED_OM | REPLACEMENT | other | USD/gigalumen_year | us | us | 7497960554.6696
commercial lighting | 8ft LFL: T8 F96 HO - High Efficiency | 2032 | FIXED_OM | REPLACEMENT | warehouse | USD/gigalumen_year | us | us | 7497960554.6696
commercial lighting | 8ft LFL: T8 F96 HO - High Efficiency | 2033 | CAPITAL | NEW | assembly | USD/gigalumen_year | us | us | 76097722471.5147
commercial lighting | 8ft LFL: T8 F96 HO - High Efficiency | 2033 | CAPITAL | NEW | education | USD/gigalumen_year | us | us | 76097722471.5147
commercial lighting | 8ft LFL: T8 F96 HO - High Efficiency | 2033 | CAPITAL | NEW | food sales | USD/gigalumen_year | us | us | 76097722471.5147
commercial lighting | 8ft LFL: T8 F96 HO - High Efficiency | 2033 | CAPITAL | NEW | food service | USD/gigalumen_year | us | us | 76097722471.5147
commercial lighting | 8ft LFL: T8 F96 HO - High Efficiency | 2033 | CAPITAL | NEW | health | USD/gigalumen_year | us | us | 76097722471.5147
commercial lighting | 8ft LFL: T8 F96 HO - High Efficiency | 2033 | CAPITAL | NEW | lodging | USD/gigalumen_year | us | us | 76097722471.5147
commercial lighting | 8ft LFL: T8 F96 HO - High Efficiency | 2033 | CAPITAL | NEW | merc/service | USD/gigalumen_year | us | us | 76097722471.5147
commercial lighting | 8ft LFL: T8 F96 HO - High Efficiency | 2033 | CAPITAL | NEW | office-large | USD/gigalumen_year | us | us | 76097722471.5147
commercial lighting | 8ft LFL: T8 F96 HO - High Efficiency | 2033 | CAPITAL | NEW | office-small | USD/gigalumen_year | us | us | 76097722471.5147
commercial lighting | 8ft LFL: T8 F96 HO - High Efficiency | 2033 | CAPITAL | NEW | other | USD/gigalumen_year | us | us | 76097722471.5147
commercial lighting | 8ft LFL: T8 F96 HO - High Efficiency | 2033 | CAPITAL | NEW | warehouse | USD/gigalumen_year | us | us | 76097722471.5147
commercial lighting | 8ft LFL: T8 F96 HO - High Efficiency | 2033 | CAPITAL | REPLACEMENT | assembly | USD/gigalumen_year | us | us | 76097722471.5147
commercial lighting | 8ft LFL: T8 F96 HO - High Efficiency | 2033 | CAPITAL | REPLACEMENT | education | USD/gigalumen_year | us | us | 76097722471.5147
commercial lighting | 8ft LFL: T8 F96 HO - High Efficiency | 2033 | CAPITAL | REPLACEMENT | food sales | USD/gigalumen_year | us | us | 76097722471.5147
commercial lighting | 8ft LFL: T8 F96 HO - High Efficiency | 2033 | CAPITAL | REPLACEMENT | food service | USD/gigalumen_year | us | us | 76097722471.5147
commercial lighting | 8ft LFL: T8 F96 HO - High Efficiency | 2033 | CAPITAL | REPLACEMENT | health | USD/gigalumen_year | us | us | 76097722471.5147
commercial lighting | 8ft LFL: T8 F96 HO - High Efficiency | 2033 | CAPITAL | REPLACEMENT | lodging | USD/gigalumen_year | us | us | 76097722471.5147
commercial lighting | 8ft LFL: T8 F96 HO - High Efficiency | 2033 | CAPITAL | REPLACEMENT | merc/service | USD/gigalumen_year | us | us | 76097722471.5147
commercial lighting | 8ft LFL: T8 F96 HO - High Efficiency | 2033 | CAPITAL | REPLACEMENT | office-large | USD/gigalumen_year | us | us | 76097722471.5147
commercial lighting | 8ft LFL: T8 F96 HO - High Efficiency | 2033 | CAPITAL | REPLACEMENT | office-small | USD/gigalumen_year | us | us | 76097722471.5147
commercial lighting | 8ft LFL: T8 F96 HO - High Efficiency | 2033 | CAPITAL | REPLACEMENT | other | USD/gigalumen_year | us | us | 76097722471.5147
commercial lighting | 8ft LFL: T8 F96 HO - High Efficiency | 2033 | CAPITAL | REPLACEMENT | warehouse | USD/gigalumen_year | us | us | 76097722471.5147
commercial lighting | 8ft LFL: T8 F96 HO - High Efficiency | 2033 | FIXED_OM | NEW | assembly | USD/gigalumen_year | us | us | 7441584911.4014
commercial lighting | 8ft LFL: T8 F96 HO - High Efficiency | 2033 | FIXED_OM | NEW | education | USD/gigalumen_year | us | us | 7441584911.4014
commercial lighting | 8ft LFL: T8 F96 HO - High Efficiency | 2033 | FIXED_OM | NEW | food sales | USD/gigalumen_year | us | us | 7441584911.4014
commercial lighting | 8ft LFL: T8 F96 HO - High Efficiency | 2033 | FIXED_OM | NEW | food service | USD/gigalumen_year | us | us | 7441584911.4014
commercial lighting | 8ft LFL: T8 F96 HO - High Efficiency | 2033 | FIXED_OM | NEW | health | USD/gigalumen_year | us | us | 7441584911.4014
commercial lighting | 8ft LFL: T8 F96 HO - High Efficiency | 2033 | FIXED_OM | NEW | lodging | USD/gigalumen_year | us | us | 7441584911.4014
commercial lighting | 8ft LFL: T8 F96 HO - High Efficiency | 2033 | FIXED_OM | NEW | merc/service | USD/gigalumen_year | us | us | 7441584911.4014
commercial lighting | 8ft LFL: T8 F96 HO - High Efficiency | 2033 | FIXED_OM | NEW | office-large | USD/gigalumen_year | us | us | 7441584911.4014
commercial lighting | 8ft LFL: T8 F96 HO - High Efficiency | 2033 | FIXED_OM | NEW | office-small | USD/gigalumen_year | us | us | 7441584911.4014
commercial lighting | 8ft LFL: T8 F96 HO - High Efficiency | 2033 | FIXED_OM | NEW | other | USD/gigalumen_year | us | us | 7441584911.4014
commercial lighting | 8ft LFL: T8 F96 HO - High Efficiency | 2033 | FIXED_OM | NEW | warehouse | USD/gigalumen_year | us | us | 7441584911.4014
commercial lighting | 8ft LFL: T8 F96 HO - High Efficiency | 2033 | FIXED_OM | REPLACEMENT | assembly | USD/gigalumen_year | us | us | 7441584911.4014
commercial lighting | 8ft LFL: T8 F96 HO - High Efficiency | 2033 | FIXED_OM | REPLACEMENT | education | USD/gigalumen_year | us | us | 7441584911.4014
commercial lighting | 8ft LFL: T8 F96 HO - High Efficiency | 2033 | FIXED_OM | REPLACEMENT | food sales | USD/gigalumen_year | us | us | 7441584911.4014
commercial lighting | 8ft LFL: T8 F96 HO - High Efficiency | 2033 | FIXED_OM | REPLACEMENT | food service | USD/gigalumen_year | us | us | 7441584911.4014
commercial lighting | 8ft LFL: T8 F96 HO - High Efficiency | 2033 | FIXED_OM | REPLACEMENT | health | USD/gigalumen_year | us | us | 7441584911.4014
commercial lighting | 8ft LFL: T8 F96 HO - High Efficiency | 2033 | FIXED_OM | REPLACEMENT | lodging | USD/gigalumen_year | us | us | 7441584911.4014
commercial lighting | 8ft LFL: T8 F96 HO - High Efficiency | 2033 | FIXED_OM | REPLACEMENT | merc/service | USD/gigalumen_year | us | us | 7441584911.4014
commercial lighting | 8ft LFL: T8 F96 HO - High Efficiency | 2033 | FIXED_OM | REPLACEMENT | office-large | USD/gigalumen_year | us | us | 7441584911.4014
commercial lighting | 8ft LFL: T8 F96 HO - High Efficiency | 2033 | FIXED_OM | REPLACEMENT | office-small | USD/gigalumen_year | us | us | 7441584911.4014
commercial lighting | 8ft LFL: T8 F96 HO - High Efficiency | 2033 | FIXED_OM | REPLACEMENT | other | USD/gigalumen_year | us | us | 7441584911.4014
commercial lighting | 8ft LFL: T8 F96 HO - High Efficiency | 2033 | FIXED_OM | REPLACEMENT | warehouse | USD/gigalumen_year | us | us | 7441584911.4014
commercial lighting | 8ft LFL: T8 F96 HO - High Efficiency | 2034 | CAPITAL | NEW | assembly | USD/gigalumen_year | us | us | 75937991482.2548
commercial lighting | 8ft LFL: T8 F96 HO - High Efficiency | 2034 | CAPITAL | NEW | education | USD/gigalumen_year | us | us | 75937991482.2548
commercial lighting | 8ft LFL: T8 F96 HO - High Efficiency | 2034 | CAPITAL | NEW | food sales | USD/gigalumen_year | us | us | 75937991482.2548
commercial lighting | 8ft LFL: T8 F96 HO - High Efficiency | 2034 | CAPITAL | NEW | food service | USD/gigalumen_year | us | us | 75937991482.2548
commercial lighting | 8ft LFL: T8 F96 HO - High Efficiency | 2034 | CAPITAL | NEW | health | USD/gigalumen_year | us | us | 75937991482.2548
commercial lighting | 8ft LFL: T8 F96 HO - High Efficiency | 2034 | CAPITAL | NEW | lodging | USD/gigalumen_year | us | us | 75937991482.2548
commercial lighting | 8ft LFL: T8 F96 HO - High Efficiency | 2034 | CAPITAL | NEW | merc/service | USD/gigalumen_year | us | us | 75937991482.2548
commercial lighting | 8ft LFL: T8 F96 HO - High Efficiency | 2034 | CAPITAL | NEW | office-large | USD/gigalumen_year | us | us | 75937991482.2548
commercial lighting | 8ft LFL: T8 F96 HO - High Efficiency | 2034 | CAPITAL | NEW | office-small | USD/gigalumen_year | us | us | 75937991482.2548
commercial lighting | 8ft LFL: T8 F96 HO - High Efficiency | 2034 | CAPITAL | NEW | other | USD/gigalumen_year | us | us | 75937991482.2548
commercial lighting | 8ft LFL: T8 F96 HO - High Efficiency | 2034 | CAPITAL | NEW | warehouse | USD/gigalumen_year | us | us | 75937991482.2548
commercial lighting | 8ft LFL: T8 F96 HO - High Efficiency | 2034 | CAPITAL | REPLACEMENT | assembly | USD/gigalumen_year | us | us | 75937991482.2548
commercial lighting | 8ft LFL: T8 F96 HO - High Efficiency | 2034 | CAPITAL | REPLACEMENT | education | USD/gigalumen_year | us | us | 75937991482.2548
commercial lighting | 8ft LFL: T8 F96 HO - High Efficiency | 2034 | CAPITAL | REPLACEMENT | food sales | USD/gigalumen_year | us | us | 75937991482.2548
commercial lighting | 8ft LFL: T8 F96 HO - High Efficiency | 2034 | CAPITAL | REPLACEMENT | food service | USD/gigalumen_year | us | us | 75937991482.2548
commercial lighting | 8ft LFL: T8 F96 HO - High Efficiency | 2034 | CAPITAL | REPLACEMENT | health | USD/gigalumen_year | us | us | 75937991482.2548
commercial lighting | 8ft LFL: T8 F96 HO - High Efficiency | 2034 | CAPITAL | REPLACEMENT | lodging | USD/gigalumen_year | us | us | 75937991482.2548
commercial lighting | 8ft LFL: T8 F96 HO - High Efficiency | 2034 | CAPITAL | REPLACEMENT | merc/service | USD/gigalumen_year | us | us | 75937991482.2548
commercial lighting | 8ft LFL: T8 F96 HO - High Efficiency | 2034 | CAPITAL | REPLACEMENT | office-large | USD/gigalumen_year | us | us | 75937991482.2548
commercial lighting | 8ft LFL: T8 F96 HO - High Efficiency | 2034 | CAPITAL | REPLACEMENT | office-small | USD/gigalumen_year | us | us | 75937991482.2548
commercial lighting | 8ft LFL: T8 F96 HO - High Efficiency | 2034 | CAPITAL | REPLACEMENT | other | USD/gigalumen_year | us | us | 75937991482.2548
commercial lighting | 8ft LFL: T8 F96 HO - High Efficiency | 2034 | CAPITAL | REPLACEMENT | warehouse | USD/gigalumen_year | us | us | 75937991482.2548
commercial lighting | 8ft LFL: T8 F96 HO - High Efficiency | 2034 | FIXED_OM | NEW | assembly | USD/gigalumen_year | us | us | 7385209268.1332
commercial lighting | 8ft LFL: T8 F96 HO - High Efficiency | 2034 | FIXED_OM | NEW | education | USD/gigalumen_year | us | us | 7385209268.1332
commercial lighting | 8ft LFL: T8 F96 HO - High Efficiency | 2034 | FIXED_OM | NEW | food sales | USD/gigalumen_year | us | us | 7385209268.1332
commercial lighting | 8ft LFL: T8 F96 HO - High Efficiency | 2034 | FIXED_OM | NEW | food service | USD/gigalumen_year | us | us | 7385209268.1332
commercial lighting | 8ft LFL: T8 F96 HO - High Efficiency | 2034 | FIXED_OM | NEW | health | USD/gigalumen_year | us | us | 7385209268.1332
commercial lighting | 8ft LFL: T8 F96 HO - High Efficiency | 2034 | FIXED_OM | NEW | lodging | USD/gigalumen_year | us | us | 7385209268.1332
commercial lighting | 8ft LFL: T8 F96 HO - High Efficiency | 2034 | FIXED_OM | NEW | merc/service | USD/gigalumen_year | us | us | 7385209268.1332
commercial lighting | 8ft LFL: T8 F96 HO - High Efficiency | 2034 | FIXED_OM | NEW | office-large | USD/gigalumen_year | us | us | 7385209268.1332
commercial lighting | 8ft LFL: T8 F96 HO - High Efficiency | 2034 | FIXED_OM | NEW | office-small | USD/gigalumen_year | us | us | 7385209268.1332
commercial lighting | 8ft LFL: T8 F96 HO - High Efficiency | 2034 | FIXED_OM | NEW | other | USD/gigalumen_year | us | us | 7385209268.1332
commercial lighting | 8ft LFL: T8 F96 HO - High Efficiency | 2034 | FIXED_OM | NEW | warehouse | USD/gigalumen_year | us | us | 7385209268.1332
commercial lighting | 8ft LFL: T8 F96 HO - High Efficiency | 2034 | FIXED_OM | REPLACEMENT | assembly | USD/gigalumen_year | us | us | 7385209268.1332
commercial lighting | 8ft LFL: T8 F96 HO - High Efficiency | 2034 | FIXED_OM | REPLACEMENT | education | USD/gigalumen_year | us | us | 7385209268.1332
commercial lighting | 8ft LFL: T8 F96 HO - High Efficiency | 2034 | FIXED_OM | REPLACEMENT | food sales | USD/gigalumen_year | us | us | 7385209268.1332
commercial lighting | 8ft LFL: T8 F96 HO - High Efficiency | 2034 | FIXED_OM | REPLACEMENT | food service | USD/gigalumen_year | us | us | 7385209268.1332
commercial lighting | 8ft LFL: T8 F96 HO - High Efficiency | 2034 | FIXED_OM | REPLACEMENT | health | USD/gigalumen_year | us | us | 7385209268.1332
commercial lighting | 8ft LFL: T8 F96 HO - High Efficiency | 2034 | FIXED_OM | REPLACEMENT | lodging | USD/gigalumen_year | us | us | 7385209268.1332
commercial lighting | 8ft LFL: T8 F96 HO - High Efficiency | 2034 | FIXED_OM | REPLACEMENT | merc/service | USD/gigalumen_year | us | us | 7385209268.1332
commercial lighting | 8ft LFL: T8 F96 HO - High Efficiency | 2034 | FIXED_OM | REPLACEMENT | office-large | USD/gigalumen_year | us | us | 7385209268.1332
commercial lighting | 8ft LFL: T8 F96 HO - High Efficiency | 2034 | FIXED_OM | REPLACEMENT | office-small | USD/gigalumen_year | us | us | 7385209268.1332
commercial lighting | 8ft LFL: T8 F96 HO - High Efficiency | 2034 | FIXED_OM | REPLACEMENT | other | USD/gigalumen_year | us | us | 7385209268.1332
commercial lighting | 8ft LFL: T8 F96 HO - High Efficiency | 2034 | FIXED_OM | REPLACEMENT | warehouse | USD/gigalumen_year | us | us | 7385209268.1332
commercial lighting | 8ft LFL: T8 F96 HO - High Efficiency | 2035 | CAPITAL | NEW | assembly | USD/gigalumen_year | us | us | 75778260492.995
commercial lighting | 8ft LFL: T8 F96 HO - High Efficiency | 2035 | CAPITAL | NEW | education | USD/gigalumen_year | us | us | 75778260492.995
commercial lighting | 8ft LFL: T8 F96 HO - High Efficiency | 2035 | CAPITAL | NEW | food sales | USD/gigalumen_year | us | us | 75778260492.995
commercial lighting | 8ft LFL: T8 F96 HO - High Efficiency | 2035 | CAPITAL | NEW | food service | USD/gigalumen_year | us | us | 75778260492.995
commercial lighting | 8ft LFL: T8 F96 HO - High Efficiency | 2035 | CAPITAL | NEW | health | USD/gigalumen_year | us | us | 75778260492.995
commercial lighting | 8ft LFL: T8 F96 HO - High Efficiency | 2035 | CAPITAL | NEW | lodging | USD/gigalumen_year | us | us | 75778260492.995
commercial lighting | 8ft LFL: T8 F96 HO - High Efficiency | 2035 | CAPITAL | NEW | merc/service | USD/gigalumen_year | us | us | 75778260492.995
commercial lighting | 8ft LFL: T8 F96 HO - High Efficiency | 2035 | CAPITAL | NEW | office-large | USD/gigalumen_year | us | us | 75778260492.995
commercial lighting | 8ft LFL: T8 F96 HO - High Efficiency | 2035 | CAPITAL | NEW | office-small | USD/gigalumen_year | us | us | 75778260492.995
commercial lighting | 8ft LFL: T8 F96 HO - High Efficiency | 2035 | CAPITAL | NEW | other | USD/gigalumen_year | us | us | 75778260492.995
commercial lighting | 8ft LFL: T8 F96 HO - High Efficiency | 2035 | CAPITAL | NEW | warehouse | USD/gigalumen_year | us | us | 75778260492.995
commercial lighting | 8ft LFL: T8 F96 HO - High Efficiency | 2035 | CAPITAL | REPLACEMENT | assembly | USD/gigalumen_year | us | us | 75778260492.995
commercial lighting | 8ft LFL: T8 F96 HO - High Efficiency | 2035 | CAPITAL | REPLACEMENT | education | USD/gigalumen_year | us | us | 75778260492.995
commercial lighting | 8ft LFL: T8 F96 HO - High Efficiency | 2035 | CAPITAL | REPLACEMENT | food sales | USD/gigalumen_year | us | us | 75778260492.995
commercial lighting | 8ft LFL: T8 F96 HO - High Efficiency | 2035 | CAPITAL | REPLACEMENT | food service | USD/gigalumen_year | us | us | 75778260492.995
commercial lighting | 8ft LFL: T8 F96 HO - High Efficiency | 2035 | CAPITAL | REPLACEMENT | health | USD/gigalumen_year | us | us | 75778260492.995
commercial lighting | 8ft LFL: T8 F96 HO - High Efficiency | 2035 | CAPITAL | REPLACEMENT | lodging | USD/gigalumen_year | us | us | 75778260492.995
commercial lighting | 8ft LFL: T8 F96 HO - High Efficiency | 2035 | CAPITAL | REPLACEMENT | merc/service | USD/gigalumen_year | us | us | 75778260492.995
commercial lighting | 8ft LFL: T8 F96 HO - High Efficiency | 2035 | CAPITAL | REPLACEMENT | office-large | USD/gigalumen_year | us | us | 75778260492.995
commercial lighting | 8ft LFL: T8 F96 HO - High Efficiency | 2035 | CAPITAL | REPLACEMENT | office-small | USD/gigalumen_year | us | us | 75778260492.995
commercial lighting | 8ft LFL: T8 F96 HO - High Efficiency | 2035 | CAPITAL | REPLACEMENT | other | USD/gigalumen_year | us | us | 75778260492.995
commercial lighting | 8ft LFL: T8 F96 HO - High Efficiency | 2035 | CAPITAL | REPLACEMENT | warehouse | USD/gigalumen_year | us | us | 75778260492.995
commercial lighting | 8ft LFL: T8 F96 HO - High Efficiency | 2035 | FIXED_OM | NEW | assembly | USD/gigalumen_year | us | us | 7328833624.865
commercial lighting | 8ft LFL: T8 F96 HO - High Efficiency | 2035 | FIXED_OM | NEW | education | USD/gigalumen_year | us | us | 7328833624.865
commercial lighting | 8ft LFL: T8 F96 HO - High Efficiency | 2035 | FIXED_OM | NEW | food sales | USD/gigalumen_year | us | us | 7328833624.865
commercial lighting | 8ft LFL: T8 F96 HO - High Efficiency | 2035 | FIXED_OM | NEW | food service | USD/gigalumen_year | us | us | 7328833624.865
commercial lighting | 8ft LFL: T8 F96 HO - High Efficiency | 2035 | FIXED_OM | NEW | health | USD/gigalumen_year | us | us | 7328833624.865
commercial lighting | 8ft LFL: T8 F96 HO - High Efficiency | 2035 | FIXED_OM | NEW | lodging | USD/gigalumen_year | us | us | 7328833624.865
commercial lighting | 8ft LFL: T8 F96 HO - High Efficiency | 2035 | FIXED_OM | NEW | merc/service | USD/gigalumen_year | us | us | 7328833624.865
commercial lighting | 8ft LFL: T8 F96 HO - High Efficiency | 2035 | FIXED_OM | NEW | office-large | USD/gigalumen_year | us | us | 7328833624.865
commercial lighting | 8ft LFL: T8 F96 HO - High Efficiency | 2035 | FIXED_OM | NEW | office-small | USD/gigalumen_year | us | us | 7328833624.865
commercial lighting | 8ft LFL: T8 F96 HO - High Efficiency | 2035 | FIXED_OM | NEW | other | USD/gigalumen_year | us | us | 7328833624.865
commercial lighting | 8ft LFL: T8 F96 HO - High Efficiency | 2035 | FIXED_OM | NEW | warehouse | USD/gigalumen_year | us | us | 7328833624.865
commercial lighting | 8ft LFL: T8 F96 HO - High Efficiency | 2035 | FIXED_OM | REPLACEMENT | assembly | USD/gigalumen_year | us | us | 7328833624.865
commercial lighting | 8ft LFL: T8 F96 HO - High Efficiency | 2035 | FIXED_OM | REPLACEMENT | education | USD/gigalumen_year | us | us | 7328833624.865
commercial lighting | 8ft LFL: T8 F96 HO - High Efficiency | 2035 | FIXED_OM | REPLACEMENT | food sales | USD/gigalumen_year | us | us | 7328833624.865
commercial lighting | 8ft LFL: T8 F96 HO - High Efficiency | 2035 | FIXED_OM | REPLACEMENT | food service | USD/gigalumen_year | us | us | 7328833624.865
commercial lighting | 8ft LFL: T8 F96 HO - High Efficiency | 2035 | FIXED_OM | REPLACEMENT | health | USD/gigalumen_year | us | us | 7328833624.865
commercial lighting | 8ft LFL: T8 F96 HO - High Efficiency | 2035 | FIXED_OM | REPLACEMENT | lodging | USD/gigalumen_year | us | us | 7328833624.865
commercial lighting | 8ft LFL: T8 F96 HO - High Efficiency | 2035 | FIXED_OM | REPLACEMENT | merc/service | USD/gigalumen_year | us | us | 7328833624.865
commercial lighting | 8ft LFL: T8 F96 HO - High Efficiency | 2035 | FIXED_OM | REPLACEMENT | office-large | USD/gigalumen_year | us | us | 7328833624.865
commercial lighting | 8ft LFL: T8 F96 HO - High Efficiency | 2035 | FIXED_OM | REPLACEMENT | office-small | USD/gigalumen_year | us | us | 7328833624.865
commercial lighting | 8ft LFL: T8 F96 HO - High Efficiency | 2035 | FIXED_OM | REPLACEMENT | other | USD/gigalumen_year | us | us | 7328833624.865
commercial lighting | 8ft LFL: T8 F96 HO - High Efficiency | 2035 | FIXED_OM | REPLACEMENT | warehouse | USD/gigalumen_year | us | us | 7328833624.865
commercial lighting | 8ft LFL: T8 F96 HO - High Efficiency | 2036 | CAPITAL | NEW | assembly | USD/gigalumen_year | us | us | 75618529503.735
commercial lighting | 8ft LFL: T8 F96 HO - High Efficiency | 2036 | CAPITAL | NEW | education | USD/gigalumen_year | us | us | 75618529503.735
commercial lighting | 8ft LFL: T8 F96 HO - High Efficiency | 2036 | CAPITAL | NEW | food sales | USD/gigalumen_year | us | us | 75618529503.735
commercial lighting | 8ft LFL: T8 F96 HO - High Efficiency | 2036 | CAPITAL | NEW | food service | USD/gigalumen_year | us | us | 75618529503.735
commercial lighting | 8ft LFL: T8 F96 HO - High Efficiency | 2036 | CAPITAL | NEW | health | USD/gigalumen_year | us | us | 75618529503.735
commercial lighting | 8ft LFL: T8 F96 HO - High Efficiency | 2036 | CAPITAL | NEW | lodging | USD/gigalumen_year | us | us | 75618529503.735
commercial lighting | 8ft LFL: T8 F96 HO - High Efficiency | 2036 | CAPITAL | NEW | merc/service | USD/gigalumen_year | us | us | 75618529503.735
commercial lighting | 8ft LFL: T8 F96 HO - High Efficiency | 2036 | CAPITAL | NEW | office-large | USD/gigalumen_year | us | us | 75618529503.735
commercial lighting | 8ft LFL: T8 F96 HO - High Efficiency | 2036 | CAPITAL | NEW | office-small | USD/gigalumen_year | us | us | 75618529503.735
commercial lighting | 8ft LFL: T8 F96 HO - High Efficiency | 2036 | CAPITAL | NEW | other | USD/gigalumen_year | us | us | 75618529503.735
commercial lighting | 8ft LFL: T8 F96 HO - High Efficiency | 2036 | CAPITAL | NEW | warehouse | USD/gigalumen_year | us | us | 75618529503.735
commercial lighting | 8ft LFL: T8 F96 HO - High Efficiency | 2036 | CAPITAL | REPLACEMENT | assembly | USD/gigalumen_year | us | us | 75618529503.735
commercial lighting | 8ft LFL: T8 F96 HO - High Efficiency | 2036 | CAPITAL | REPLACEMENT | education | USD/gigalumen_year | us | us | 75618529503.735
commercial lighting | 8ft LFL: T8 F96 HO - High Efficiency | 2036 | CAPITAL | REPLACEMENT | food sales | USD/gigalumen_year | us | us | 75618529503.735
commercial lighting | 8ft LFL: T8 F96 HO - High Efficiency | 2036 | CAPITAL | REPLACEMENT | food service | USD/gigalumen_year | us | us | 75618529503.735
commercial lighting | 8ft LFL: T8 F96 HO - High Efficiency | 2036 | CAPITAL | REPLACEMENT | health | USD/gigalumen_year | us | us | 75618529503.735
commercial lighting | 8ft LFL: T8 F96 HO - High Efficiency | 2036 | CAPITAL | REPLACEMENT | lodging | USD/gigalumen_year | us | us | 75618529503.735
commercial lighting | 8ft LFL: T8 F96 HO - High Efficiency | 2036 | CAPITAL | REPLACEMENT | merc/service | USD/gigalumen_year | us | us | 75618529503.735
commercial lighting | 8ft LFL: T8 F96 HO - High Efficiency | 2036 | CAPITAL | REPLACEMENT | office-large | USD/gigalumen_year | us | us | 75618529503.735
commercial lighting | 8ft LFL: T8 F96 HO - High Efficiency | 2036 | CAPITAL | REPLACEMENT | office-small | USD/gigalumen_year | us | us | 75618529503.735
commercial lighting | 8ft LFL: T8 F96 HO - High Efficiency | 2036 | CAPITAL | REPLACEMENT | other | USD/gigalumen_year | us | us | 75618529503.735
commercial lighting | 8ft LFL: T8 F96 HO - High Efficiency | 2036 | CAPITAL | REPLACEMENT | warehouse | USD/gigalumen_year | us | us | 75618529503.735
commercial lighting | 8ft LFL: T8 F96 HO - High Efficiency | 2036 | FIXED_OM | NEW | assembly | USD/gigalumen_year | us | us | 7272457981.5968
commercial lighting | 8ft LFL: T8 F96 HO - High Efficiency | 2036 | FIXED_OM | NEW | education | USD/gigalumen_year | us | us | 7272457981.5968
commercial lighting | 8ft LFL: T8 F96 HO - High Efficiency | 2036 | FIXED_OM | NEW | food sales | USD/gigalumen_year | us | us | 7272457981.5968
commercial lighting | 8ft LFL: T8 F96 HO - High Efficiency | 2036 | FIXED_OM | NEW | food service | USD/gigalumen_year | us | us | 7272457981.5968
commercial lighting | 8ft LFL: T8 F96 HO - High Efficiency | 2036 | FIXED_OM | NEW | health | USD/gigalumen_year | us | us | 7272457981.5968
commercial lighting | 8ft LFL: T8 F96 HO - High Efficiency | 2036 | FIXED_OM | NEW | lodging | USD/gigalumen_year | us | us | 7272457981.5968
commercial lighting | 8ft LFL: T8 F96 HO - High Efficiency | 2036 | FIXED_OM | NEW | merc/service | USD/gigalumen_year | us | us | 7272457981.5968
commercial lighting | 8ft LFL: T8 F96 HO - High Efficiency | 2036 | FIXED_OM | NEW | office-large | USD/gigalumen_year | us | us | 7272457981.5968
commercial lighting | 8ft LFL: T8 F96 HO - High Efficiency | 2036 | FIXED_OM | NEW | office-small | USD/gigalumen_year | us | us | 7272457981.5968
commercial lighting | 8ft LFL: T8 F96 HO - High Efficiency | 2036 | FIXED_OM | NEW | other | USD/gigalumen_year | us | us | 7272457981.5968
commercial lighting | 8ft LFL: T8 F96 HO - High Efficiency | 2036 | FIXED_OM | NEW | warehouse | USD/gigalumen_year | us | us | 7272457981.5968
commercial lighting | 8ft LFL: T8 F96 HO - High Efficiency | 2036 | FIXED_OM | REPLACEMENT | assembly | USD/gigalumen_year | us | us | 7272457981.5968
commercial lighting | 8ft LFL: T8 F96 HO - High Efficiency | 2036 | FIXED_OM | REPLACEMENT | education | USD/gigalumen_year | us | us | 7272457981.5968
commercial lighting | 8ft LFL: T8 F96 HO - High Efficiency | 2036 | FIXED_OM | REPLACEMENT | food sales | USD/gigalumen_year | us | us | 7272457981.5968
commercial lighting | 8ft LFL: T8 F96 HO - High Efficiency | 2036 | FIXED_OM | REPLACEMENT | food service | USD/gigalumen_year | us | us | 7272457981.5968
commercial lighting | 8ft LFL: T8 F96 HO - High Efficiency | 2036 | FIXED_OM | REPLACEMENT | health | USD/gigalumen_year | us | us | 7272457981.5968
commercial lighting | 8ft LFL: T8 F96 HO - High Efficiency | 2036 | FIXED_OM | REPLACEMENT | lodging | USD/gigalumen_year | us | us | 7272457981.5968
commercial lighting | 8ft LFL: T8 F96 HO - High Efficiency | 2036 | FIXED_OM | REPLACEMENT | merc/service | USD/gigalumen_year | us | us | 7272457981.5968
commercial lighting | 8ft LFL: T8 F96 HO - High Efficiency | 2036 | FIXED_OM | REPLACEMENT | office-large | USD/gigalumen_year | us | us | 7272457981.5968
commercial lighting | 8ft LFL: T8 F96 HO - High Efficiency | 2036 | FIXED_OM | REPLACEMENT | office-small | USD/gigalumen_year | us | us | 7272457981.5968
commercial lighting | 8ft LFL: T8 F96 HO - High Efficiency | 2036 | FIXED_OM | REPLACEMENT | other | USD/gigalumen_year | us | us | 7272457981.5968
commercial lighting | 8ft LFL: T8 F96 HO - High Efficiency | 2036 | FIXED_OM | REPLACEMENT | warehouse | USD/gigalumen_year | us | us | 7272457981.5968
commercial lighting | 8ft LFL: T8 F96 HO - High Efficiency | 2037 | CAPITAL | NEW | assembly | USD/gigalumen_year | us | us | 75458798514.4752
commercial lighting | 8ft LFL: T8 F96 HO - High Efficiency | 2037 | CAPITAL | NEW | education | USD/gigalumen_year | us | us | 75458798514.4752
commercial lighting | 8ft LFL: T8 F96 HO - High Efficiency | 2037 | CAPITAL | NEW | food sales | USD/gigalumen_year | us | us | 75458798514.4752
commercial lighting | 8ft LFL: T8 F96 HO - High Efficiency | 2037 | CAPITAL | NEW | food service | USD/gigalumen_year | us | us | 75458798514.4752
commercial lighting | 8ft LFL: T8 F96 HO - High Efficiency | 2037 | CAPITAL | NEW | health | USD/gigalumen_year | us | us | 75458798514.4752
commercial lighting | 8ft LFL: T8 F96 HO - High Efficiency | 2037 | CAPITAL | NEW | lodging | USD/gigalumen_year | us | us | 75458798514.4752
commercial lighting | 8ft LFL: T8 F96 HO - High Efficiency | 2037 | CAPITAL | NEW | merc/service | USD/gigalumen_year | us | us | 75458798514.4752
commercial lighting | 8ft LFL: T8 F96 HO - High Efficiency | 2037 | CAPITAL | NEW | office-large | USD/gigalumen_year | us | us | 75458798514.4752
commercial lighting | 8ft LFL: T8 F96 HO - High Efficiency | 2037 | CAPITAL | NEW | office-small | USD/gigalumen_year | us | us | 75458798514.4752
commercial lighting | 8ft LFL: T8 F96 HO - High Efficiency | 2037 | CAPITAL | NEW | other | USD/gigalumen_year | us | us | 75458798514.4752
commercial lighting | 8ft LFL: T8 F96 HO - High Efficiency | 2037 | CAPITAL | NEW | warehouse | USD/gigalumen_year | us | us | 75458798514.4752
commercial lighting | 8ft LFL: T8 F96 HO - High Efficiency | 2037 | CAPITAL | REPLACEMENT | assembly | USD/gigalumen_year | us | us | 75458798514.4752
commercial lighting | 8ft LFL: T8 F96 HO - High Efficiency | 2037 | CAPITAL | REPLACEMENT | education | USD/gigalumen_year | us | us | 75458798514.4752
commercial lighting | 8ft LFL: T8 F96 HO - High Efficiency | 2037 | CAPITAL | REPLACEMENT | food sales | USD/gigalumen_year | us | us | 75458798514.4752
commercial lighting | 8ft LFL: T8 F96 HO - High Efficiency | 2037 | CAPITAL | REPLACEMENT | food service | USD/gigalumen_year | us | us | 75458798514.4752
commercial lighting | 8ft LFL: T8 F96 HO - High Efficiency | 2037 | CAPITAL | REPLACEMENT | health | USD/gigalumen_year | us | us | 75458798514.4752
commercial lighting | 8ft LFL: T8 F96 HO - High Efficiency | 2037 | CAPITAL | REPLACEMENT | lodging | USD/gigalumen_year | us | us | 75458798514.4752
commercial lighting | 8ft LFL: T8 F96 HO - High Efficiency | 2037 | CAPITAL | REPLACEMENT | merc/service | USD/gigalumen_year | us | us | 75458798514.4752
commercial lighting | 8ft LFL: T8 F96 HO - High Efficiency | 2037 | CAPITAL | REPLACEMENT | office-large | USD/gigalumen_year | us | us | 75458798514.4752
commercial lighting | 8ft LFL: T8 F96 HO - High Efficiency | 2037 | CAPITAL | REPLACEMENT | office-small | USD/gigalumen_year | us | us | 75458798514.4752
commercial lighting | 8ft LFL: T8 F96 HO - High Efficiency | 2037 | CAPITAL | REPLACEMENT | other | USD/gigalumen_year | us | us | 75458798514.4752
commercial lighting | 8ft LFL: T8 F96 HO - High Efficiency | 2037 | CAPITAL | REPLACEMENT | warehouse | USD/gigalumen_year | us | us | 75458798514.4752
commercial lighting | 8ft LFL: T8 F96 HO - High Efficiency | 2037 | FIXED_OM | NEW | assembly | USD/gigalumen_year | us | us | 7216082338.3286
commercial lighting | 8ft LFL: T8 F96 HO - High Efficiency | 2037 | FIXED_OM | NEW | education | USD/gigalumen_year | us | us | 7216082338.3286
commercial lighting | 8ft LFL: T8 F96 HO - High Efficiency | 2037 | FIXED_OM | NEW | food sales | USD/gigalumen_year | us | us | 7216082338.3286
commercial lighting | 8ft LFL: T8 F96 HO - High Efficiency | 2037 | FIXED_OM | NEW | food service | USD/gigalumen_year | us | us | 7216082338.3286
commercial lighting | 8ft LFL: T8 F96 HO - High Efficiency | 2037 | FIXED_OM | NEW | health | USD/gigalumen_year | us | us | 7216082338.3286
commercial lighting | 8ft LFL: T8 F96 HO - High Efficiency | 2037 | FIXED_OM | NEW | lodging | USD/gigalumen_year | us | us | 7216082338.3286
commercial lighting | 8ft LFL: T8 F96 HO - High Efficiency | 2037 | FIXED_OM | NEW | merc/service | USD/gigalumen_year | us | us | 7216082338.3286
commercial lighting | 8ft LFL: T8 F96 HO - High Efficiency | 2037 | FIXED_OM | NEW | office-large | USD/gigalumen_year | us | us | 7216082338.3286
commercial lighting | 8ft LFL: T8 F96 HO - High Efficiency | 2037 | FIXED_OM | NEW | office-small | USD/gigalumen_year | us | us | 7216082338.3286
commercial lighting | 8ft LFL: T8 F96 HO - High Efficiency | 2037 | FIXED_OM | NEW | other | USD/gigalumen_year | us | us | 7216082338.3286
commercial lighting | 8ft LFL: T8 F96 HO - High Efficiency | 2037 | FIXED_OM | NEW | warehouse | USD/gigalumen_year | us | us | 7216082338.3286
commercial lighting | 8ft LFL: T8 F96 HO - High Efficiency | 2037 | FIXED_OM | REPLACEMENT | assembly | USD/gigalumen_year | us | us | 7216082338.3286
commercial lighting | 8ft LFL: T8 F96 HO - High Efficiency | 2037 | FIXED_OM | REPLACEMENT | education | USD/gigalumen_year | us | us | 7216082338.3286
commercial lighting | 8ft LFL: T8 F96 HO - High Efficiency | 2037 | FIXED_OM | REPLACEMENT | food sales | USD/gigalumen_year | us | us | 7216082338.3286
commercial lighting | 8ft LFL: T8 F96 HO - High Efficiency | 2037 | FIXED_OM | REPLACEMENT | food service | USD/gigalumen_year | us | us | 7216082338.3286
commercial lighting | 8ft LFL: T8 F96 HO - High Efficiency | 2037 | FIXED_OM | REPLACEMENT | health | USD/gigalumen_year | us | us | 7216082338.3286
commercial lighting | 8ft LFL: T8 F96 HO - High Efficiency | 2037 | FIXED_OM | REPLACEMENT | lodging | USD/gigalumen_year | us | us | 7216082338.3286
commercial lighting | 8ft LFL: T8 F96 HO - High Efficiency | 2037 | FIXED_OM | REPLACEMENT | merc/service | USD/gigalumen_year | us | us | 7216082338.3286
commercial lighting | 8ft LFL: T8 F96 HO - High Efficiency | 2037 | FIXED_OM | REPLACEMENT | office-large | USD/gigalumen_year | us | us | 7216082338.3286
commercial lighting | 8ft LFL: T8 F96 HO - High Efficiency | 2037 | FIXED_OM | REPLACEMENT | office-small | USD/gigalumen_year | us | us | 7216082338.3286
commercial lighting | 8ft LFL: T8 F96 HO - High Efficiency | 2037 | FIXED_OM | REPLACEMENT | other | USD/gigalumen_year | us | us | 7216082338.3286
commercial lighting | 8ft LFL: T8 F96 HO - High Efficiency | 2037 | FIXED_OM | REPLACEMENT | warehouse | USD/gigalumen_year | us | us | 7216082338.3286
commercial lighting | 8ft LFL: T8 F96 HO - High Efficiency | 2038 | CAPITAL | NEW | assembly | USD/gigalumen_year | us | us | 75299067525.2153
commercial lighting | 8ft LFL: T8 F96 HO - High Efficiency | 2038 | CAPITAL | NEW | education | USD/gigalumen_year | us | us | 75299067525.2153
commercial lighting | 8ft LFL: T8 F96 HO - High Efficiency | 2038 | CAPITAL | NEW | food sales | USD/gigalumen_year | us | us | 75299067525.2153
commercial lighting | 8ft LFL: T8 F96 HO - High Efficiency | 2038 | CAPITAL | NEW | food service | USD/gigalumen_year | us | us | 75299067525.2153
commercial lighting | 8ft LFL: T8 F96 HO - High Efficiency | 2038 | CAPITAL | NEW | health | USD/gigalumen_year | us | us | 75299067525.2153
commercial lighting | 8ft LFL: T8 F96 HO - High Efficiency | 2038 | CAPITAL | NEW | lodging | USD/gigalumen_year | us | us | 75299067525.2153
commercial lighting | 8ft LFL: T8 F96 HO - High Efficiency | 2038 | CAPITAL | NEW | merc/service | USD/gigalumen_year | us | us | 75299067525.2153
commercial lighting | 8ft LFL: T8 F96 HO - High Efficiency | 2038 | CAPITAL | NEW | office-large | USD/gigalumen_year | us | us | 75299067525.2153
commercial lighting | 8ft LFL: T8 F96 HO - High Efficiency | 2038 | CAPITAL | NEW | office-small | USD/gigalumen_year | us | us | 75299067525.2153
commercial lighting | 8ft LFL: T8 F96 HO - High Efficiency | 2038 | CAPITAL | NEW | other | USD/gigalumen_year | us | us | 75299067525.2153
commercial lighting | 8ft LFL: T8 F96 HO - High Efficiency | 2038 | CAPITAL | NEW | warehouse | USD/gigalumen_year | us | us | 75299067525.2153
commercial lighting | 8ft LFL: T8 F96 HO - High Efficiency | 2038 | CAPITAL | REPLACEMENT | assembly | USD/gigalumen_year | us | us | 75299067525.2153
commercial lighting | 8ft LFL: T8 F96 HO - High Efficiency | 2038 | CAPITAL | REPLACEMENT | education | USD/gigalumen_year | us | us | 75299067525.2153
commercial lighting | 8ft LFL: T8 F96 HO - High Efficiency | 2038 | CAPITAL | REPLACEMENT | food sales | USD/gigalumen_year | us | us | 75299067525.2153
commercial lighting | 8ft LFL: T8 F96 HO - High Efficiency | 2038 | CAPITAL | REPLACEMENT | food service | USD/gigalumen_year | us | us | 75299067525.2153
commercial lighting | 8ft LFL: T8 F96 HO - High Efficiency | 2038 | CAPITAL | REPLACEMENT | health | USD/gigalumen_year | us | us | 75299067525.2153
commercial lighting | 8ft LFL: T8 F96 HO - High Efficiency | 2038 | CAPITAL | REPLACEMENT | lodging | USD/gigalumen_year | us | us | 75299067525.2153
commercial lighting | 8ft LFL: T8 F96 HO - High Efficiency | 2038 | CAPITAL | REPLACEMENT | merc/service | USD/gigalumen_year | us | us | 75299067525.2153
commercial lighting | 8ft LFL: T8 F96 HO - High Efficiency | 2038 | CAPITAL | REPLACEMENT | office-large | USD/gigalumen_year | us | us | 75299067525.2153
commercial lighting | 8ft LFL: T8 F96 HO - High Efficiency | 2038 | CAPITAL | REPLACEMENT | office-small | USD/gigalumen_year | us | us | 75299067525.2153
commercial lighting | 8ft LFL: T8 F96 HO - High Efficiency | 2038 | CAPITAL | REPLACEMENT | other | USD/gigalumen_year | us | us | 75299067525.2153
commercial lighting | 8ft LFL: T8 F96 HO - High Efficiency | 2038 | CAPITAL | REPLACEMENT | warehouse | USD/gigalumen_year | us | us | 75299067525.2153
commercial lighting | 8ft LFL: T8 F96 HO - High Efficiency | 2038 | FIXED_OM | NEW | assembly | USD/gigalumen_year | us | us | 7159706695.0604
commercial lighting | 8ft LFL: T8 F96 HO - High Efficiency | 2038 | FIXED_OM | NEW | education | USD/gigalumen_year | us | us | 7159706695.0604
commercial lighting | 8ft LFL: T8 F96 HO - High Efficiency | 2038 | FIXED_OM | NEW | food sales | USD/gigalumen_year | us | us | 7159706695.0604
commercial lighting | 8ft LFL: T8 F96 HO - High Efficiency | 2038 | FIXED_OM | NEW | food service | USD/gigalumen_year | us | us | 7159706695.0604
commercial lighting | 8ft LFL: T8 F96 HO - High Efficiency | 2038 | FIXED_OM | NEW | health | USD/gigalumen_year | us | us | 7159706695.0604
commercial lighting | 8ft LFL: T8 F96 HO - High Efficiency | 2038 | FIXED_OM | NEW | lodging | USD/gigalumen_year | us | us | 7159706695.0604
commercial lighting | 8ft LFL: T8 F96 HO - High Efficiency | 2038 | FIXED_OM | NEW | merc/service | USD/gigalumen_year | us | us | 7159706695.0604
commercial lighting | 8ft LFL: T8 F96 HO - High Efficiency | 2038 | FIXED_OM | NEW | office-large | USD/gigalumen_year | us | us | 7159706695.0604
commercial lighting | 8ft LFL: T8 F96 HO - High Efficiency | 2038 | FIXED_OM | NEW | office-small | USD/gigalumen_year | us | us | 7159706695.0604
commercial lighting | 8ft LFL: T8 F96 HO - High Efficiency | 2038 | FIXED_OM | NEW | other | USD/gigalumen_year | us | us | 7159706695.0604
commercial lighting | 8ft LFL: T8 F96 HO - High Efficiency | 2038 | FIXED_OM | NEW | warehouse | USD/gigalumen_year | us | us | 7159706695.0604
commercial lighting | 8ft LFL: T8 F96 HO - High Efficiency | 2038 | FIXED_OM | REPLACEMENT | assembly | USD/gigalumen_year | us | us | 7159706695.0604
commercial lighting | 8ft LFL: T8 F96 HO - High Efficiency | 2038 | FIXED_OM | REPLACEMENT | education | USD/gigalumen_year | us | us | 7159706695.0604
commercial lighting | 8ft LFL: T8 F96 HO - High Efficiency | 2038 | FIXED_OM | REPLACEMENT | food sales | USD/gigalumen_year | us | us | 7159706695.0604
commercial lighting | 8ft LFL: T8 F96 HO - High Efficiency | 2038 | FIXED_OM | REPLACEMENT | food service | USD/gigalumen_year | us | us | 7159706695.0604
commercial lighting | 8ft LFL: T8 F96 HO - High Efficiency | 2038 | FIXED_OM | REPLACEMENT | health | USD/gigalumen_year | us | us | 7159706695.0604
commercial lighting | 8ft LFL: T8 F96 HO - High Efficiency | 2038 | FIXED_OM | REPLACEMENT | lodging | USD/gigalumen_year | us | us | 7159706695.0604
commercial lighting | 8ft LFL: T8 F96 HO - High Efficiency | 2038 | FIXED_OM | REPLACEMENT | merc/service | USD/gigalumen_year | us | us | 7159706695.0604
commercial lighting | 8ft LFL: T8 F96 HO - High Efficiency | 2038 | FIXED_OM | REPLACEMENT | office-large | USD/gigalumen_year | us | us | 7159706695.0604
commercial lighting | 8ft LFL: T8 F96 HO - High Efficiency | 2038 | FIXED_OM | REPLACEMENT | office-small | USD/gigalumen_year | us | us | 7159706695.0604
commercial lighting | 8ft LFL: T8 F96 HO - High Efficiency | 2038 | FIXED_OM | REPLACEMENT | other | USD/gigalumen_year | us | us | 7159706695.0604
commercial lighting | 8ft LFL: T8 F96 HO - High Efficiency | 2038 | FIXED_OM | REPLACEMENT | warehouse | USD/gigalumen_year | us | us | 7159706695.0604
commercial lighting | 8ft LFL: T8 F96 HO - High Efficiency | 2039 | CAPITAL | NEW | assembly | USD/gigalumen_year | us | us | 75139336535.9554
commercial lighting | 8ft LFL: T8 F96 HO - High Efficiency | 2039 | CAPITAL | NEW | education | USD/gigalumen_year | us | us | 75139336535.9554
commercial lighting | 8ft LFL: T8 F96 HO - High Efficiency | 2039 | CAPITAL | NEW | food sales | USD/gigalumen_year | us | us | 75139336535.9554
commercial lighting | 8ft LFL: T8 F96 HO - High Efficiency | 2039 | CAPITAL | NEW | food service | USD/gigalumen_year | us | us | 75139336535.9554
commercial lighting | 8ft LFL: T8 F96 HO - High Efficiency | 2039 | CAPITAL | NEW | health | USD/gigalumen_year | us | us | 75139336535.9554
commercial lighting | 8ft LFL: T8 F96 HO - High Efficiency | 2039 | CAPITAL | NEW | lodging | USD/gigalumen_year | us | us | 75139336535.9554
commercial lighting | 8ft LFL: T8 F96 HO - High Efficiency | 2039 | CAPITAL | NEW | merc/service | USD/gigalumen_year | us | us | 75139336535.9554
commercial lighting | 8ft LFL: T8 F96 HO - High Efficiency | 2039 | CAPITAL | NEW | office-large | USD/gigalumen_year | us | us | 75139336535.9554
commercial lighting | 8ft LFL: T8 F96 HO - High Efficiency | 2039 | CAPITAL | NEW | office-small | USD/gigalumen_year | us | us | 75139336535.9554
commercial lighting | 8ft LFL: T8 F96 HO - High Efficiency | 2039 | CAPITAL | NEW | other | USD/gigalumen_year | us | us | 75139336535.9554
commercial lighting | 8ft LFL: T8 F96 HO - High Efficiency | 2039 | CAPITAL | NEW | warehouse | USD/gigalumen_year | us | us | 75139336535.9554
commercial lighting | 8ft LFL: T8 F96 HO - High Efficiency | 2039 | CAPITAL | REPLACEMENT | assembly | USD/gigalumen_year | us | us | 75139336535.9554
commercial lighting | 8ft LFL: T8 F96 HO - High Efficiency | 2039 | CAPITAL | REPLACEMENT | education | USD/gigalumen_year | us | us | 75139336535.9554
commercial lighting | 8ft LFL: T8 F96 HO - High Efficiency | 2039 | CAPITAL | REPLACEMENT | food sales | USD/gigalumen_year | us | us | 75139336535.9554
commercial lighting | 8ft LFL: T8 F96 HO - High Efficiency | 2039 | CAPITAL | REPLACEMENT | food service | USD/gigalumen_year | us | us | 75139336535.9554
commercial lighting | 8ft LFL: T8 F96 HO - High Efficiency | 2039 | CAPITAL | REPLACEMENT | health | USD/gigalumen_year | us | us | 75139336535.9554
commercial lighting | 8ft LFL: T8 F96 HO - High Efficiency | 2039 | CAPITAL | REPLACEMENT | lodging | USD/gigalumen_year | us | us | 75139336535.9554
commercial lighting | 8ft LFL: T8 F96 HO - High Efficiency | 2039 | CAPITAL | REPLACEMENT | merc/service | USD/gigalumen_year | us | us | 75139336535.9554
commercial lighting | 8ft LFL: T8 F96 HO - High Efficiency | 2039 | CAPITAL | REPLACEMENT | office-large | USD/gigalumen_year | us | us | 75139336535.9554
commercial lighting | 8ft LFL: T8 F96 HO - High Efficiency | 2039 | CAPITAL | REPLACEMENT | office-small | USD/gigalumen_year | us | us | 75139336535.9554
commercial lighting | 8ft LFL: T8 F96 HO - High Efficiency | 2039 | CAPITAL | REPLACEMENT | other | USD/gigalumen_year | us | us | 75139336535.9554
commercial lighting | 8ft LFL: T8 F96 HO - High Efficiency | 2039 | CAPITAL | REPLACEMENT | warehouse | USD/gigalumen_year | us | us | 75139336535.9554
commercial lighting | 8ft LFL: T8 F96 HO - High Efficiency | 2039 | FIXED_OM | NEW | assembly | USD/gigalumen_year | us | us | 7103331051.7922
commercial lighting | 8ft LFL: T8 F96 HO - High Efficiency | 2039 | FIXED_OM | NEW | education | USD/gigalumen_year | us | us | 7103331051.7922
commercial lighting | 8ft LFL: T8 F96 HO - High Efficiency | 2039 | FIXED_OM | NEW | food sales | USD/gigalumen_year | us | us | 7103331051.7922
commercial lighting | 8ft LFL: T8 F96 HO - High Efficiency | 2039 | FIXED_OM | NEW | food service | USD/gigalumen_year | us | us | 7103331051.7922
commercial lighting | 8ft LFL: T8 F96 HO - High Efficiency | 2039 | FIXED_OM | NEW | health | USD/gigalumen_year | us | us | 7103331051.7922
commercial lighting | 8ft LFL: T8 F96 HO - High Efficiency | 2039 | FIXED_OM | NEW | lodging | USD/gigalumen_year | us | us | 7103331051.7922
commercial lighting | 8ft LFL: T8 F96 HO - High Efficiency | 2039 | FIXED_OM | NEW | merc/service | USD/gigalumen_year | us | us | 7103331051.7922
commercial lighting | 8ft LFL: T8 F96 HO - High Efficiency | 2039 | FIXED_OM | NEW | office-large | USD/gigalumen_year | us | us | 7103331051.7922
commercial lighting | 8ft LFL: T8 F96 HO - High Efficiency | 2039 | FIXED_OM | NEW | office-small | USD/gigalumen_year | us | us | 7103331051.7922
commercial lighting | 8ft LFL: T8 F96 HO - High Efficiency | 2039 | FIXED_OM | NEW | other | USD/gigalumen_year | us | us | 7103331051.7922
commercial lighting | 8ft LFL: T8 F96 HO - High Efficiency | 2039 | FIXED_OM | NEW | warehouse | USD/gigalumen_year | us | us | 7103331051.7922
commercial lighting | 8ft LFL: T8 F96 HO - High Efficiency | 2039 | FIXED_OM | REPLACEMENT | assembly | USD/gigalumen_year | us | us | 7103331051.7922
commercial lighting | 8ft LFL: T8 F96 HO - High Efficiency | 2039 | FIXED_OM | REPLACEMENT | education | USD/gigalumen_year | us | us | 7103331051.7922
commercial lighting | 8ft LFL: T8 F96 HO - High Efficiency | 2039 | FIXED_OM | REPLACEMENT | food sales | USD/gigalumen_year | us | us | 7103331051.7922
commercial lighting | 8ft LFL: T8 F96 HO - High Efficiency | 2039 | FIXED_OM | REPLACEMENT | food service | USD/gigalumen_year | us | us | 7103331051.7922
commercial lighting | 8ft LFL: T8 F96 HO - High Efficiency | 2039 | FIXED_OM | REPLACEMENT | health | USD/gigalumen_year | us | us | 7103331051.7922
commercial lighting | 8ft LFL: T8 F96 HO - High Efficiency | 2039 | FIXED_OM | REPLACEMENT | lodging | USD/gigalumen_year | us | us | 7103331051.7922
commercial lighting | 8ft LFL: T8 F96 HO - High Efficiency | 2039 | FIXED_OM | REPLACEMENT | merc/service | USD/gigalumen_year | us | us | 7103331051.7922
commercial lighting | 8ft LFL: T8 F96 HO - High Efficiency | 2039 | FIXED_OM | REPLACEMENT | office-large | USD/gigalumen_year | us | us | 7103331051.7922
commercial lighting | 8ft LFL: T8 F96 HO - High Efficiency | 2039 | FIXED_OM | REPLACEMENT | office-small | USD/gigalumen_year | us | us | 7103331051.7922
commercial lighting | 8ft LFL: T8 F96 HO - High Efficiency | 2039 | FIXED_OM | REPLACEMENT | other | USD/gigalumen_year | us | us | 7103331051.7922
commercial lighting | 8ft LFL: T8 F96 HO - High Efficiency | 2039 | FIXED_OM | REPLACEMENT | warehouse | USD/gigalumen_year | us | us | 7103331051.7922
commercial lighting | 8ft LFL: T8 F96 HO - High Efficiency | 2040 | CAPITAL | NEW | assembly | USD/gigalumen_year | us | us | 74979605546.6956
commercial lighting | 8ft LFL: T8 F96 HO - High Efficiency | 2040 | CAPITAL | NEW | education | USD/gigalumen_year | us | us | 74979605546.6956
commercial lighting | 8ft LFL: T8 F96 HO - High Efficiency | 2040 | CAPITAL | NEW | food sales | USD/gigalumen_year | us | us | 74979605546.6956
commercial lighting | 8ft LFL: T8 F96 HO - High Efficiency | 2040 | CAPITAL | NEW | food service | USD/gigalumen_year | us | us | 74979605546.6956
commercial lighting | 8ft LFL: T8 F96 HO - High Efficiency | 2040 | CAPITAL | NEW | health | USD/gigalumen_year | us | us | 74979605546.6956
commercial lighting | 8ft LFL: T8 F96 HO - High Efficiency | 2040 | CAPITAL | NEW | lodging | USD/gigalumen_year | us | us | 74979605546.6956
commercial lighting | 8ft LFL: T8 F96 HO - High Efficiency | 2040 | CAPITAL | NEW | merc/service | USD/gigalumen_year | us | us | 74979605546.6956
commercial lighting | 8ft LFL: T8 F96 HO - High Efficiency | 2040 | CAPITAL | NEW | office-large | USD/gigalumen_year | us | us | 74979605546.6956
commercial lighting | 8ft LFL: T8 F96 HO - High Efficiency | 2040 | CAPITAL | NEW | office-small | USD/gigalumen_year | us | us | 74979605546.6956
commercial lighting | 8ft LFL: T8 F96 HO - High Efficiency | 2040 | CAPITAL | NEW | other | USD/gigalumen_year | us | us | 74979605546.6956
commercial lighting | 8ft LFL: T8 F96 HO - High Efficiency | 2040 | CAPITAL | NEW | warehouse | USD/gigalumen_year | us | us | 74979605546.6956
commercial lighting | 8ft LFL: T8 F96 HO - High Efficiency | 2040 | CAPITAL | REPLACEMENT | assembly | USD/gigalumen_year | us | us | 74979605546.6956
commercial lighting | 8ft LFL: T8 F96 HO - High Efficiency | 2040 | CAPITAL | REPLACEMENT | education | USD/gigalumen_year | us | us | 74979605546.6956
commercial lighting | 8ft LFL: T8 F96 HO - High Efficiency | 2040 | CAPITAL | REPLACEMENT | food sales | USD/gigalumen_year | us | us | 74979605546.6956
commercial lighting | 8ft LFL: T8 F96 HO - High Efficiency | 2040 | CAPITAL | REPLACEMENT | food service | USD/gigalumen_year | us | us | 74979605546.6956
commercial lighting | 8ft LFL: T8 F96 HO - High Efficiency | 2040 | CAPITAL | REPLACEMENT | health | USD/gigalumen_year | us | us | 74979605546.6956
commercial lighting | 8ft LFL: T8 F96 HO - High Efficiency | 2040 | CAPITAL | REPLACEMENT | lodging | USD/gigalumen_year | us | us | 74979605546.6956
commercial lighting | 8ft LFL: T8 F96 HO - High Efficiency | 2040 | CAPITAL | REPLACEMENT | merc/service | USD/gigalumen_year | us | us | 74979605546.6956
commercial lighting | 8ft LFL: T8 F96 HO - High Efficiency | 2040 | CAPITAL | REPLACEMENT | office-large | USD/gigalumen_year | us | us | 74979605546.6956
commercial lighting | 8ft LFL: T8 F96 HO - High Efficiency | 2040 | CAPITAL | REPLACEMENT | office-small | USD/gigalumen_year | us | us | 74979605546.6956
commercial lighting | 8ft LFL: T8 F96 HO - High Efficiency | 2040 | CAPITAL | REPLACEMENT | other | USD/gigalumen_year | us | us | 74979605546.6956
commercial lighting | 8ft LFL: T8 F96 HO - High Efficiency | 2040 | CAPITAL | REPLACEMENT | warehouse | USD/gigalumen_year | us | us | 74979605546.6956
commercial lighting | 8ft LFL: T8 F96 HO - High Efficiency | 2040 | FIXED_OM | NEW | assembly | USD/gigalumen_year | us | us | 7046955408.524
commercial lighting | 8ft LFL: T8 F96 HO - High Efficiency | 2040 | FIXED_OM | NEW | education | USD/gigalumen_year | us | us | 7046955408.524
commercial lighting | 8ft LFL: T8 F96 HO - High Efficiency | 2040 | FIXED_OM | NEW | food sales | USD/gigalumen_year | us | us | 7046955408.524
commercial lighting | 8ft LFL: T8 F96 HO - High Efficiency | 2040 | FIXED_OM | NEW | food service | USD/gigalumen_year | us | us | 7046955408.524
commercial lighting | 8ft LFL: T8 F96 HO - High Efficiency | 2040 | FIXED_OM | NEW | health | USD/gigalumen_year | us | us | 7046955408.524
commercial lighting | 8ft LFL: T8 F96 HO - High Efficiency | 2040 | FIXED_OM | NEW | lodging | USD/gigalumen_year | us | us | 7046955408.524
commercial lighting | 8ft LFL: T8 F96 HO - High Efficiency | 2040 | FIXED_OM | NEW | merc/service | USD/gigalumen_year | us | us | 7046955408.524
commercial lighting | 8ft LFL: T8 F96 HO - High Efficiency | 2040 | FIXED_OM | NEW | office-large | USD/gigalumen_year | us | us | 7046955408.524
commercial lighting | 8ft LFL: T8 F96 HO - High Efficiency | 2040 | FIXED_OM | NEW | office-small | USD/gigalumen_year | us | us | 7046955408.524
commercial lighting | 8ft LFL: T8 F96 HO - High Efficiency | 2040 | FIXED_OM | NEW | other | USD/gigalumen_year | us | us | 7046955408.524
commercial lighting | 8ft LFL: T8 F96 HO - High Efficiency | 2040 | FIXED_OM | NEW | warehouse | USD/gigalumen_year | us | us | 7046955408.524
commercial lighting | 8ft LFL: T8 F96 HO - High Efficiency | 2040 | FIXED_OM | REPLACEMENT | assembly | USD/gigalumen_year | us | us | 7046955408.524
commercial lighting | 8ft LFL: T8 F96 HO - High Efficiency | 2040 | FIXED_OM | REPLACEMENT | education | USD/gigalumen_year | us | us | 7046955408.524
commercial lighting | 8ft LFL: T8 F96 HO - High Efficiency | 2040 | FIXED_OM | REPLACEMENT | food sales | USD/gigalumen_year | us | us | 7046955408.524
commercial lighting | 8ft LFL: T8 F96 HO - High Efficiency | 2040 | FIXED_OM | REPLACEMENT | food service | USD/gigalumen_year | us | us | 7046955408.524
commercial lighting | 8ft LFL: T8 F96 HO - High Efficiency | 2040 | FIXED_OM | REPLACEMENT | health | USD/gigalumen_year | us | us | 7046955408.524
commercial lighting | 8ft LFL: T8 F96 HO - High Efficiency | 2040 | FIXED_OM | REPLACEMENT | lodging | USD/gigalumen_year | us | us | 7046955408.524
commercial lighting | 8ft LFL: T8 F96 HO - High Efficiency | 2040 | FIXED_OM | REPLACEMENT | merc/service | USD/gigalumen_year | us | us | 7046955408.524
commercial lighting | 8ft LFL: T8 F96 HO - High Efficiency | 2040 | FIXED_OM | REPLACEMENT | office-large | USD/gigalumen_year | us | us | 7046955408.524
commercial lighting | 8ft LFL: T8 F96 HO - High Efficiency | 2040 | FIXED_OM | REPLACEMENT | office-small | USD/gigalumen_year | us | us | 7046955408.524
commercial lighting | 8ft LFL: T8 F96 HO - High Efficiency | 2040 | FIXED_OM | REPLACEMENT | other | USD/gigalumen_year | us | us | 7046955408.524
commercial lighting | 8ft LFL: T8 F96 HO - High Efficiency | 2040 | FIXED_OM | REPLACEMENT | warehouse | USD/gigalumen_year | us | us | 7046955408.524
commercial lighting | 8ft LFL: T8 F96 HO - High Efficiency | 2041 | CAPITAL | NEW | assembly | USD/gigalumen_year | us | us | 74979605546.6956
commercial lighting | 8ft LFL: T8 F96 HO - High Efficiency | 2041 | CAPITAL | NEW | education | USD/gigalumen_year | us | us | 74979605546.6956
commercial lighting | 8ft LFL: T8 F96 HO - High Efficiency | 2041 | CAPITAL | NEW | food sales | USD/gigalumen_year | us | us | 74979605546.6956
commercial lighting | 8ft LFL: T8 F96 HO - High Efficiency | 2041 | CAPITAL | NEW | food service | USD/gigalumen_year | us | us | 74979605546.6956
commercial lighting | 8ft LFL: T8 F96 HO - High Efficiency | 2041 | CAPITAL | NEW | health | USD/gigalumen_year | us | us | 74979605546.6956
commercial lighting | 8ft LFL: T8 F96 HO - High Efficiency | 2041 | CAPITAL | NEW | lodging | USD/gigalumen_year | us | us | 74979605546.6956
commercial lighting | 8ft LFL: T8 F96 HO - High Efficiency | 2041 | CAPITAL | NEW | merc/service | USD/gigalumen_year | us | us | 74979605546.6956
commercial lighting | 8ft LFL: T8 F96 HO - High Efficiency | 2041 | CAPITAL | NEW | office-large | USD/gigalumen_year | us | us | 74979605546.6956
commercial lighting | 8ft LFL: T8 F96 HO - High Efficiency | 2041 | CAPITAL | NEW | office-small | USD/gigalumen_year | us | us | 74979605546.6956
commercial lighting | 8ft LFL: T8 F96 HO - High Efficiency | 2041 | CAPITAL | NEW | other | USD/gigalumen_year | us | us | 74979605546.6956
commercial lighting | 8ft LFL: T8 F96 HO - High Efficiency | 2041 | CAPITAL | NEW | warehouse | USD/gigalumen_year | us | us | 74979605546.6956
commercial lighting | 8ft LFL: T8 F96 HO - High Efficiency | 2041 | CAPITAL | REPLACEMENT | assembly | USD/gigalumen_year | us | us | 74979605546.6956
commercial lighting | 8ft LFL: T8 F96 HO - High Efficiency | 2041 | CAPITAL | REPLACEMENT | education | USD/gigalumen_year | us | us | 74979605546.6956
commercial lighting | 8ft LFL: T8 F96 HO - High Efficiency | 2041 | CAPITAL | REPLACEMENT | food sales | USD/gigalumen_year | us | us | 74979605546.6956
commercial lighting | 8ft LFL: T8 F96 HO - High Efficiency | 2041 | CAPITAL | REPLACEMENT | food service | USD/gigalumen_year | us | us | 74979605546.6956
commercial lighting | 8ft LFL: T8 F96 HO - High Efficiency | 2041 | CAPITAL | REPLACEMENT | health | USD/gigalumen_year | us | us | 74979605546.6956
commercial lighting | 8ft LFL: T8 F96 HO - High Efficiency | 2041 | CAPITAL | REPLACEMENT | lodging | USD/gigalumen_year | us | us | 74979605546.6956
commercial lighting | 8ft LFL: T8 F96 HO - High Efficiency | 2041 | CAPITAL | REPLACEMENT | merc/service | USD/gigalumen_year | us | us | 74979605546.6956
commercial lighting | 8ft LFL: T8 F96 HO - High Efficiency | 2041 | CAPITAL | REPLACEMENT | office-large | USD/gigalumen_year | us | us | 74979605546.6956
commercial lighting | 8ft LFL: T8 F96 HO - High Efficiency | 2041 | CAPITAL | REPLACEMENT | office-small | USD/gigalumen_year | us | us | 74979605546.6956
commercial lighting | 8ft LFL: T8 F96 HO - High Efficiency | 2041 | CAPITAL | REPLACEMENT | other | USD/gigalumen_year | us | us | 74979605546.6956
commercial lighting | 8ft LFL: T8 F96 HO - High Efficiency | 2041 | CAPITAL | REPLACEMENT | warehouse | USD/gigalumen_year | us | us | 74979605546.6956
commercial lighting | 8ft LFL: T8 F96 HO - High Efficiency | 2041 | FIXED_OM | NEW | assembly | USD/gigalumen_year | us | us | 7046955408.524
commercial lighting | 8ft LFL: T8 F96 HO - High Efficiency | 2041 | FIXED_OM | NEW | education | USD/gigalumen_year | us | us | 7046955408.524
commercial lighting | 8ft LFL: T8 F96 HO - High Efficiency | 2041 | FIXED_OM | NEW | food sales | USD/gigalumen_year | us | us | 7046955408.524
commercial lighting | 8ft LFL: T8 F96 HO - High Efficiency | 2041 | FIXED_OM | NEW | food service | USD/gigalumen_year | us | us | 7046955408.524
commercial lighting | 8ft LFL: T8 F96 HO - High Efficiency | 2041 | FIXED_OM | NEW | health | USD/gigalumen_year | us | us | 7046955408.524
commercial lighting | 8ft LFL: T8 F96 HO - High Efficiency | 2041 | FIXED_OM | NEW | lodging | USD/gigalumen_year | us | us | 7046955408.524
commercial lighting | 8ft LFL: T8 F96 HO - High Efficiency | 2041 | FIXED_OM | NEW | merc/service | USD/gigalumen_year | us | us | 7046955408.524
commercial lighting | 8ft LFL: T8 F96 HO - High Efficiency | 2041 | FIXED_OM | NEW | office-large | USD/gigalumen_year | us | us | 7046955408.524
commercial lighting | 8ft LFL: T8 F96 HO - High Efficiency | 2041 | FIXED_OM | NEW | office-small | USD/gigalumen_year | us | us | 7046955408.524
commercial lighting | 8ft LFL: T8 F96 HO - High Efficiency | 2041 | FIXED_OM | NEW | other | USD/gigalumen_year | us | us | 7046955408.524
commercial lighting | 8ft LFL: T8 F96 HO - High Efficiency | 2041 | FIXED_OM | NEW | warehouse | USD/gigalumen_year | us | us | 7046955408.524
commercial lighting | 8ft LFL: T8 F96 HO - High Efficiency | 2041 | FIXED_OM | REPLACEMENT | assembly | USD/gigalumen_year | us | us | 7046955408.524
commercial lighting | 8ft LFL: T8 F96 HO - High Efficiency | 2041 | FIXED_OM | REPLACEMENT | education | USD/gigalumen_year | us | us | 7046955408.524
commercial lighting | 8ft LFL: T8 F96 HO - High Efficiency | 2041 | FIXED_OM | REPLACEMENT | food sales | USD/gigalumen_year | us | us | 7046955408.524
commercial lighting | 8ft LFL: T8 F96 HO - High Efficiency | 2041 | FIXED_OM | REPLACEMENT | food service | USD/gigalumen_year | us | us | 7046955408.524
commercial lighting | 8ft LFL: T8 F96 HO - High Efficiency | 2041 | FIXED_OM | REPLACEMENT | health | USD/gigalumen_year | us | us | 7046955408.524
commercial lighting | 8ft LFL: T8 F96 HO - High Efficiency | 2041 | FIXED_OM | REPLACEMENT | lodging | USD/gigalumen_year | us | us | 7046955408.524
commercial lighting | 8ft LFL: T8 F96 HO - High Efficiency | 2041 | FIXED_OM | REPLACEMENT | merc/service | USD/gigalumen_year | us | us | 7046955408.524
commercial lighting | 8ft LFL: T8 F96 HO - High Efficiency | 2041 | FIXED_OM | REPLACEMENT | office-large | USD/gigalumen_year | us | us | 7046955408.524
commercial lighting | 8ft LFL: T8 F96 HO - High Efficiency | 2041 | FIXED_OM | REPLACEMENT | office-small | USD/gigalumen_year | us | us | 7046955408.524
commercial lighting | 8ft LFL: T8 F96 HO - High Efficiency | 2041 | FIXED_OM | REPLACEMENT | other | USD/gigalumen_year | us | us | 7046955408.524
commercial lighting | 8ft LFL: T8 F96 HO - High Efficiency | 2041 | FIXED_OM | REPLACEMENT | warehouse | USD/gigalumen_year | us | us | 7046955408.524
commercial lighting | 8ft LFL: T8 F96 HO - High Efficiency | 2042 | CAPITAL | NEW | assembly | USD/gigalumen_year | us | us | 74979605546.6956
commercial lighting | 8ft LFL: T8 F96 HO - High Efficiency | 2042 | CAPITAL | NEW | education | USD/gigalumen_year | us | us | 74979605546.6956
commercial lighting | 8ft LFL: T8 F96 HO - High Efficiency | 2042 | CAPITAL | NEW | food sales | USD/gigalumen_year | us | us | 74979605546.6956
commercial lighting | 8ft LFL: T8 F96 HO - High Efficiency | 2042 | CAPITAL | NEW | food service | USD/gigalumen_year | us | us | 74979605546.6956
commercial lighting | 8ft LFL: T8 F96 HO - High Efficiency | 2042 | CAPITAL | NEW | health | USD/gigalumen_year | us | us | 74979605546.6956
commercial lighting | 8ft LFL: T8 F96 HO - High Efficiency | 2042 | CAPITAL | NEW | lodging | USD/gigalumen_year | us | us | 74979605546.6956
commercial lighting | 8ft LFL: T8 F96 HO - High Efficiency | 2042 | CAPITAL | NEW | merc/service | USD/gigalumen_year | us | us | 74979605546.6956
commercial lighting | 8ft LFL: T8 F96 HO - High Efficiency | 2042 | CAPITAL | NEW | office-large | USD/gigalumen_year | us | us | 74979605546.6956
commercial lighting | 8ft LFL: T8 F96 HO - High Efficiency | 2042 | CAPITAL | NEW | office-small | USD/gigalumen_year | us | us | 74979605546.6956
commercial lighting | 8ft LFL: T8 F96 HO - High Efficiency | 2042 | CAPITAL | NEW | other | USD/gigalumen_year | us | us | 74979605546.6956
commercial lighting | 8ft LFL: T8 F96 HO - High Efficiency | 2042 | CAPITAL | NEW | warehouse | USD/gigalumen_year | us | us | 74979605546.6956
commercial lighting | 8ft LFL: T8 F96 HO - High Efficiency | 2042 | CAPITAL | REPLACEMENT | assembly | USD/gigalumen_year | us | us | 74979605546.6956
commercial lighting | 8ft LFL: T8 F96 HO - High Efficiency | 2042 | CAPITAL | REPLACEMENT | education | USD/gigalumen_year | us | us | 74979605546.6956
commercial lighting | 8ft LFL: T8 F96 HO - High Efficiency | 2042 | CAPITAL | REPLACEMENT | food sales | USD/gigalumen_year | us | us | 74979605546.6956
commercial lighting | 8ft LFL: T8 F96 HO - High Efficiency | 2042 | CAPITAL | REPLACEMENT | food service | USD/gigalumen_year | us | us | 74979605546.6956
commercial lighting | 8ft LFL: T8 F96 HO - High Efficiency | 2042 | CAPITAL | REPLACEMENT | health | USD/gigalumen_year | us | us | 74979605546.6956
commercial lighting | 8ft LFL: T8 F96 HO - High Efficiency | 2042 | CAPITAL | REPLACEMENT | lodging | USD/gigalumen_year | us | us | 74979605546.6956
commercial lighting | 8ft LFL: T8 F96 HO - High Efficiency | 2042 | CAPITAL | REPLACEMENT | merc/service | USD/gigalumen_year | us | us | 74979605546.6956
commercial lighting | 8ft LFL: T8 F96 HO - High Efficiency | 2042 | CAPITAL | REPLACEMENT | office-large | USD/gigalumen_year | us | us | 74979605546.6956
commercial lighting | 8ft LFL: T8 F96 HO - High Efficiency | 2042 | CAPITAL | REPLACEMENT | office-small | USD/gigalumen_year | us | us | 74979605546.6956
commercial lighting | 8ft LFL: T8 F96 HO - High Efficiency | 2042 | CAPITAL | REPLACEMENT | other | USD/gigalumen_year | us | us | 74979605546.6956
commercial lighting | 8ft LFL: T8 F96 HO - High Efficiency | 2042 | CAPITAL | REPLACEMENT | warehouse | USD/gigalumen_year | us | us | 74979605546.6956
commercial lighting | 8ft LFL: T8 F96 HO - High Efficiency | 2042 | FIXED_OM | NEW | assembly | USD/gigalumen_year | us | us | 7046955408.524
commercial lighting | 8ft LFL: T8 F96 HO - High Efficiency | 2042 | FIXED_OM | NEW | education | USD/gigalumen_year | us | us | 7046955408.524
commercial lighting | 8ft LFL: T8 F96 HO - High Efficiency | 2042 | FIXED_OM | NEW | food sales | USD/gigalumen_year | us | us | 7046955408.524
commercial lighting | 8ft LFL: T8 F96 HO - High Efficiency | 2042 | FIXED_OM | NEW | food service | USD/gigalumen_year | us | us | 7046955408.524
commercial lighting | 8ft LFL: T8 F96 HO - High Efficiency | 2042 | FIXED_OM | NEW | health | USD/gigalumen_year | us | us | 7046955408.524
commercial lighting | 8ft LFL: T8 F96 HO - High Efficiency | 2042 | FIXED_OM | NEW | lodging | USD/gigalumen_year | us | us | 7046955408.524
commercial lighting | 8ft LFL: T8 F96 HO - High Efficiency | 2042 | FIXED_OM | NEW | merc/service | USD/gigalumen_year | us | us | 7046955408.524
commercial lighting | 8ft LFL: T8 F96 HO - High Efficiency | 2042 | FIXED_OM | NEW | office-large | USD/gigalumen_year | us | us | 7046955408.524
commercial lighting | 8ft LFL: T8 F96 HO - High Efficiency | 2042 | FIXED_OM | NEW | office-small | USD/gigalumen_year | us | us | 7046955408.524
commercial lighting | 8ft LFL: T8 F96 HO - High Efficiency | 2042 | FIXED_OM | NEW | other | USD/gigalumen_year | us | us | 7046955408.524
commercial lighting | 8ft LFL: T8 F96 HO - High Efficiency | 2042 | FIXED_OM | NEW | warehouse | USD/gigalumen_year | us | us | 7046955408.524
commercial lighting | 8ft LFL: T8 F96 HO - High Efficiency | 2042 | FIXED_OM | REPLACEMENT | assembly | USD/gigalumen_year | us | us | 7046955408.524
commercial lighting | 8ft LFL: T8 F96 HO - High Efficiency | 2042 | FIXED_OM | REPLACEMENT | education | USD/gigalumen_year | us | us | 7046955408.524
commercial lighting | 8ft LFL: T8 F96 HO - High Efficiency | 2042 | FIXED_OM | REPLACEMENT | food sales | USD/gigalumen_year | us | us | 7046955408.524
commercial lighting | 8ft LFL: T8 F96 HO - High Efficiency | 2042 | FIXED_OM | REPLACEMENT | food service | USD/gigalumen_year | us | us | 7046955408.524
commercial lighting | 8ft LFL: T8 F96 HO - High Efficiency | 2042 | FIXED_OM | REPLACEMENT | health | USD/gigalumen_year | us | us | 7046955408.524
commercial lighting | 8ft LFL: T8 F96 HO - High Efficiency | 2042 | FIXED_OM | REPLACEMENT | lodging | USD/gigalumen_year | us | us | 7046955408.524
commercial lighting | 8ft LFL: T8 F96 HO - High Efficiency | 2042 | FIXED_OM | REPLACEMENT | merc/service | USD/gigalumen_year | us | us | 7046955408.524
commercial lighting | 8ft LFL: T8 F96 HO - High Efficiency | 2042 | FIXED_OM | REPLACEMENT | office-large | USD/gigalumen_year | us | us | 7046955408.524
commercial lighting | 8ft LFL: T8 F96 HO - High Efficiency | 2042 | FIXED_OM | REPLACEMENT | office-small | USD/gigalumen_year | us | us | 7046955408.524
commercial lighting | 8ft LFL: T8 F96 HO - High Efficiency | 2042 | FIXED_OM | REPLACEMENT | other | USD/gigalumen_year | us | us | 7046955408.524
commercial lighting | 8ft LFL: T8 F96 HO - High Efficiency | 2042 | FIXED_OM | REPLACEMENT | warehouse | USD/gigalumen_year | us | us | 7046955408.524
commercial lighting | 8ft LFL: T8 F96 HO - High Efficiency | 2043 | CAPITAL | NEW | assembly | USD/gigalumen_year | us | us | 74979605546.6956
commercial lighting | 8ft LFL: T8 F96 HO - High Efficiency | 2043 | CAPITAL | NEW | education | USD/gigalumen_year | us | us | 74979605546.6956
commercial lighting | 8ft LFL: T8 F96 HO - High Efficiency | 2043 | CAPITAL | NEW | food sales | USD/gigalumen_year | us | us | 74979605546.6956
commercial lighting | 8ft LFL: T8 F96 HO - High Efficiency | 2043 | CAPITAL | NEW | food service | USD/gigalumen_year | us | us | 74979605546.6956
commercial lighting | 8ft LFL: T8 F96 HO - High Efficiency | 2043 | CAPITAL | NEW | health | USD/gigalumen_year | us | us | 74979605546.6956
commercial lighting | 8ft LFL: T8 F96 HO - High Efficiency | 2043 | CAPITAL | NEW | lodging | USD/gigalumen_year | us | us | 74979605546.6956
commercial lighting | 8ft LFL: T8 F96 HO - High Efficiency | 2043 | CAPITAL | NEW | merc/service | USD/gigalumen_year | us | us | 74979605546.6956
commercial lighting | 8ft LFL: T8 F96 HO - High Efficiency | 2043 | CAPITAL | NEW | office-large | USD/gigalumen_year | us | us | 74979605546.6956
commercial lighting | 8ft LFL: T8 F96 HO - High Efficiency | 2043 | CAPITAL | NEW | office-small | USD/gigalumen_year | us | us | 74979605546.6956
commercial lighting | 8ft LFL: T8 F96 HO - High Efficiency | 2043 | CAPITAL | NEW | other | USD/gigalumen_year | us | us | 74979605546.6956
commercial lighting | 8ft LFL: T8 F96 HO - High Efficiency | 2043 | CAPITAL | NEW | warehouse | USD/gigalumen_year | us | us | 74979605546.6956
commercial lighting | 8ft LFL: T8 F96 HO - High Efficiency | 2043 | CAPITAL | REPLACEMENT | assembly | USD/gigalumen_year | us | us | 74979605546.6956
commercial lighting | 8ft LFL: T8 F96 HO - High Efficiency | 2043 | CAPITAL | REPLACEMENT | education | USD/gigalumen_year | us | us | 74979605546.6956
commercial lighting | 8ft LFL: T8 F96 HO - High Efficiency | 2043 | CAPITAL | REPLACEMENT | food sales | USD/gigalumen_year | us | us | 74979605546.6956
commercial lighting | 8ft LFL: T8 F96 HO - High Efficiency | 2043 | CAPITAL | REPLACEMENT | food service | USD/gigalumen_year | us | us | 74979605546.6956
commercial lighting | 8ft LFL: T8 F96 HO - High Efficiency | 2043 | CAPITAL | REPLACEMENT | health | USD/gigalumen_year | us | us | 74979605546.6956
commercial lighting | 8ft LFL: T8 F96 HO - High Efficiency | 2043 | CAPITAL | REPLACEMENT | lodging | USD/gigalumen_year | us | us | 74979605546.6956
commercial lighting | 8ft LFL: T8 F96 HO - High Efficiency | 2043 | CAPITAL | REPLACEMENT | merc/service | USD/gigalumen_year | us | us | 74979605546.6956
commercial lighting | 8ft LFL: T8 F96 HO - High Efficiency | 2043 | CAPITAL | REPLACEMENT | office-large | USD/gigalumen_year | us | us | 74979605546.6956
commercial lighting | 8ft LFL: T8 F96 HO - High Efficiency | 2043 | CAPITAL | REPLACEMENT | office-small | USD/gigalumen_year | us | us | 74979605546.6956
commercial lighting | 8ft LFL: T8 F96 HO - High Efficiency | 2043 | CAPITAL | REPLACEMENT | other | USD/gigalumen_year | us | us | 74979605546.6956
commercial lighting | 8ft LFL: T8 F96 HO - High Efficiency | 2043 | CAPITAL | REPLACEMENT | warehouse | USD/gigalumen_year | us | us | 74979605546.6956
commercial lighting | 8ft LFL: T8 F96 HO - High Efficiency | 2043 | FIXED_OM | NEW | assembly | USD/gigalumen_year | us | us | 7046955408.524
commercial lighting | 8ft LFL: T8 F96 HO - High Efficiency | 2043 | FIXED_OM | NEW | education | USD/gigalumen_year | us | us | 7046955408.524
commercial lighting | 8ft LFL: T8 F96 HO - High Efficiency | 2043 | FIXED_OM | NEW | food sales | USD/gigalumen_year | us | us | 7046955408.524
commercial lighting | 8ft LFL: T8 F96 HO - High Efficiency | 2043 | FIXED_OM | NEW | food service | USD/gigalumen_year | us | us | 7046955408.524
commercial lighting | 8ft LFL: T8 F96 HO - High Efficiency | 2043 | FIXED_OM | NEW | health | USD/gigalumen_year | us | us | 7046955408.524
commercial lighting | 8ft LFL: T8 F96 HO - High Efficiency | 2043 | FIXED_OM | NEW | lodging | USD/gigalumen_year | us | us | 7046955408.524
commercial lighting | 8ft LFL: T8 F96 HO - High Efficiency | 2043 | FIXED_OM | NEW | merc/service | USD/gigalumen_year | us | us | 7046955408.524
commercial lighting | 8ft LFL: T8 F96 HO - High Efficiency | 2043 | FIXED_OM | NEW | office-large | USD/gigalumen_year | us | us | 7046955408.524
commercial lighting | 8ft LFL: T8 F96 HO - High Efficiency | 2043 | FIXED_OM | NEW | office-small | USD/gigalumen_year | us | us | 7046955408.524
commercial lighting | 8ft LFL: T8 F96 HO - High Efficiency | 2043 | FIXED_OM | NEW | other | USD/gigalumen_year | us | us | 7046955408.524
commercial lighting | 8ft LFL: T8 F96 HO - High Efficiency | 2043 | FIXED_OM | NEW | warehouse | USD/gigalumen_year | us | us | 7046955408.524
commercial lighting | 8ft LFL: T8 F96 HO - High Efficiency | 2043 | FIXED_OM | REPLACEMENT | assembly | USD/gigalumen_year | us | us | 7046955408.524
commercial lighting | 8ft LFL: T8 F96 HO - High Efficiency | 2043 | FIXED_OM | REPLACEMENT | education | USD/gigalumen_year | us | us | 7046955408.524
commercial lighting | 8ft LFL: T8 F96 HO - High Efficiency | 2043 | FIXED_OM | REPLACEMENT | food sales | USD/gigalumen_year | us | us | 7046955408.524
commercial lighting | 8ft LFL: T8 F96 HO - High Efficiency | 2043 | FIXED_OM | REPLACEMENT | food service | USD/gigalumen_year | us | us | 7046955408.524
commercial lighting | 8ft LFL: T8 F96 HO - High Efficiency | 2043 | FIXED_OM | REPLACEMENT | health | USD/gigalumen_year | us | us | 7046955408.524
commercial lighting | 8ft LFL: T8 F96 HO - High Efficiency | 2043 | FIXED_OM | REPLACEMENT | lodging | USD/gigalumen_year | us | us | 7046955408.524
commercial lighting | 8ft LFL: T8 F96 HO - High Efficiency | 2043 | FIXED_OM | REPLACEMENT | merc/service | USD/gigalumen_year | us | us | 7046955408.524
commercial lighting | 8ft LFL: T8 F96 HO - High Efficiency | 2043 | FIXED_OM | REPLACEMENT | office-large | USD/gigalumen_year | us | us | 7046955408.524
commercial lighting | 8ft LFL: T8 F96 HO - High Efficiency | 2043 | FIXED_OM | REPLACEMENT | office-small | USD/gigalumen_year | us | us | 7046955408.524
commercial lighting | 8ft LFL: T8 F96 HO - High Efficiency | 2043 | FIXED_OM | REPLACEMENT | other | USD/gigalumen_year | us | us | 7046955408.524
commercial lighting | 8ft LFL: T8 F96 HO - High Efficiency | 2043 | FIXED_OM | REPLACEMENT | warehouse | USD/gigalumen_year | us | us | 7046955408.524
commercial lighting | 8ft LFL: T8 F96 HO - High Efficiency | 2044 | CAPITAL | NEW | assembly | USD/gigalumen_year | us | us | 74979605546.6956
commercial lighting | 8ft LFL: T8 F96 HO - High Efficiency | 2044 | CAPITAL | NEW | education | USD/gigalumen_year | us | us | 74979605546.6956
commercial lighting | 8ft LFL: T8 F96 HO - High Efficiency | 2044 | CAPITAL | NEW | food sales | USD/gigalumen_year | us | us | 74979605546.6956
commercial lighting | 8ft LFL: T8 F96 HO - High Efficiency | 2044 | CAPITAL | NEW | food service | USD/gigalumen_year | us | us | 74979605546.6956
commercial lighting | 8ft LFL: T8 F96 HO - High Efficiency | 2044 | CAPITAL | NEW | health | USD/gigalumen_year | us | us | 74979605546.6956
commercial lighting | 8ft LFL: T8 F96 HO - High Efficiency | 2044 | CAPITAL | NEW | lodging | USD/gigalumen_year | us | us | 74979605546.6956
commercial lighting | 8ft LFL: T8 F96 HO - High Efficiency | 2044 | CAPITAL | NEW | merc/service | USD/gigalumen_year | us | us | 74979605546.6956
commercial lighting | 8ft LFL: T8 F96 HO - High Efficiency | 2044 | CAPITAL | NEW | office-large | USD/gigalumen_year | us | us | 74979605546.6956
commercial lighting | 8ft LFL: T8 F96 HO - High Efficiency | 2044 | CAPITAL | NEW | office-small | USD/gigalumen_year | us | us | 74979605546.6956
commercial lighting | 8ft LFL: T8 F96 HO - High Efficiency | 2044 | CAPITAL | NEW | other | USD/gigalumen_year | us | us | 74979605546.6956
commercial lighting | 8ft LFL: T8 F96 HO - High Efficiency | 2044 | CAPITAL | NEW | warehouse | USD/gigalumen_year | us | us | 74979605546.6956
commercial lighting | 8ft LFL: T8 F96 HO - High Efficiency | 2044 | CAPITAL | REPLACEMENT | assembly | USD/gigalumen_year | us | us | 74979605546.6956
commercial lighting | 8ft LFL: T8 F96 HO - High Efficiency | 2044 | CAPITAL | REPLACEMENT | education | USD/gigalumen_year | us | us | 74979605546.6956
commercial lighting | 8ft LFL: T8 F96 HO - High Efficiency | 2044 | CAPITAL | REPLACEMENT | food sales | USD/gigalumen_year | us | us | 74979605546.6956
commercial lighting | 8ft LFL: T8 F96 HO - High Efficiency | 2044 | CAPITAL | REPLACEMENT | food service | USD/gigalumen_year | us | us | 74979605546.6956
commercial lighting | 8ft LFL: T8 F96 HO - High Efficiency | 2044 | CAPITAL | REPLACEMENT | health | USD/gigalumen_year | us | us | 74979605546.6956
commercial lighting | 8ft LFL: T8 F96 HO - High Efficiency | 2044 | CAPITAL | REPLACEMENT | lodging | USD/gigalumen_year | us | us | 74979605546.6956
commercial lighting | 8ft LFL: T8 F96 HO - High Efficiency | 2044 | CAPITAL | REPLACEMENT | merc/service | USD/gigalumen_year | us | us | 74979605546.6956
commercial lighting | 8ft LFL: T8 F96 HO - High Efficiency | 2044 | CAPITAL | REPLACEMENT | office-large | USD/gigalumen_year | us | us | 74979605546.6956
commercial lighting | 8ft LFL: T8 F96 HO - High Efficiency | 2044 | CAPITAL | REPLACEMENT | office-small | USD/gigalumen_year | us | us | 74979605546.6956
commercial lighting | 8ft LFL: T8 F96 HO - High Efficiency | 2044 | CAPITAL | REPLACEMENT | other | USD/gigalumen_year | us | us | 74979605546.6956
commercial lighting | 8ft LFL: T8 F96 HO - High Efficiency | 2044 | CAPITAL | REPLACEMENT | warehouse | USD/gigalumen_year | us | us | 74979605546.6956
commercial lighting | 8ft LFL: T8 F96 HO - High Efficiency | 2044 | FIXED_OM | NEW | assembly | USD/gigalumen_year | us | us | 7046955408.524
commercial lighting | 8ft LFL: T8 F96 HO - High Efficiency | 2044 | FIXED_OM | NEW | education | USD/gigalumen_year | us | us | 7046955408.524
commercial lighting | 8ft LFL: T8 F96 HO - High Efficiency | 2044 | FIXED_OM | NEW | food sales | USD/gigalumen_year | us | us | 7046955408.524
commercial lighting | 8ft LFL: T8 F96 HO - High Efficiency | 2044 | FIXED_OM | NEW | food service | USD/gigalumen_year | us | us | 7046955408.524
commercial lighting | 8ft LFL: T8 F96 HO - High Efficiency | 2044 | FIXED_OM | NEW | health | USD/gigalumen_year | us | us | 7046955408.524
commercial lighting | 8ft LFL: T8 F96 HO - High Efficiency | 2044 | FIXED_OM | NEW | lodging | USD/gigalumen_year | us | us | 7046955408.524
commercial lighting | 8ft LFL: T8 F96 HO - High Efficiency | 2044 | FIXED_OM | NEW | merc/service | USD/gigalumen_year | us | us | 7046955408.524
commercial lighting | 8ft LFL: T8 F96 HO - High Efficiency | 2044 | FIXED_OM | NEW | office-large | USD/gigalumen_year | us | us | 7046955408.524
commercial lighting | 8ft LFL: T8 F96 HO - High Efficiency | 2044 | FIXED_OM | NEW | office-small | USD/gigalumen_year | us | us | 7046955408.524
commercial lighting | 8ft LFL: T8 F96 HO - High Efficiency | 2044 | FIXED_OM | NEW | other | USD/gigalumen_year | us | us | 7046955408.524
commercial lighting | 8ft LFL: T8 F96 HO - High Efficiency | 2044 | FIXED_OM | NEW | warehouse | USD/gigalumen_year | us | us | 7046955408.524
commercial lighting | 8ft LFL: T8 F96 HO - High Efficiency | 2044 | FIXED_OM | REPLACEMENT | assembly | USD/gigalumen_year | us | us | 7046955408.524
commercial lighting | 8ft LFL: T8 F96 HO - High Efficiency | 2044 | FIXED_OM | REPLACEMENT | education | USD/gigalumen_year | us | us | 7046955408.524
commercial lighting | 8ft LFL: T8 F96 HO - High Efficiency | 2044 | FIXED_OM | REPLACEMENT | food sales | USD/gigalumen_year | us | us | 7046955408.524
commercial lighting | 8ft LFL: T8 F96 HO - High Efficiency | 2044 | FIXED_OM | REPLACEMENT | food service | USD/gigalumen_year | us | us | 7046955408.524
commercial lighting | 8ft LFL: T8 F96 HO - High Efficiency | 2044 | FIXED_OM | REPLACEMENT | health | USD/gigalumen_year | us | us | 7046955408.524
commercial lighting | 8ft LFL: T8 F96 HO - High Efficiency | 2044 | FIXED_OM | REPLACEMENT | lodging | USD/gigalumen_year | us | us | 7046955408.524
commercial lighting | 8ft LFL: T8 F96 HO - High Efficiency | 2044 | FIXED_OM | REPLACEMENT | merc/service | USD/gigalumen_year | us | us | 7046955408.524
commercial lighting | 8ft LFL: T8 F96 HO - High Efficiency | 2044 | FIXED_OM | REPLACEMENT | office-large | USD/gigalumen_year | us | us | 7046955408.524
commercial lighting | 8ft LFL: T8 F96 HO - High Efficiency | 2044 | FIXED_OM | REPLACEMENT | office-small | USD/gigalumen_year | us | us | 7046955408.524
commercial lighting | 8ft LFL: T8 F96 HO - High Efficiency | 2044 | FIXED_OM | REPLACEMENT | other | USD/gigalumen_year | us | us | 7046955408.524
commercial lighting | 8ft LFL: T8 F96 HO - High Efficiency | 2044 | FIXED_OM | REPLACEMENT | warehouse | USD/gigalumen_year | us | us | 7046955408.524
commercial lighting | 8ft LFL: T8 F96 HO - High Efficiency | 2045 | CAPITAL | NEW | assembly | USD/gigalumen_year | us | us | 74979605546.6956
commercial lighting | 8ft LFL: T8 F96 HO - High Efficiency | 2045 | CAPITAL | NEW | education | USD/gigalumen_year | us | us | 74979605546.6956
commercial lighting | 8ft LFL: T8 F96 HO - High Efficiency | 2045 | CAPITAL | NEW | food sales | USD/gigalumen_year | us | us | 74979605546.6956
commercial lighting | 8ft LFL: T8 F96 HO - High Efficiency | 2045 | CAPITAL | NEW | food service | USD/gigalumen_year | us | us | 74979605546.6956
commercial lighting | 8ft LFL: T8 F96 HO - High Efficiency | 2045 | CAPITAL | NEW | health | USD/gigalumen_year | us | us | 74979605546.6956
commercial lighting | 8ft LFL: T8 F96 HO - High Efficiency | 2045 | CAPITAL | NEW | lodging | USD/gigalumen_year | us | us | 74979605546.6956
commercial lighting | 8ft LFL: T8 F96 HO - High Efficiency | 2045 | CAPITAL | NEW | merc/service | USD/gigalumen_year | us | us | 74979605546.6956
commercial lighting | 8ft LFL: T8 F96 HO - High Efficiency | 2045 | CAPITAL | NEW | office-large | USD/gigalumen_year | us | us | 74979605546.6956
commercial lighting | 8ft LFL: T8 F96 HO - High Efficiency | 2045 | CAPITAL | NEW | office-small | USD/gigalumen_year | us | us | 74979605546.6956
commercial lighting | 8ft LFL: T8 F96 HO - High Efficiency | 2045 | CAPITAL | NEW | other | USD/gigalumen_year | us | us | 74979605546.6956
commercial lighting | 8ft LFL: T8 F96 HO - High Efficiency | 2045 | CAPITAL | NEW | warehouse | USD/gigalumen_year | us | us | 74979605546.6956
commercial lighting | 8ft LFL: T8 F96 HO - High Efficiency | 2045 | CAPITAL | REPLACEMENT | assembly | USD/gigalumen_year | us | us | 74979605546.6956
commercial lighting | 8ft LFL: T8 F96 HO - High Efficiency | 2045 | CAPITAL | REPLACEMENT | education | USD/gigalumen_year | us | us | 74979605546.6956
commercial lighting | 8ft LFL: T8 F96 HO - High Efficiency | 2045 | CAPITAL | REPLACEMENT | food sales | USD/gigalumen_year | us | us | 74979605546.6956
commercial lighting | 8ft LFL: T8 F96 HO - High Efficiency | 2045 | CAPITAL | REPLACEMENT | food service | USD/gigalumen_year | us | us | 74979605546.6956
commercial lighting | 8ft LFL: T8 F96 HO - High Efficiency | 2045 | CAPITAL | REPLACEMENT | health | USD/gigalumen_year | us | us | 74979605546.6956
commercial lighting | 8ft LFL: T8 F96 HO - High Efficiency | 2045 | CAPITAL | REPLACEMENT | lodging | USD/gigalumen_year | us | us | 74979605546.6956
commercial lighting | 8ft LFL: T8 F96 HO - High Efficiency | 2045 | CAPITAL | REPLACEMENT | merc/service | USD/gigalumen_year | us | us | 74979605546.6956
commercial lighting | 8ft LFL: T8 F96 HO - High Efficiency | 2045 | CAPITAL | REPLACEMENT | office-large | USD/gigalumen_year | us | us | 74979605546.6956
commercial lighting | 8ft LFL: T8 F96 HO - High Efficiency | 2045 | CAPITAL | REPLACEMENT | office-small | USD/gigalumen_year | us | us | 74979605546.6956
commercial lighting | 8ft LFL: T8 F96 HO - High Efficiency | 2045 | CAPITAL | REPLACEMENT | other | USD/gigalumen_year | us | us | 74979605546.6956
commercial lighting | 8ft LFL: T8 F96 HO - High Efficiency | 2045 | CAPITAL | REPLACEMENT | warehouse | USD/gigalumen_year | us | us | 74979605546.6956
commercial lighting | 8ft LFL: T8 F96 HO - High Efficiency | 2045 | FIXED_OM | NEW | assembly | USD/gigalumen_year | us | us | 7046955408.524
commercial lighting | 8ft LFL: T8 F96 HO - High Efficiency | 2045 | FIXED_OM | NEW | education | USD/gigalumen_year | us | us | 7046955408.524
commercial lighting | 8ft LFL: T8 F96 HO - High Efficiency | 2045 | FIXED_OM | NEW | food sales | USD/gigalumen_year | us | us | 7046955408.524
commercial lighting | 8ft LFL: T8 F96 HO - High Efficiency | 2045 | FIXED_OM | NEW | food service | USD/gigalumen_year | us | us | 7046955408.524
commercial lighting | 8ft LFL: T8 F96 HO - High Efficiency | 2045 | FIXED_OM | NEW | health | USD/gigalumen_year | us | us | 7046955408.524
commercial lighting | 8ft LFL: T8 F96 HO - High Efficiency | 2045 | FIXED_OM | NEW | lodging | USD/gigalumen_year | us | us | 7046955408.524
commercial lighting | 8ft LFL: T8 F96 HO - High Efficiency | 2045 | FIXED_OM | NEW | merc/service | USD/gigalumen_year | us | us | 7046955408.524
commercial lighting | 8ft LFL: T8 F96 HO - High Efficiency | 2045 | FIXED_OM | NEW | office-large | USD/gigalumen_year | us | us | 7046955408.524
commercial lighting | 8ft LFL: T8 F96 HO - High Efficiency | 2045 | FIXED_OM | NEW | office-small | USD/gigalumen_year | us | us | 7046955408.524
commercial lighting | 8ft LFL: T8 F96 HO - High Efficiency | 2045 | FIXED_OM | NEW | other | USD/gigalumen_year | us | us | 7046955408.524
commercial lighting | 8ft LFL: T8 F96 HO - High Efficiency | 2045 | FIXED_OM | NEW | warehouse | USD/gigalumen_year | us | us | 7046955408.524
commercial lighting | 8ft LFL: T8 F96 HO - High Efficiency | 2045 | FIXED_OM | REPLACEMENT | assembly | USD/gigalumen_year | us | us | 7046955408.524
commercial lighting | 8ft LFL: T8 F96 HO - High Efficiency | 2045 | FIXED_OM | REPLACEMENT | education | USD/gigalumen_year | us | us | 7046955408.524
commercial lighting | 8ft LFL: T8 F96 HO - High Efficiency | 2045 | FIXED_OM | REPLACEMENT | food sales | USD/gigalumen_year | us | us | 7046955408.524
commercial lighting | 8ft LFL: T8 F96 HO - High Efficiency | 2045 | FIXED_OM | REPLACEMENT | food service | USD/gigalumen_year | us | us | 7046955408.524
commercial lighting | 8ft LFL: T8 F96 HO - High Efficiency | 2045 | FIXED_OM | REPLACEMENT | health | USD/gigalumen_year | us | us | 7046955408.524
commercial lighting | 8ft LFL: T8 F96 HO - High Efficiency | 2045 | FIXED_OM | REPLACEMENT | lodging | USD/gigalumen_year | us | us | 7046955408.524
commercial lighting | 8ft LFL: T8 F96 HO - High Efficiency | 2045 | FIXED_OM | REPLACEMENT | merc/service | USD/gigalumen_year | us | us | 7046955408.524
commercial lighting | 8ft LFL: T8 F96 HO - High Efficiency | 2045 | FIXED_OM | REPLACEMENT | office-large | USD/gigalumen_year | us | us | 7046955408.524
commercial lighting | 8ft LFL: T8 F96 HO - High Efficiency | 2045 | FIXED_OM | REPLACEMENT | office-small | USD/gigalumen_year | us | us | 7046955408.524
commercial lighting | 8ft LFL: T8 F96 HO - High Efficiency | 2045 | FIXED_OM | REPLACEMENT | other | USD/gigalumen_year | us | us | 7046955408.524
commercial lighting | 8ft LFL: T8 F96 HO - High Efficiency | 2045 | FIXED_OM | REPLACEMENT | warehouse | USD/gigalumen_year | us | us | 7046955408.524
commercial lighting | 8ft LFL: T8 F96 HO - High Efficiency | 2046 | CAPITAL | NEW | assembly | USD/gigalumen_year | us | us | 74979605546.6956
commercial lighting | 8ft LFL: T8 F96 HO - High Efficiency | 2046 | CAPITAL | NEW | education | USD/gigalumen_year | us | us | 74979605546.6956
commercial lighting | 8ft LFL: T8 F96 HO - High Efficiency | 2046 | CAPITAL | NEW | food sales | USD/gigalumen_year | us | us | 74979605546.6956
commercial lighting | 8ft LFL: T8 F96 HO - High Efficiency | 2046 | CAPITAL | NEW | food service | USD/gigalumen_year | us | us | 74979605546.6956
commercial lighting | 8ft LFL: T8 F96 HO - High Efficiency | 2046 | CAPITAL | NEW | health | USD/gigalumen_year | us | us | 74979605546.6956
commercial lighting | 8ft LFL: T8 F96 HO - High Efficiency | 2046 | CAPITAL | NEW | lodging | USD/gigalumen_year | us | us | 74979605546.6956
commercial lighting | 8ft LFL: T8 F96 HO - High Efficiency | 2046 | CAPITAL | NEW | merc/service | USD/gigalumen_year | us | us | 74979605546.6956
commercial lighting | 8ft LFL: T8 F96 HO - High Efficiency | 2046 | CAPITAL | NEW | office-large | USD/gigalumen_year | us | us | 74979605546.6956
commercial lighting | 8ft LFL: T8 F96 HO - High Efficiency | 2046 | CAPITAL | NEW | office-small | USD/gigalumen_year | us | us | 74979605546.6956
commercial lighting | 8ft LFL: T8 F96 HO - High Efficiency | 2046 | CAPITAL | NEW | other | USD/gigalumen_year | us | us | 74979605546.6956
commercial lighting | 8ft LFL: T8 F96 HO - High Efficiency | 2046 | CAPITAL | NEW | warehouse | USD/gigalumen_year | us | us | 74979605546.6956
commercial lighting | 8ft LFL: T8 F96 HO - High Efficiency | 2046 | CAPITAL | REPLACEMENT | assembly | USD/gigalumen_year | us | us | 74979605546.6956
commercial lighting | 8ft LFL: T8 F96 HO - High Efficiency | 2046 | CAPITAL | REPLACEMENT | education | USD/gigalumen_year | us | us | 74979605546.6956
commercial lighting | 8ft LFL: T8 F96 HO - High Efficiency | 2046 | CAPITAL | REPLACEMENT | food sales | USD/gigalumen_year | us | us | 74979605546.6956
commercial lighting | 8ft LFL: T8 F96 HO - High Efficiency | 2046 | CAPITAL | REPLACEMENT | food service | USD/gigalumen_year | us | us | 74979605546.6956
commercial lighting | 8ft LFL: T8 F96 HO - High Efficiency | 2046 | CAPITAL | REPLACEMENT | health | USD/gigalumen_year | us | us | 74979605546.6956
commercial lighting | 8ft LFL: T8 F96 HO - High Efficiency | 2046 | CAPITAL | REPLACEMENT | lodging | USD/gigalumen_year | us | us | 74979605546.6956
commercial lighting | 8ft LFL: T8 F96 HO - High Efficiency | 2046 | CAPITAL | REPLACEMENT | merc/service | USD/gigalumen_year | us | us | 74979605546.6956
commercial lighting | 8ft LFL: T8 F96 HO - High Efficiency | 2046 | CAPITAL | REPLACEMENT | office-large | USD/gigalumen_year | us | us | 74979605546.6956
commercial lighting | 8ft LFL: T8 F96 HO - High Efficiency | 2046 | CAPITAL | REPLACEMENT | office-small | USD/gigalumen_year | us | us | 74979605546.6956
commercial lighting | 8ft LFL: T8 F96 HO - High Efficiency | 2046 | CAPITAL | REPLACEMENT | other | USD/gigalumen_year | us | us | 74979605546.6956
commercial lighting | 8ft LFL: T8 F96 HO - High Efficiency | 2046 | CAPITAL | REPLACEMENT | warehouse | USD/gigalumen_year | us | us | 74979605546.6956
commercial lighting | 8ft LFL: T8 F96 HO - High Efficiency | 2046 | FIXED_OM | NEW | assembly | USD/gigalumen_year | us | us | 7046955408.524
commercial lighting | 8ft LFL: T8 F96 HO - High Efficiency | 2046 | FIXED_OM | NEW | education | USD/gigalumen_year | us | us | 7046955408.524
commercial lighting | 8ft LFL: T8 F96 HO - High Efficiency | 2046 | FIXED_OM | NEW | food sales | USD/gigalumen_year | us | us | 7046955408.524
commercial lighting | 8ft LFL: T8 F96 HO - High Efficiency | 2046 | FIXED_OM | NEW | food service | USD/gigalumen_year | us | us | 7046955408.524
commercial lighting | 8ft LFL: T8 F96 HO - High Efficiency | 2046 | FIXED_OM | NEW | health | USD/gigalumen_year | us | us | 7046955408.524
commercial lighting | 8ft LFL: T8 F96 HO - High Efficiency | 2046 | FIXED_OM | NEW | lodging | USD/gigalumen_year | us | us | 7046955408.524
commercial lighting | 8ft LFL: T8 F96 HO - High Efficiency | 2046 | FIXED_OM | NEW | merc/service | USD/gigalumen_year | us | us | 7046955408.524
commercial lighting | 8ft LFL: T8 F96 HO - High Efficiency | 2046 | FIXED_OM | NEW | office-large | USD/gigalumen_year | us | us | 7046955408.524
commercial lighting | 8ft LFL: T8 F96 HO - High Efficiency | 2046 | FIXED_OM | NEW | office-small | USD/gigalumen_year | us | us | 7046955408.524
commercial lighting | 8ft LFL: T8 F96 HO - High Efficiency | 2046 | FIXED_OM | NEW | other | USD/gigalumen_year | us | us | 7046955408.524
commercial lighting | 8ft LFL: T8 F96 HO - High Efficiency | 2046 | FIXED_OM | NEW | warehouse | USD/gigalumen_year | us | us | 7046955408.524
commercial lighting | 8ft LFL: T8 F96 HO - High Efficiency | 2046 | FIXED_OM | REPLACEMENT | assembly | USD/gigalumen_year | us | us | 7046955408.524
commercial lighting | 8ft LFL: T8 F96 HO - High Efficiency | 2046 | FIXED_OM | REPLACEMENT | education | USD/gigalumen_year | us | us | 7046955408.524
commercial lighting | 8ft LFL: T8 F96 HO - High Efficiency | 2046 | FIXED_OM | REPLACEMENT | food sales | USD/gigalumen_year | us | us | 7046955408.524
commercial lighting | 8ft LFL: T8 F96 HO - High Efficiency | 2046 | FIXED_OM | REPLACEMENT | food service | USD/gigalumen_year | us | us | 7046955408.524
commercial lighting | 8ft LFL: T8 F96 HO - High Efficiency | 2046 | FIXED_OM | REPLACEMENT | health | USD/gigalumen_year | us | us | 7046955408.524
commercial lighting | 8ft LFL: T8 F96 HO - High Efficiency | 2046 | FIXED_OM | REPLACEMENT | lodging | USD/gigalumen_year | us | us | 7046955408.524
commercial lighting | 8ft LFL: T8 F96 HO - High Efficiency | 2046 | FIXED_OM | REPLACEMENT | merc/service | USD/gigalumen_year | us | us | 7046955408.524
commercial lighting | 8ft LFL: T8 F96 HO - High Efficiency | 2046 | FIXED_OM | REPLACEMENT | office-large | USD/gigalumen_year | us | us | 7046955408.524
commercial lighting | 8ft LFL: T8 F96 HO - High Efficiency | 2046 | FIXED_OM | REPLACEMENT | office-small | USD/gigalumen_year | us | us | 7046955408.524
commercial lighting | 8ft LFL: T8 F96 HO - High Efficiency | 2046 | FIXED_OM | REPLACEMENT | other | USD/gigalumen_year | us | us | 7046955408.524
commercial lighting | 8ft LFL: T8 F96 HO - High Efficiency | 2046 | FIXED_OM | REPLACEMENT | warehouse | USD/gigalumen_year | us | us | 7046955408.524
commercial lighting | 8ft LFL: T8 F96 HO - High Efficiency | 2047 | CAPITAL | NEW | assembly | USD/gigalumen_year | us | us | 74979605546.6956
commercial lighting | 8ft LFL: T8 F96 HO - High Efficiency | 2047 | CAPITAL | NEW | education | USD/gigalumen_year | us | us | 74979605546.6956
commercial lighting | 8ft LFL: T8 F96 HO - High Efficiency | 2047 | CAPITAL | NEW | food sales | USD/gigalumen_year | us | us | 74979605546.6956
commercial lighting | 8ft LFL: T8 F96 HO - High Efficiency | 2047 | CAPITAL | NEW | food service | USD/gigalumen_year | us | us | 74979605546.6956
commercial lighting | 8ft LFL: T8 F96 HO - High Efficiency | 2047 | CAPITAL | NEW | health | USD/gigalumen_year | us | us | 74979605546.6956
commercial lighting | 8ft LFL: T8 F96 HO - High Efficiency | 2047 | CAPITAL | NEW | lodging | USD/gigalumen_year | us | us | 74979605546.6956
commercial lighting | 8ft LFL: T8 F96 HO - High Efficiency | 2047 | CAPITAL | NEW | merc/service | USD/gigalumen_year | us | us | 74979605546.6956
commercial lighting | 8ft LFL: T8 F96 HO - High Efficiency | 2047 | CAPITAL | NEW | office-large | USD/gigalumen_year | us | us | 74979605546.6956
commercial lighting | 8ft LFL: T8 F96 HO - High Efficiency | 2047 | CAPITAL | NEW | office-small | USD/gigalumen_year | us | us | 74979605546.6956
commercial lighting | 8ft LFL: T8 F96 HO - High Efficiency | 2047 | CAPITAL | NEW | other | USD/gigalumen_year | us | us | 74979605546.6956
commercial lighting | 8ft LFL: T8 F96 HO - High Efficiency | 2047 | CAPITAL | NEW | warehouse | USD/gigalumen_year | us | us | 74979605546.6956
commercial lighting | 8ft LFL: T8 F96 HO - High Efficiency | 2047 | CAPITAL | REPLACEMENT | assembly | USD/gigalumen_year | us | us | 74979605546.6956
commercial lighting | 8ft LFL: T8 F96 HO - High Efficiency | 2047 | CAPITAL | REPLACEMENT | education | USD/gigalumen_year | us | us | 74979605546.6956
commercial lighting | 8ft LFL: T8 F96 HO - High Efficiency | 2047 | CAPITAL | REPLACEMENT | food sales | USD/gigalumen_year | us | us | 74979605546.6956
commercial lighting | 8ft LFL: T8 F96 HO - High Efficiency | 2047 | CAPITAL | REPLACEMENT | food service | USD/gigalumen_year | us | us | 74979605546.6956
commercial lighting | 8ft LFL: T8 F96 HO - High Efficiency | 2047 | CAPITAL | REPLACEMENT | health | USD/gigalumen_year | us | us | 74979605546.6956
commercial lighting | 8ft LFL: T8 F96 HO - High Efficiency | 2047 | CAPITAL | REPLACEMENT | lodging | USD/gigalumen_year | us | us | 74979605546.6956
commercial lighting | 8ft LFL: T8 F96 HO - High Efficiency | 2047 | CAPITAL | REPLACEMENT | merc/service | USD/gigalumen_year | us | us | 74979605546.6956
commercial lighting | 8ft LFL: T8 F96 HO - High Efficiency | 2047 | CAPITAL | REPLACEMENT | office-large | USD/gigalumen_year | us | us | 74979605546.6956
commercial lighting | 8ft LFL: T8 F96 HO - High Efficiency | 2047 | CAPITAL | REPLACEMENT | office-small | USD/gigalumen_year | us | us | 74979605546.6956
commercial lighting | 8ft LFL: T8 F96 HO - High Efficiency | 2047 | CAPITAL | REPLACEMENT | other | USD/gigalumen_year | us | us | 74979605546.6956
commercial lighting | 8ft LFL: T8 F96 HO - High Efficiency | 2047 | CAPITAL | REPLACEMENT | warehouse | USD/gigalumen_year | us | us | 74979605546.6956
commercial lighting | 8ft LFL: T8 F96 HO - High Efficiency | 2047 | FIXED_OM | NEW | assembly | USD/gigalumen_year | us | us | 7046955408.524
commercial lighting | 8ft LFL: T8 F96 HO - High Efficiency | 2047 | FIXED_OM | NEW | education | USD/gigalumen_year | us | us | 7046955408.524
commercial lighting | 8ft LFL: T8 F96 HO - High Efficiency | 2047 | FIXED_OM | NEW | food sales | USD/gigalumen_year | us | us | 7046955408.524
commercial lighting | 8ft LFL: T8 F96 HO - High Efficiency | 2047 | FIXED_OM | NEW | food service | USD/gigalumen_year | us | us | 7046955408.524
commercial lighting | 8ft LFL: T8 F96 HO - High Efficiency | 2047 | FIXED_OM | NEW | health | USD/gigalumen_year | us | us | 7046955408.524
commercial lighting | 8ft LFL: T8 F96 HO - High Efficiency | 2047 | FIXED_OM | NEW | lodging | USD/gigalumen_year | us | us | 7046955408.524
commercial lighting | 8ft LFL: T8 F96 HO - High Efficiency | 2047 | FIXED_OM | NEW | merc/service | USD/gigalumen_year | us | us | 7046955408.524
commercial lighting | 8ft LFL: T8 F96 HO - High Efficiency | 2047 | FIXED_OM | NEW | office-large | USD/gigalumen_year | us | us | 7046955408.524
commercial lighting | 8ft LFL: T8 F96 HO - High Efficiency | 2047 | FIXED_OM | NEW | office-small | USD/gigalumen_year | us | us | 7046955408.524
commercial lighting | 8ft LFL: T8 F96 HO - High Efficiency | 2047 | FIXED_OM | NEW | other | USD/gigalumen_year | us | us | 7046955408.524
commercial lighting | 8ft LFL: T8 F96 HO - High Efficiency | 2047 | FIXED_OM | NEW | warehouse | USD/gigalumen_year | us | us | 7046955408.524
commercial lighting | 8ft LFL: T8 F96 HO - High Efficiency | 2047 | FIXED_OM | REPLACEMENT | assembly | USD/gigalumen_year | us | us | 7046955408.524
commercial lighting | 8ft LFL: T8 F96 HO - High Efficiency | 2047 | FIXED_OM | REPLACEMENT | education | USD/gigalumen_year | us | us | 7046955408.524
commercial lighting | 8ft LFL: T8 F96 HO - High Efficiency | 2047 | FIXED_OM | REPLACEMENT | food sales | USD/gigalumen_year | us | us | 7046955408.524
commercial lighting | 8ft LFL: T8 F96 HO - High Efficiency | 2047 | FIXED_OM | REPLACEMENT | food service | USD/gigalumen_year | us | us | 7046955408.524
commercial lighting | 8ft LFL: T8 F96 HO - High Efficiency | 2047 | FIXED_OM | REPLACEMENT | health | USD/gigalumen_year | us | us | 7046955408.524
commercial lighting | 8ft LFL: T8 F96 HO - High Efficiency | 2047 | FIXED_OM | REPLACEMENT | lodging | USD/gigalumen_year | us | us | 7046955408.524
commercial lighting | 8ft LFL: T8 F96 HO - High Efficiency | 2047 | FIXED_OM | REPLACEMENT | merc/service | USD/gigalumen_year | us | us | 7046955408.524
commercial lighting | 8ft LFL: T8 F96 HO - High Efficiency | 2047 | FIXED_OM | REPLACEMENT | office-large | USD/gigalumen_year | us | us | 7046955408.524
commercial lighting | 8ft LFL: T8 F96 HO - High Efficiency | 2047 | FIXED_OM | REPLACEMENT | office-small | USD/gigalumen_year | us | us | 7046955408.524
commercial lighting | 8ft LFL: T8 F96 HO - High Efficiency | 2047 | FIXED_OM | REPLACEMENT | other | USD/gigalumen_year | us | us | 7046955408.524
commercial lighting | 8ft LFL: T8 F96 HO - High Efficiency | 2047 | FIXED_OM | REPLACEMENT | warehouse | USD/gigalumen_year | us | us | 7046955408.524
commercial lighting | 8ft LFL: T8 F96 HO - High Efficiency | 2048 | CAPITAL | NEW | assembly | USD/gigalumen_year | us | us | 74979605546.6956
commercial lighting | 8ft LFL: T8 F96 HO - High Efficiency | 2048 | CAPITAL | NEW | education | USD/gigalumen_year | us | us | 74979605546.6956
commercial lighting | 8ft LFL: T8 F96 HO - High Efficiency | 2048 | CAPITAL | NEW | food sales | USD/gigalumen_year | us | us | 74979605546.6956
commercial lighting | 8ft LFL: T8 F96 HO - High Efficiency | 2048 | CAPITAL | NEW | food service | USD/gigalumen_year | us | us | 74979605546.6956
commercial lighting | 8ft LFL: T8 F96 HO - High Efficiency | 2048 | CAPITAL | NEW | health | USD/gigalumen_year | us | us | 74979605546.6956
commercial lighting | 8ft LFL: T8 F96 HO - High Efficiency | 2048 | CAPITAL | NEW | lodging | USD/gigalumen_year | us | us | 74979605546.6956
commercial lighting | 8ft LFL: T8 F96 HO - High Efficiency | 2048 | CAPITAL | NEW | merc/service | USD/gigalumen_year | us | us | 74979605546.6956
commercial lighting | 8ft LFL: T8 F96 HO - High Efficiency | 2048 | CAPITAL | NEW | office-large | USD/gigalumen_year | us | us | 74979605546.6956
commercial lighting | 8ft LFL: T8 F96 HO - High Efficiency | 2048 | CAPITAL | NEW | office-small | USD/gigalumen_year | us | us | 74979605546.6956
commercial lighting | 8ft LFL: T8 F96 HO - High Efficiency | 2048 | CAPITAL | NEW | other | USD/gigalumen_year | us | us | 74979605546.6956
commercial lighting | 8ft LFL: T8 F96 HO - High Efficiency | 2048 | CAPITAL | NEW | warehouse | USD/gigalumen_year | us | us | 74979605546.6956
commercial lighting | 8ft LFL: T8 F96 HO - High Efficiency | 2048 | CAPITAL | REPLACEMENT | assembly | USD/gigalumen_year | us | us | 74979605546.6956
commercial lighting | 8ft LFL: T8 F96 HO - High Efficiency | 2048 | CAPITAL | REPLACEMENT | education | USD/gigalumen_year | us | us | 74979605546.6956
commercial lighting | 8ft LFL: T8 F96 HO - High Efficiency | 2048 | CAPITAL | REPLACEMENT | food sales | USD/gigalumen_year | us | us | 74979605546.6956
commercial lighting | 8ft LFL: T8 F96 HO - High Efficiency | 2048 | CAPITAL | REPLACEMENT | food service | USD/gigalumen_year | us | us | 74979605546.6956
commercial lighting | 8ft LFL: T8 F96 HO - High Efficiency | 2048 | CAPITAL | REPLACEMENT | health | USD/gigalumen_year | us | us | 74979605546.6956
commercial lighting | 8ft LFL: T8 F96 HO - High Efficiency | 2048 | CAPITAL | REPLACEMENT | lodging | USD/gigalumen_year | us | us | 74979605546.6956
commercial lighting | 8ft LFL: T8 F96 HO - High Efficiency | 2048 | CAPITAL | REPLACEMENT | merc/service | USD/gigalumen_year | us | us | 74979605546.6956
commercial lighting | 8ft LFL: T8 F96 HO - High Efficiency | 2048 | CAPITAL | REPLACEMENT | office-large | USD/gigalumen_year | us | us | 74979605546.6956
commercial lighting | 8ft LFL: T8 F96 HO - High Efficiency | 2048 | CAPITAL | REPLACEMENT | office-small | USD/gigalumen_year | us | us | 74979605546.6956
commercial lighting | 8ft LFL: T8 F96 HO - High Efficiency | 2048 | CAPITAL | REPLACEMENT | other | USD/gigalumen_year | us | us | 74979605546.6956
commercial lighting | 8ft LFL: T8 F96 HO - High Efficiency | 2048 | CAPITAL | REPLACEMENT | warehouse | USD/gigalumen_year | us | us | 74979605546.6956
commercial lighting | 8ft LFL: T8 F96 HO - High Efficiency | 2048 | FIXED_OM | NEW | assembly | USD/gigalumen_year | us | us | 7046955408.524
commercial lighting | 8ft LFL: T8 F96 HO - High Efficiency | 2048 | FIXED_OM | NEW | education | USD/gigalumen_year | us | us | 7046955408.524
commercial lighting | 8ft LFL: T8 F96 HO - High Efficiency | 2048 | FIXED_OM | NEW | food sales | USD/gigalumen_year | us | us | 7046955408.524
commercial lighting | 8ft LFL: T8 F96 HO - High Efficiency | 2048 | FIXED_OM | NEW | food service | USD/gigalumen_year | us | us | 7046955408.524
commercial lighting | 8ft LFL: T8 F96 HO - High Efficiency | 2048 | FIXED_OM | NEW | health | USD/gigalumen_year | us | us | 7046955408.524
commercial lighting | 8ft LFL: T8 F96 HO - High Efficiency | 2048 | FIXED_OM | NEW | lodging | USD/gigalumen_year | us | us | 7046955408.524
commercial lighting | 8ft LFL: T8 F96 HO - High Efficiency | 2048 | FIXED_OM | NEW | merc/service | USD/gigalumen_year | us | us | 7046955408.524
commercial lighting | 8ft LFL: T8 F96 HO - High Efficiency | 2048 | FIXED_OM | NEW | office-large | USD/gigalumen_year | us | us | 7046955408.524
commercial lighting | 8ft LFL: T8 F96 HO - High Efficiency | 2048 | FIXED_OM | NEW | office-small | USD/gigalumen_year | us | us | 7046955408.524
commercial lighting | 8ft LFL: T8 F96 HO - High Efficiency | 2048 | FIXED_OM | NEW | other | USD/gigalumen_year | us | us | 7046955408.524
commercial lighting | 8ft LFL: T8 F96 HO - High Efficiency | 2048 | FIXED_OM | NEW | warehouse | USD/gigalumen_year | us | us | 7046955408.524
commercial lighting | 8ft LFL: T8 F96 HO - High Efficiency | 2048 | FIXED_OM | REPLACEMENT | assembly | USD/gigalumen_year | us | us | 7046955408.524
commercial lighting | 8ft LFL: T8 F96 HO - High Efficiency | 2048 | FIXED_OM | REPLACEMENT | education | USD/gigalumen_year | us | us | 7046955408.524
commercial lighting | 8ft LFL: T8 F96 HO - High Efficiency | 2048 | FIXED_OM | REPLACEMENT | food sales | USD/gigalumen_year | us | us | 7046955408.524
commercial lighting | 8ft LFL: T8 F96 HO - High Efficiency | 2048 | FIXED_OM | REPLACEMENT | food service | USD/gigalumen_year | us | us | 7046955408.524
commercial lighting | 8ft LFL: T8 F96 HO - High Efficiency | 2048 | FIXED_OM | REPLACEMENT | health | USD/gigalumen_year | us | us | 7046955408.524
commercial lighting | 8ft LFL: T8 F96 HO - High Efficiency | 2048 | FIXED_OM | REPLACEMENT | lodging | USD/gigalumen_year | us | us | 7046955408.524
commercial lighting | 8ft LFL: T8 F96 HO - High Efficiency | 2048 | FIXED_OM | REPLACEMENT | merc/service | USD/gigalumen_year | us | us | 7046955408.524
commercial lighting | 8ft LFL: T8 F96 HO - High Efficiency | 2048 | FIXED_OM | REPLACEMENT | office-large | USD/gigalumen_year | us | us | 7046955408.524
commercial lighting | 8ft LFL: T8 F96 HO - High Efficiency | 2048 | FIXED_OM | REPLACEMENT | office-small | USD/gigalumen_year | us | us | 7046955408.524
commercial lighting | 8ft LFL: T8 F96 HO - High Efficiency | 2048 | FIXED_OM | REPLACEMENT | other | USD/gigalumen_year | us | us | 7046955408.524
commercial lighting | 8ft LFL: T8 F96 HO - High Efficiency | 2048 | FIXED_OM | REPLACEMENT | warehouse | USD/gigalumen_year | us | us | 7046955408.524
commercial lighting | 8ft LFL: T8 F96 HO - High Efficiency | 2049 | CAPITAL | NEW | assembly | USD/gigalumen_year | us | us | 74979605546.6956
commercial lighting | 8ft LFL: T8 F96 HO - High Efficiency | 2049 | CAPITAL | NEW | education | USD/gigalumen_year | us | us | 74979605546.6956
commercial lighting | 8ft LFL: T8 F96 HO - High Efficiency | 2049 | CAPITAL | NEW | food sales | USD/gigalumen_year | us | us | 74979605546.6956
commercial lighting | 8ft LFL: T8 F96 HO - High Efficiency | 2049 | CAPITAL | NEW | food service | USD/gigalumen_year | us | us | 74979605546.6956
commercial lighting | 8ft LFL: T8 F96 HO - High Efficiency | 2049 | CAPITAL | NEW | health | USD/gigalumen_year | us | us | 74979605546.6956
commercial lighting | 8ft LFL: T8 F96 HO - High Efficiency | 2049 | CAPITAL | NEW | lodging | USD/gigalumen_year | us | us | 74979605546.6956
commercial lighting | 8ft LFL: T8 F96 HO - High Efficiency | 2049 | CAPITAL | NEW | merc/service | USD/gigalumen_year | us | us | 74979605546.6956
commercial lighting | 8ft LFL: T8 F96 HO - High Efficiency | 2049 | CAPITAL | NEW | office-large | USD/gigalumen_year | us | us | 74979605546.6956
commercial lighting | 8ft LFL: T8 F96 HO - High Efficiency | 2049 | CAPITAL | NEW | office-small | USD/gigalumen_year | us | us | 74979605546.6956
commercial lighting | 8ft LFL: T8 F96 HO - High Efficiency | 2049 | CAPITAL | NEW | other | USD/gigalumen_year | us | us | 74979605546.6956
commercial lighting | 8ft LFL: T8 F96 HO - High Efficiency | 2049 | CAPITAL | NEW | warehouse | USD/gigalumen_year | us | us | 74979605546.6956
commercial lighting | 8ft LFL: T8 F96 HO - High Efficiency | 2049 | CAPITAL | REPLACEMENT | assembly | USD/gigalumen_year | us | us | 74979605546.6956
commercial lighting | 8ft LFL: T8 F96 HO - High Efficiency | 2049 | CAPITAL | REPLACEMENT | education | USD/gigalumen_year | us | us | 74979605546.6956
commercial lighting | 8ft LFL: T8 F96 HO - High Efficiency | 2049 | CAPITAL | REPLACEMENT | food sales | USD/gigalumen_year | us | us | 74979605546.6956
commercial lighting | 8ft LFL: T8 F96 HO - High Efficiency | 2049 | CAPITAL | REPLACEMENT | food service | USD/gigalumen_year | us | us | 74979605546.6956
commercial lighting | 8ft LFL: T8 F96 HO - High Efficiency | 2049 | CAPITAL | REPLACEMENT | health | USD/gigalumen_year | us | us | 74979605546.6956
commercial lighting | 8ft LFL: T8 F96 HO - High Efficiency | 2049 | CAPITAL | REPLACEMENT | lodging | USD/gigalumen_year | us | us | 74979605546.6956
commercial lighting | 8ft LFL: T8 F96 HO - High Efficiency | 2049 | CAPITAL | REPLACEMENT | merc/service | USD/gigalumen_year | us | us | 74979605546.6956
commercial lighting | 8ft LFL: T8 F96 HO - High Efficiency | 2049 | CAPITAL | REPLACEMENT | office-large | USD/gigalumen_year | us | us | 74979605546.6956
commercial lighting | 8ft LFL: T8 F96 HO - High Efficiency | 2049 | CAPITAL | REPLACEMENT | office-small | USD/gigalumen_year | us | us | 74979605546.6956
commercial lighting | 8ft LFL: T8 F96 HO - High Efficiency | 2049 | CAPITAL | REPLACEMENT | other | USD/gigalumen_year | us | us | 74979605546.6956
commercial lighting | 8ft LFL: T8 F96 HO - High Efficiency | 2049 | CAPITAL | REPLACEMENT | warehouse | USD/gigalumen_year | us | us | 74979605546.6956
commercial lighting | 8ft LFL: T8 F96 HO - High Efficiency | 2049 | FIXED_OM | NEW | assembly | USD/gigalumen_year | us | us | 7046955408.524
commercial lighting | 8ft LFL: T8 F96 HO - High Efficiency | 2049 | FIXED_OM | NEW | education | USD/gigalumen_year | us | us | 7046955408.524
commercial lighting | 8ft LFL: T8 F96 HO - High Efficiency | 2049 | FIXED_OM | NEW | food sales | USD/gigalumen_year | us | us | 7046955408.524
commercial lighting | 8ft LFL: T8 F96 HO - High Efficiency | 2049 | FIXED_OM | NEW | food service | USD/gigalumen_year | us | us | 7046955408.524
commercial lighting | 8ft LFL: T8 F96 HO - High Efficiency | 2049 | FIXED_OM | NEW | health | USD/gigalumen_year | us | us | 7046955408.524
commercial lighting | 8ft LFL: T8 F96 HO - High Efficiency | 2049 | FIXED_OM | NEW | lodging | USD/gigalumen_year | us | us | 7046955408.524
commercial lighting | 8ft LFL: T8 F96 HO - High Efficiency | 2049 | FIXED_OM | NEW | merc/service | USD/gigalumen_year | us | us | 7046955408.524
commercial lighting | 8ft LFL: T8 F96 HO - High Efficiency | 2049 | FIXED_OM | NEW | office-large | USD/gigalumen_year | us | us | 7046955408.524
commercial lighting | 8ft LFL: T8 F96 HO - High Efficiency | 2049 | FIXED_OM | NEW | office-small | USD/gigalumen_year | us | us | 7046955408.524
commercial lighting | 8ft LFL: T8 F96 HO - High Efficiency | 2049 | FIXED_OM | NEW | other | USD/gigalumen_year | us | us | 7046955408.524
commercial lighting | 8ft LFL: T8 F96 HO - High Efficiency | 2049 | FIXED_OM | NEW | warehouse | USD/gigalumen_year | us | us | 7046955408.524
commercial lighting | 8ft LFL: T8 F96 HO - High Efficiency | 2049 | FIXED_OM | REPLACEMENT | assembly | USD/gigalumen_year | us | us | 7046955408.524
commercial lighting | 8ft LFL: T8 F96 HO - High Efficiency | 2049 | FIXED_OM | REPLACEMENT | education | USD/gigalumen_year | us | us | 7046955408.524
commercial lighting | 8ft LFL: T8 F96 HO - High Efficiency | 2049 | FIXED_OM | REPLACEMENT | food sales | USD/gigalumen_year | us | us | 7046955408.524
commercial lighting | 8ft LFL: T8 F96 HO - High Efficiency | 2049 | FIXED_OM | REPLACEMENT | food service | USD/gigalumen_year | us | us | 7046955408.524
commercial lighting | 8ft LFL: T8 F96 HO - High Efficiency | 2049 | FIXED_OM | REPLACEMENT | health | USD/gigalumen_year | us | us | 7046955408.524
commercial lighting | 8ft LFL: T8 F96 HO - High Efficiency | 2049 | FIXED_OM | REPLACEMENT | lodging | USD/gigalumen_year | us | us | 7046955408.524
commercial lighting | 8ft LFL: T8 F96 HO - High Efficiency | 2049 | FIXED_OM | REPLACEMENT | merc/service | USD/gigalumen_year | us | us | 7046955408.524
commercial lighting | 8ft LFL: T8 F96 HO - High Efficiency | 2049 | FIXED_OM | REPLACEMENT | office-large | USD/gigalumen_year | us | us | 7046955408.524
commercial lighting | 8ft LFL: T8 F96 HO - High Efficiency | 2049 | FIXED_OM | REPLACEMENT | office-small | USD/gigalumen_year | us | us | 7046955408.524
commercial lighting | 8ft LFL: T8 F96 HO - High Efficiency | 2049 | FIXED_OM | REPLACEMENT | other | USD/gigalumen_year | us | us | 7046955408.524
commercial lighting | 8ft LFL: T8 F96 HO - High Efficiency | 2049 | FIXED_OM | REPLACEMENT | warehouse | USD/gigalumen_year | us | us | 7046955408.524
commercial lighting | 8ft LFL: T8 F96 HO - High Efficiency | 2050 | CAPITAL | NEW | assembly | USD/gigalumen_year | us | us | 74979605546.6956
commercial lighting | 8ft LFL: T8 F96 HO - High Efficiency | 2050 | CAPITAL | NEW | education | USD/gigalumen_year | us | us | 74979605546.6956
commercial lighting | 8ft LFL: T8 F96 HO - High Efficiency | 2050 | CAPITAL | NEW | food sales | USD/gigalumen_year | us | us | 74979605546.6956
commercial lighting | 8ft LFL: T8 F96 HO - High Efficiency | 2050 | CAPITAL | NEW | food service | USD/gigalumen_year | us | us | 74979605546.6956
commercial lighting | 8ft LFL: T8 F96 HO - High Efficiency | 2050 | CAPITAL | NEW | health | USD/gigalumen_year | us | us | 74979605546.6956
commercial lighting | 8ft LFL: T8 F96 HO - High Efficiency | 2050 | CAPITAL | NEW | lodging | USD/gigalumen_year | us | us | 74979605546.6956
commercial lighting | 8ft LFL: T8 F96 HO - High Efficiency | 2050 | CAPITAL | NEW | merc/service | USD/gigalumen_year | us | us | 74979605546.6956
commercial lighting | 8ft LFL: T8 F96 HO - High Efficiency | 2050 | CAPITAL | NEW | office-large | USD/gigalumen_year | us | us | 74979605546.6956
commercial lighting | 8ft LFL: T8 F96 HO - High Efficiency | 2050 | CAPITAL | NEW | office-small | USD/gigalumen_year | us | us | 74979605546.6956
commercial lighting | 8ft LFL: T8 F96 HO - High Efficiency | 2050 | CAPITAL | NEW | other | USD/gigalumen_year | us | us | 74979605546.6956
commercial lighting | 8ft LFL: T8 F96 HO - High Efficiency | 2050 | CAPITAL | NEW | warehouse | USD/gigalumen_year | us | us | 74979605546.6956
commercial lighting | 8ft LFL: T8 F96 HO - High Efficiency | 2050 | CAPITAL | REPLACEMENT | assembly | USD/gigalumen_year | us | us | 74979605546.6956
commercial lighting | 8ft LFL: T8 F96 HO - High Efficiency | 2050 | CAPITAL | REPLACEMENT | education | USD/gigalumen_year | us | us | 74979605546.6956
commercial lighting | 8ft LFL: T8 F96 HO - High Efficiency | 2050 | CAPITAL | REPLACEMENT | food sales | USD/gigalumen_year | us | us | 74979605546.6956
commercial lighting | 8ft LFL: T8 F96 HO - High Efficiency | 2050 | CAPITAL | REPLACEMENT | food service | USD/gigalumen_year | us | us | 74979605546.6956
commercial lighting | 8ft LFL: T8 F96 HO - High Efficiency | 2050 | CAPITAL | REPLACEMENT | health | USD/gigalumen_year | us | us | 74979605546.6956
commercial lighting | 8ft LFL: T8 F96 HO - High Efficiency | 2050 | CAPITAL | REPLACEMENT | lodging | USD/gigalumen_year | us | us | 74979605546.6956
commercial lighting | 8ft LFL: T8 F96 HO - High Efficiency | 2050 | CAPITAL | REPLACEMENT | merc/service | USD/gigalumen_year | us | us | 74979605546.6956
commercial lighting | 8ft LFL: T8 F96 HO - High Efficiency | 2050 | CAPITAL | REPLACEMENT | office-large | USD/gigalumen_year | us | us | 74979605546.6956
commercial lighting | 8ft LFL: T8 F96 HO - High Efficiency | 2050 | CAPITAL | REPLACEMENT | office-small | USD/gigalumen_year | us | us | 74979605546.6956
commercial lighting | 8ft LFL: T8 F96 HO - High Efficiency | 2050 | CAPITAL | REPLACEMENT | other | USD/gigalumen_year | us | us | 74979605546.6956
commercial lighting | 8ft LFL: T8 F96 HO - High Efficiency | 2050 | CAPITAL | REPLACEMENT | warehouse | USD/gigalumen_year | us | us | 74979605546.6956
commercial lighting | 8ft LFL: T8 F96 HO - High Efficiency | 2050 | FIXED_OM | NEW | assembly | USD/gigalumen_year | us | us | 7046955408.524
commercial lighting | 8ft LFL: T8 F96 HO - High Efficiency | 2050 | FIXED_OM | NEW | education | USD/gigalumen_year | us | us | 7046955408.524
commercial lighting | 8ft LFL: T8 F96 HO - High Efficiency | 2050 | FIXED_OM | NEW | food sales | USD/gigalumen_year | us | us | 7046955408.524
commercial lighting | 8ft LFL: T8 F96 HO - High Efficiency | 2050 | FIXED_OM | NEW | food service | USD/gigalumen_year | us | us | 7046955408.524
commercial lighting | 8ft LFL: T8 F96 HO - High Efficiency | 2050 | FIXED_OM | NEW | health | USD/gigalumen_year | us | us | 7046955408.524
commercial lighting | 8ft LFL: T8 F96 HO - High Efficiency | 2050 | FIXED_OM | NEW | lodging | USD/gigalumen_year | us | us | 7046955408.524
commercial lighting | 8ft LFL: T8 F96 HO - High Efficiency | 2050 | FIXED_OM | NEW | merc/service | USD/gigalumen_year | us | us | 7046955408.524
commercial lighting | 8ft LFL: T8 F96 HO - High Efficiency | 2050 | FIXED_OM | NEW | office-large | USD/gigalumen_year | us | us | 7046955408.524
commercial lighting | 8ft LFL: T8 F96 HO - High Efficiency | 2050 | FIXED_OM | NEW | office-small | USD/gigalumen_year | us | us | 7046955408.524
commercial lighting | 8ft LFL: T8 F96 HO - High Efficiency | 2050 | FIXED_OM | NEW | other | USD/gigalumen_year | us | us | 7046955408.524
commercial lighting | 8ft LFL: T8 F96 HO - High Efficiency | 2050 | FIXED_OM | NEW | warehouse | USD/gigalumen_year | us | us | 7046955408.524
commercial lighting | 8ft LFL: T8 F96 HO - High Efficiency | 2050 | FIXED_OM | REPLACEMENT | assembly | USD/gigalumen_year | us | us | 7046955408.524
commercial lighting | 8ft LFL: T8 F96 HO - High Efficiency | 2050 | FIXED_OM | REPLACEMENT | education | USD/gigalumen_year | us | us | 7046955408.524
commercial lighting | 8ft LFL: T8 F96 HO - High Efficiency | 2050 | FIXED_OM | REPLACEMENT | food sales | USD/gigalumen_year | us | us | 7046955408.524
commercial lighting | 8ft LFL: T8 F96 HO - High Efficiency | 2050 | FIXED_OM | REPLACEMENT | food service | USD/gigalumen_year | us | us | 7046955408.524
commercial lighting | 8ft LFL: T8 F96 HO - High Efficiency | 2050 | FIXED_OM | REPLACEMENT | health | USD/gigalumen_year | us | us | 7046955408.524
commercial lighting | 8ft LFL: T8 F96 HO - High Efficiency | 2050 | FIXED_OM | REPLACEMENT | lodging | USD/gigalumen_year | us | us | 7046955408.524
commercial lighting | 8ft LFL: T8 F96 HO - High Efficiency | 2050 | FIXED_OM | REPLACEMENT | merc/service | USD/gigalumen_year | us | us | 7046955408.524
commercial lighting | 8ft LFL: T8 F96 HO - High Efficiency | 2050 | FIXED_OM | REPLACEMENT | office-large | USD/gigalumen_year | us | us | 7046955408.524
commercial lighting | 8ft LFL: T8 F96 HO - High Efficiency | 2050 | FIXED_OM | REPLACEMENT | office-small | USD/gigalumen_year | us | us | 7046955408.524
commercial lighting | 8ft LFL: T8 F96 HO - High Efficiency | 2050 | FIXED_OM | REPLACEMENT | other | USD/gigalumen_year | us | us | 7046955408.524
commercial lighting | 8ft LFL: T8 F96 HO - High Efficiency | 2050 | FIXED_OM | REPLACEMENT | warehouse | USD/gigalumen_year | us | us | 7046955408.524
commercial lighting | High-Bay LFL: LED Integrated Luminaire | 2020 | CAPITAL | NEW | assembly | USD/gigalumen_year | us | us | 288737252938.59
commercial lighting | High-Bay LFL: LED Integrated Luminaire | 2020 | CAPITAL | NEW | education | USD/gigalumen_year | us | us | 288737252938.59
commercial lighting | High-Bay LFL: LED Integrated Luminaire | 2020 | CAPITAL | NEW | food sales | USD/gigalumen_year | us | us | 288737252938.59
commercial lighting | High-Bay LFL: LED Integrated Luminaire | 2020 | CAPITAL | NEW | food service | USD/gigalumen_year | us | us | 288737252938.59
commercial lighting | High-Bay LFL: LED Integrated Luminaire | 2020 | CAPITAL | NEW | health | USD/gigalumen_year | us | us | 288737252938.59
commercial lighting | High-Bay LFL: LED Integrated Luminaire | 2020 | CAPITAL | NEW | lodging | USD/gigalumen_year | us | us | 288737252938.59
commercial lighting | High-Bay LFL: LED Integrated Luminaire | 2020 | CAPITAL | NEW | merc/service | USD/gigalumen_year | us | us | 288737252938.59
commercial lighting | High-Bay LFL: LED Integrated Luminaire | 2020 | CAPITAL | NEW | office-large | USD/gigalumen_year | us | us | 288737252938.59
commercial lighting | High-Bay LFL: LED Integrated Luminaire | 2020 | CAPITAL | NEW | office-small | USD/gigalumen_year | us | us | 288737252938.59
commercial lighting | High-Bay LFL: LED Integrated Luminaire | 2020 | CAPITAL | NEW | other | USD/gigalumen_year | us | us | 288737252938.59
commercial lighting | High-Bay LFL: LED Integrated Luminaire | 2020 | CAPITAL | NEW | warehouse | USD/gigalumen_year | us | us | 288737252938.59
commercial lighting | High-Bay LFL: LED Integrated Luminaire | 2020 | CAPITAL | REPLACEMENT | assembly | USD/gigalumen_year | us | us | 288737252938.59
commercial lighting | High-Bay LFL: LED Integrated Luminaire | 2020 | CAPITAL | REPLACEMENT | education | USD/gigalumen_year | us | us | 288737252938.59
commercial lighting | High-Bay LFL: LED Integrated Luminaire | 2020 | CAPITAL | REPLACEMENT | food sales | USD/gigalumen_year | us | us | 288737252938.59
commercial lighting | High-Bay LFL: LED Integrated Luminaire | 2020 | CAPITAL | REPLACEMENT | food service | USD/gigalumen_year | us | us | 288737252938.59
commercial lighting | High-Bay LFL: LED Integrated Luminaire | 2020 | CAPITAL | REPLACEMENT | health | USD/gigalumen_year | us | us | 288737252938.59
commercial lighting | High-Bay LFL: LED Integrated Luminaire | 2020 | CAPITAL | REPLACEMENT | lodging | USD/gigalumen_year | us | us | 288737252938.59
commercial lighting | High-Bay LFL: LED Integrated Luminaire | 2020 | CAPITAL | REPLACEMENT | merc/service | USD/gigalumen_year | us | us | 288737252938.59
commercial lighting | High-Bay LFL: LED Integrated Luminaire | 2020 | CAPITAL | REPLACEMENT | office-large | USD/gigalumen_year | us | us | 288737252938.59
commercial lighting | High-Bay LFL: LED Integrated Luminaire | 2020 | CAPITAL | REPLACEMENT | office-small | USD/gigalumen_year | us | us | 288737252938.59
commercial lighting | High-Bay LFL: LED Integrated Luminaire | 2020 | CAPITAL | REPLACEMENT | other | USD/gigalumen_year | us | us | 288737252938.59
commercial lighting | High-Bay LFL: LED Integrated Luminaire | 2020 | CAPITAL | REPLACEMENT | warehouse | USD/gigalumen_year | us | us | 288737252938.59
commercial lighting | High-Bay LFL: LED Integrated Luminaire | 2020 | FIXED_OM | NEW | assembly | USD/gigalumen_year | us | us | 12026803897.2143
commercial lighting | High-Bay LFL: LED Integrated Luminaire | 2020 | FIXED_OM | NEW | education | USD/gigalumen_year | us | us | 12026803897.2143
commercial lighting | High-Bay LFL: LED Integrated Luminaire | 2020 | FIXED_OM | NEW | food sales | USD/gigalumen_year | us | us | 12026803897.2143
commercial lighting | High-Bay LFL: LED Integrated Luminaire | 2020 | FIXED_OM | NEW | food service | USD/gigalumen_year | us | us | 12026803897.2143
commercial lighting | High-Bay LFL: LED Integrated Luminaire | 2020 | FIXED_OM | NEW | health | USD/gigalumen_year | us | us | 12026803897.2143
commercial lighting | High-Bay LFL: LED Integrated Luminaire | 2020 | FIXED_OM | NEW | lodging | USD/gigalumen_year | us | us | 12026803897.2143
commercial lighting | High-Bay LFL: LED Integrated Luminaire | 2020 | FIXED_OM | NEW | merc/service | USD/gigalumen_year | us | us | 12026803897.2143
commercial lighting | High-Bay LFL: LED Integrated Luminaire | 2020 | FIXED_OM | NEW | office-large | USD/gigalumen_year | us | us | 12026803897.2143
commercial lighting | High-Bay LFL: LED Integrated Luminaire | 2020 | FIXED_OM | NEW | office-small | USD/gigalumen_year | us | us | 12026803897.2143
commercial lighting | High-Bay LFL: LED Integrated Luminaire | 2020 | FIXED_OM | NEW | other | USD/gigalumen_year | us | us | 12026803897.2143
commercial lighting | High-Bay LFL: LED Integrated Luminaire | 2020 | FIXED_OM | NEW | warehouse | USD/gigalumen_year | us | us | 12026803897.2143
commercial lighting | High-Bay LFL: LED Integrated Luminaire | 2020 | FIXED_OM | REPLACEMENT | assembly | USD/gigalumen_year | us | us | 12026803897.2143
commercial lighting | High-Bay LFL: LED Integrated Luminaire | 2020 | FIXED_OM | REPLACEMENT | education | USD/gigalumen_year | us | us | 12026803897.2143
commercial lighting | High-Bay LFL: LED Integrated Luminaire | 2020 | FIXED_OM | REPLACEMENT | food sales | USD/gigalumen_year | us | us | 12026803897.2143
commercial lighting | High-Bay LFL: LED Integrated Luminaire | 2020 | FIXED_OM | REPLACEMENT | food service | USD/gigalumen_year | us | us | 12026803897.2143
commercial lighting | High-Bay LFL: LED Integrated Luminaire | 2020 | FIXED_OM | REPLACEMENT | health | USD/gigalumen_year | us | us | 12026803897.2143
commercial lighting | High-Bay LFL: LED Integrated Luminaire | 2020 | FIXED_OM | REPLACEMENT | lodging | USD/gigalumen_year | us | us | 12026803897.2143
commercial lighting | High-Bay LFL: LED Integrated Luminaire | 2020 | FIXED_OM | REPLACEMENT | merc/service | USD/gigalumen_year | us | us | 12026803897.2143
commercial lighting | High-Bay LFL: LED Integrated Luminaire | 2020 | FIXED_OM | REPLACEMENT | office-large | USD/gigalumen_year | us | us | 12026803897.2143
commercial lighting | High-Bay LFL: LED Integrated Luminaire | 2020 | FIXED_OM | REPLACEMENT | office-small | USD/gigalumen_year | us | us | 12026803897.2143
commercial lighting | High-Bay LFL: LED Integrated Luminaire | 2020 | FIXED_OM | REPLACEMENT | other | USD/gigalumen_year | us | us | 12026803897.2143
commercial lighting | High-Bay LFL: LED Integrated Luminaire | 2020 | FIXED_OM | REPLACEMENT | warehouse | USD/gigalumen_year | us | us | 12026803897.2143
commercial lighting | High-Bay LFL: LED Integrated Luminaire | 2021 | CAPITAL | NEW | assembly | USD/gigalumen_year | us | us | 288737252938.59
commercial lighting | High-Bay LFL: LED Integrated Luminaire | 2021 | CAPITAL | NEW | education | USD/gigalumen_year | us | us | 288737252938.59
commercial lighting | High-Bay LFL: LED Integrated Luminaire | 2021 | CAPITAL | NEW | food sales | USD/gigalumen_year | us | us | 288737252938.59
commercial lighting | High-Bay LFL: LED Integrated Luminaire | 2021 | CAPITAL | NEW | food service | USD/gigalumen_year | us | us | 288737252938.59
commercial lighting | High-Bay LFL: LED Integrated Luminaire | 2021 | CAPITAL | NEW | health | USD/gigalumen_year | us | us | 288737252938.59
commercial lighting | High-Bay LFL: LED Integrated Luminaire | 2021 | CAPITAL | NEW | lodging | USD/gigalumen_year | us | us | 288737252938.59
commercial lighting | High-Bay LFL: LED Integrated Luminaire | 2021 | CAPITAL | NEW | merc/service | USD/gigalumen_year | us | us | 288737252938.59
commercial lighting | High-Bay LFL: LED Integrated Luminaire | 2021 | CAPITAL | NEW | office-large | USD/gigalumen_year | us | us | 288737252938.59
commercial lighting | High-Bay LFL: LED Integrated Luminaire | 2021 | CAPITAL | NEW | office-small | USD/gigalumen_year | us | us | 288737252938.59
commercial lighting | High-Bay LFL: LED Integrated Luminaire | 2021 | CAPITAL | NEW | other | USD/gigalumen_year | us | us | 288737252938.59
commercial lighting | High-Bay LFL: LED Integrated Luminaire | 2021 | CAPITAL | NEW | warehouse | USD/gigalumen_year | us | us | 288737252938.59
commercial lighting | High-Bay LFL: LED Integrated Luminaire | 2021 | CAPITAL | REPLACEMENT | assembly | USD/gigalumen_year | us | us | 288737252938.59
commercial lighting | High-Bay LFL: LED Integrated Luminaire | 2021 | CAPITAL | REPLACEMENT | education | USD/gigalumen_year | us | us | 288737252938.59
commercial lighting | High-Bay LFL: LED Integrated Luminaire | 2021 | CAPITAL | REPLACEMENT | food sales | USD/gigalumen_year | us | us | 288737252938.59
commercial lighting | High-Bay LFL: LED Integrated Luminaire | 2021 | CAPITAL | REPLACEMENT | food service | USD/gigalumen_year | us | us | 288737252938.59
commercial lighting | High-Bay LFL: LED Integrated Luminaire | 2021 | CAPITAL | REPLACEMENT | health | USD/gigalumen_year | us | us | 288737252938.59
commercial lighting | High-Bay LFL: LED Integrated Luminaire | 2021 | CAPITAL | REPLACEMENT | lodging | USD/gigalumen_year | us | us | 288737252938.59
commercial lighting | High-Bay LFL: LED Integrated Luminaire | 2021 | CAPITAL | REPLACEMENT | merc/service | USD/gigalumen_year | us | us | 288737252938.59
commercial lighting | High-Bay LFL: LED Integrated Luminaire | 2021 | CAPITAL | REPLACEMENT | office-large | USD/gigalumen_year | us | us | 288737252938.59
commercial lighting | High-Bay LFL: LED Integrated Luminaire | 2021 | CAPITAL | REPLACEMENT | office-small | USD/gigalumen_year | us | us | 288737252938.59
commercial lighting | High-Bay LFL: LED Integrated Luminaire | 2021 | CAPITAL | REPLACEMENT | other | USD/gigalumen_year | us | us | 288737252938.59
commercial lighting | High-Bay LFL: LED Integrated Luminaire | 2021 | CAPITAL | REPLACEMENT | warehouse | USD/gigalumen_year | us | us | 288737252938.59
commercial lighting | High-Bay LFL: LED Integrated Luminaire | 2021 | FIXED_OM | NEW | assembly | USD/gigalumen_year | us | us | 12026803897.2143
commercial lighting | High-Bay LFL: LED Integrated Luminaire | 2021 | FIXED_OM | NEW | education | USD/gigalumen_year | us | us | 12026803897.2143
commercial lighting | High-Bay LFL: LED Integrated Luminaire | 2021 | FIXED_OM | NEW | food sales | USD/gigalumen_year | us | us | 12026803897.2143
commercial lighting | High-Bay LFL: LED Integrated Luminaire | 2021 | FIXED_OM | NEW | food service | USD/gigalumen_year | us | us | 12026803897.2143
commercial lighting | High-Bay LFL: LED Integrated Luminaire | 2021 | FIXED_OM | NEW | health | USD/gigalumen_year | us | us | 12026803897.2143
commercial lighting | High-Bay LFL: LED Integrated Luminaire | 2021 | FIXED_OM | NEW | lodging | USD/gigalumen_year | us | us | 12026803897.2143
commercial lighting | High-Bay LFL: LED Integrated Luminaire | 2021 | FIXED_OM | NEW | merc/service | USD/gigalumen_year | us | us | 12026803897.2143
commercial lighting | High-Bay LFL: LED Integrated Luminaire | 2021 | FIXED_OM | NEW | office-large | USD/gigalumen_year | us | us | 12026803897.2143
commercial lighting | High-Bay LFL: LED Integrated Luminaire | 2021 | FIXED_OM | NEW | office-small | USD/gigalumen_year | us | us | 12026803897.2143
commercial lighting | High-Bay LFL: LED Integrated Luminaire | 2021 | FIXED_OM | NEW | other | USD/gigalumen_year | us | us | 12026803897.2143
commercial lighting | High-Bay LFL: LED Integrated Luminaire | 2021 | FIXED_OM | NEW | warehouse | USD/gigalumen_year | us | us | 12026803897.2143
commercial lighting | High-Bay LFL: LED Integrated Luminaire | 2021 | FIXED_OM | REPLACEMENT | assembly | USD/gigalumen_year | us | us | 12026803897.2143
commercial lighting | High-Bay LFL: LED Integrated Luminaire | 2021 | FIXED_OM | REPLACEMENT | education | USD/gigalumen_year | us | us | 12026803897.2143
commercial lighting | High-Bay LFL: LED Integrated Luminaire | 2021 | FIXED_OM | REPLACEMENT | food sales | USD/gigalumen_year | us | us | 12026803897.2143
commercial lighting | High-Bay LFL: LED Integrated Luminaire | 2021 | FIXED_OM | REPLACEMENT | food service | USD/gigalumen_year | us | us | 12026803897.2143
commercial lighting | High-Bay LFL: LED Integrated Luminaire | 2021 | FIXED_OM | REPLACEMENT | health | USD/gigalumen_year | us | us | 12026803897.2143
commercial lighting | High-Bay LFL: LED Integrated Luminaire | 2021 | FIXED_OM | REPLACEMENT | lodging | USD/gigalumen_year | us | us | 12026803897.2143
commercial lighting | High-Bay LFL: LED Integrated Luminaire | 2021 | FIXED_OM | REPLACEMENT | merc/service | USD/gigalumen_year | us | us | 12026803897.2143
commercial lighting | High-Bay LFL: LED Integrated Luminaire | 2021 | FIXED_OM | REPLACEMENT | office-large | USD/gigalumen_year | us | us | 12026803897.2143
commercial lighting | High-Bay LFL: LED Integrated Luminaire | 2021 | FIXED_OM | REPLACEMENT | office-small | USD/gigalumen_year | us | us | 12026803897.2143
commercial lighting | High-Bay LFL: LED Integrated Luminaire | 2021 | FIXED_OM | REPLACEMENT | other | USD/gigalumen_year | us | us | 12026803897.2143
commercial lighting | High-Bay LFL: LED Integrated Luminaire | 2021 | FIXED_OM | REPLACEMENT | warehouse | USD/gigalumen_year | us | us | 12026803897.2143
commercial lighting | High-Bay LFL: LED Integrated Luminaire | 2022 | CAPITAL | NEW | assembly | USD/gigalumen_year | us | us | 288737252938.59
commercial lighting | High-Bay LFL: LED Integrated Luminaire | 2022 | CAPITAL | NEW | education | USD/gigalumen_year | us | us | 288737252938.59
commercial lighting | High-Bay LFL: LED Integrated Luminaire | 2022 | CAPITAL | NEW | food sales | USD/gigalumen_year | us | us | 288737252938.59
commercial lighting | High-Bay LFL: LED Integrated Luminaire | 2022 | CAPITAL | NEW | food service | USD/gigalumen_year | us | us | 288737252938.59
commercial lighting | High-Bay LFL: LED Integrated Luminaire | 2022 | CAPITAL | NEW | health | USD/gigalumen_year | us | us | 288737252938.59
commercial lighting | High-Bay LFL: LED Integrated Luminaire | 2022 | CAPITAL | NEW | lodging | USD/gigalumen_year | us | us | 288737252938.59
commercial lighting | High-Bay LFL: LED Integrated Luminaire | 2022 | CAPITAL | NEW | merc/service | USD/gigalumen_year | us | us | 288737252938.59
commercial lighting | High-Bay LFL: LED Integrated Luminaire | 2022 | CAPITAL | NEW | office-large | USD/gigalumen_year | us | us | 288737252938.59
commercial lighting | High-Bay LFL: LED Integrated Luminaire | 2022 | CAPITAL | NEW | office-small | USD/gigalumen_year | us | us | 288737252938.59
commercial lighting | High-Bay LFL: LED Integrated Luminaire | 2022 | CAPITAL | NEW | other | USD/gigalumen_year | us | us | 288737252938.59
commercial lighting | High-Bay LFL: LED Integrated Luminaire | 2022 | CAPITAL | NEW | warehouse | USD/gigalumen_year | us | us | 288737252938.59
commercial lighting | High-Bay LFL: LED Integrated Luminaire | 2022 | CAPITAL | REPLACEMENT | assembly | USD/gigalumen_year | us | us | 288737252938.59
commercial lighting | High-Bay LFL: LED Integrated Luminaire | 2022 | CAPITAL | REPLACEMENT | education | USD/gigalumen_year | us | us | 288737252938.59
commercial lighting | High-Bay LFL: LED Integrated Luminaire | 2022 | CAPITAL | REPLACEMENT | food sales | USD/gigalumen_year | us | us | 288737252938.59
commercial lighting | High-Bay LFL: LED Integrated Luminaire | 2022 | CAPITAL | REPLACEMENT | food service | USD/gigalumen_year | us | us | 288737252938.59
commercial lighting | High-Bay LFL: LED Integrated Luminaire | 2022 | CAPITAL | REPLACEMENT | health | USD/gigalumen_year | us | us | 288737252938.59
commercial lighting | High-Bay LFL: LED Integrated Luminaire | 2022 | CAPITAL | REPLACEMENT | lodging | USD/gigalumen_year | us | us | 288737252938.59
commercial lighting | High-Bay LFL: LED Integrated Luminaire | 2022 | CAPITAL | REPLACEMENT | merc/service | USD/gigalumen_year | us | us | 288737252938.59
commercial lighting | High-Bay LFL: LED Integrated Luminaire | 2022 | CAPITAL | REPLACEMENT | office-large | USD/gigalumen_year | us | us | 288737252938.59
commercial lighting | High-Bay LFL: LED Integrated Luminaire | 2022 | CAPITAL | REPLACEMENT | office-small | USD/gigalumen_year | us | us | 288737252938.59
commercial lighting | High-Bay LFL: LED Integrated Luminaire | 2022 | CAPITAL | REPLACEMENT | other | USD/gigalumen_year | us | us | 288737252938.59
commercial lighting | High-Bay LFL: LED Integrated Luminaire | 2022 | CAPITAL | REPLACEMENT | warehouse | USD/gigalumen_year | us | us | 288737252938.59
commercial lighting | High-Bay LFL: LED Integrated Luminaire | 2022 | FIXED_OM | NEW | assembly | USD/gigalumen_year | us | us | 12026803897.2143
commercial lighting | High-Bay LFL: LED Integrated Luminaire | 2022 | FIXED_OM | NEW | education | USD/gigalumen_year | us | us | 12026803897.2143
commercial lighting | High-Bay LFL: LED Integrated Luminaire | 2022 | FIXED_OM | NEW | food sales | USD/gigalumen_year | us | us | 12026803897.2143
commercial lighting | High-Bay LFL: LED Integrated Luminaire | 2022 | FIXED_OM | NEW | food service | USD/gigalumen_year | us | us | 12026803897.2143
commercial lighting | High-Bay LFL: LED Integrated Luminaire | 2022 | FIXED_OM | NEW | health | USD/gigalumen_year | us | us | 12026803897.2143
commercial lighting | High-Bay LFL: LED Integrated Luminaire | 2022 | FIXED_OM | NEW | lodging | USD/gigalumen_year | us | us | 12026803897.2143
commercial lighting | High-Bay LFL: LED Integrated Luminaire | 2022 | FIXED_OM | NEW | merc/service | USD/gigalumen_year | us | us | 12026803897.2143
commercial lighting | High-Bay LFL: LED Integrated Luminaire | 2022 | FIXED_OM | NEW | office-large | USD/gigalumen_year | us | us | 12026803897.2143
commercial lighting | High-Bay LFL: LED Integrated Luminaire | 2022 | FIXED_OM | NEW | office-small | USD/gigalumen_year | us | us | 12026803897.2143
commercial lighting | High-Bay LFL: LED Integrated Luminaire | 2022 | FIXED_OM | NEW | other | USD/gigalumen_year | us | us | 12026803897.2143
commercial lighting | High-Bay LFL: LED Integrated Luminaire | 2022 | FIXED_OM | NEW | warehouse | USD/gigalumen_year | us | us | 12026803897.2143
commercial lighting | High-Bay LFL: LED Integrated Luminaire | 2022 | FIXED_OM | REPLACEMENT | assembly | USD/gigalumen_year | us | us | 12026803897.2143
commercial lighting | High-Bay LFL: LED Integrated Luminaire | 2022 | FIXED_OM | REPLACEMENT | education | USD/gigalumen_year | us | us | 12026803897.2143
commercial lighting | High-Bay LFL: LED Integrated Luminaire | 2022 | FIXED_OM | REPLACEMENT | food sales | USD/gigalumen_year | us | us | 12026803897.2143
commercial lighting | High-Bay LFL: LED Integrated Luminaire | 2022 | FIXED_OM | REPLACEMENT | food service | USD/gigalumen_year | us | us | 12026803897.2143
commercial lighting | High-Bay LFL: LED Integrated Luminaire | 2022 | FIXED_OM | REPLACEMENT | health | USD/gigalumen_year | us | us | 12026803897.2143
commercial lighting | High-Bay LFL: LED Integrated Luminaire | 2022 | FIXED_OM | REPLACEMENT | lodging | USD/gigalumen_year | us | us | 12026803897.2143
commercial lighting | High-Bay LFL: LED Integrated Luminaire | 2022 | FIXED_OM | REPLACEMENT | merc/service | USD/gigalumen_year | us | us | 12026803897.2143
commercial lighting | High-Bay LFL: LED Integrated Luminaire | 2022 | FIXED_OM | REPLACEMENT | office-large | USD/gigalumen_year | us | us | 12026803897.2143
commercial lighting | High-Bay LFL: LED Integrated Luminaire | 2022 | FIXED_OM | REPLACEMENT | office-small | USD/gigalumen_year | us | us | 12026803897.2143
commercial lighting | High-Bay LFL: LED Integrated Luminaire | 2022 | FIXED_OM | REPLACEMENT | other | USD/gigalumen_year | us | us | 12026803897.2143
commercial lighting | High-Bay LFL: LED Integrated Luminaire | 2022 | FIXED_OM | REPLACEMENT | warehouse | USD/gigalumen_year | us | us | 12026803897.2143
commercial lighting | High-Bay LFL: LED Integrated Luminaire | 2023 | CAPITAL | NEW | assembly | USD/gigalumen_year | us | us | 275383272439.437
commercial lighting | High-Bay LFL: LED Integrated Luminaire | 2023 | CAPITAL | NEW | education | USD/gigalumen_year | us | us | 275383272439.437
commercial lighting | High-Bay LFL: LED Integrated Luminaire | 2023 | CAPITAL | NEW | food sales | USD/gigalumen_year | us | us | 275383272439.437
commercial lighting | High-Bay LFL: LED Integrated Luminaire | 2023 | CAPITAL | NEW | food service | USD/gigalumen_year | us | us | 275383272439.437
commercial lighting | High-Bay LFL: LED Integrated Luminaire | 2023 | CAPITAL | NEW | health | USD/gigalumen_year | us | us | 275383272439.437
commercial lighting | High-Bay LFL: LED Integrated Luminaire | 2023 | CAPITAL | NEW | lodging | USD/gigalumen_year | us | us | 275383272439.437
commercial lighting | High-Bay LFL: LED Integrated Luminaire | 2023 | CAPITAL | NEW | merc/service | USD/gigalumen_year | us | us | 275383272439.437
commercial lighting | High-Bay LFL: LED Integrated Luminaire | 2023 | CAPITAL | NEW | office-large | USD/gigalumen_year | us | us | 275383272439.437
commercial lighting | High-Bay LFL: LED Integrated Luminaire | 2023 | CAPITAL | NEW | office-small | USD/gigalumen_year | us | us | 275383272439.437
commercial lighting | High-Bay LFL: LED Integrated Luminaire | 2023 | CAPITAL | NEW | other | USD/gigalumen_year | us | us | 275383272439.437
commercial lighting | High-Bay LFL: LED Integrated Luminaire | 2023 | CAPITAL | NEW | warehouse | USD/gigalumen_year | us | us | 275383272439.437
commercial lighting | High-Bay LFL: LED Integrated Luminaire | 2023 | CAPITAL | REPLACEMENT | assembly | USD/gigalumen_year | us | us | 275383272439.437
commercial lighting | High-Bay LFL: LED Integrated Luminaire | 2023 | CAPITAL | REPLACEMENT | education | USD/gigalumen_year | us | us | 275383272439.437
commercial lighting | High-Bay LFL: LED Integrated Luminaire | 2023 | CAPITAL | REPLACEMENT | food sales | USD/gigalumen_year | us | us | 275383272439.437
commercial lighting | High-Bay LFL: LED Integrated Luminaire | 2023 | CAPITAL | REPLACEMENT | food service | USD/gigalumen_year | us | us | 275383272439.437
commercial lighting | High-Bay LFL: LED Integrated Luminaire | 2023 | CAPITAL | REPLACEMENT | health | USD/gigalumen_year | us | us | 275383272439.437
commercial lighting | High-Bay LFL: LED Integrated Luminaire | 2023 | CAPITAL | REPLACEMENT | lodging | USD/gigalumen_year | us | us | 275383272439.437
commercial lighting | High-Bay LFL: LED Integrated Luminaire | 2023 | CAPITAL | REPLACEMENT | merc/service | USD/gigalumen_year | us | us | 275383272439.437
commercial lighting | High-Bay LFL: LED Integrated Luminaire | 2023 | CAPITAL | REPLACEMENT | office-large | USD/gigalumen_year | us | us | 275383272439.437
commercial lighting | High-Bay LFL: LED Integrated Luminaire | 2023 | CAPITAL | REPLACEMENT | office-small | USD/gigalumen_year | us | us | 275383272439.437
commercial lighting | High-Bay LFL: LED Integrated Luminaire | 2023 | CAPITAL | REPLACEMENT | other | USD/gigalumen_year | us | us | 275383272439.437
commercial lighting | High-Bay LFL: LED Integrated Luminaire | 2023 | CAPITAL | REPLACEMENT | warehouse | USD/gigalumen_year | us | us | 275383272439.437
commercial lighting | High-Bay LFL: LED Integrated Luminaire | 2023 | FIXED_OM | NEW | assembly | USD/gigalumen_year | us | us | 11439557613.1706
commercial lighting | High-Bay LFL: LED Integrated Luminaire | 2023 | FIXED_OM | NEW | education | USD/gigalumen_year | us | us | 11439557613.1706
commercial lighting | High-Bay LFL: LED Integrated Luminaire | 2023 | FIXED_OM | NEW | food sales | USD/gigalumen_year | us | us | 11439557613.1706
commercial lighting | High-Bay LFL: LED Integrated Luminaire | 2023 | FIXED_OM | NEW | food service | USD/gigalumen_year | us | us | 11439557613.1706
commercial lighting | High-Bay LFL: LED Integrated Luminaire | 2023 | FIXED_OM | NEW | health | USD/gigalumen_year | us | us | 11439557613.1706
commercial lighting | High-Bay LFL: LED Integrated Luminaire | 2023 | FIXED_OM | NEW | lodging | USD/gigalumen_year | us | us | 11439557613.1706
commercial lighting | High-Bay LFL: LED Integrated Luminaire | 2023 | FIXED_OM | NEW | merc/service | USD/gigalumen_year | us | us | 11439557613.1706
commercial lighting | High-Bay LFL: LED Integrated Luminaire | 2023 | FIXED_OM | NEW | office-large | USD/gigalumen_year | us | us | 11439557613.1706
commercial lighting | High-Bay LFL: LED Integrated Luminaire | 2023 | FIXED_OM | NEW | office-small | USD/gigalumen_year | us | us | 11439557613.1706
commercial lighting | High-Bay LFL: LED Integrated Luminaire | 2023 | FIXED_OM | NEW | other | USD/gigalumen_year | us | us | 11439557613.1706
commercial lighting | High-Bay LFL: LED Integrated Luminaire | 2023 | FIXED_OM | NEW | warehouse | USD/gigalumen_year | us | us | 11439557613.1706
commercial lighting | High-Bay LFL: LED Integrated Luminaire | 2023 | FIXED_OM | REPLACEMENT | assembly | USD/gigalumen_year | us | us | 11439557613.1706
commercial lighting | High-Bay LFL: LED Integrated Luminaire | 2023 | FIXED_OM | REPLACEMENT | education | USD/gigalumen_year | us | us | 11439557613.1706
commercial lighting | High-Bay LFL: LED Integrated Luminaire | 2023 | FIXED_OM | REPLACEMENT | food sales | USD/gigalumen_year | us | us | 11439557613.1706
commercial lighting | High-Bay LFL: LED Integrated Luminaire | 2023 | FIXED_OM | REPLACEMENT | food service | USD/gigalumen_year | us | us | 11439557613.1706
commercial lighting | High-Bay LFL: LED Integrated Luminaire | 2023 | FIXED_OM | REPLACEMENT | health | USD/gigalumen_year | us | us | 11439557613.1706
commercial lighting | High-Bay LFL: LED Integrated Luminaire | 2023 | FIXED_OM | REPLACEMENT | lodging | USD/gigalumen_year | us | us | 11439557613.1706
commercial lighting | High-Bay LFL: LED Integrated Luminaire | 2023 | FIXED_OM | REPLACEMENT | merc/service | USD/gigalumen_year | us | us | 11439557613.1706
commercial lighting | High-Bay LFL: LED Integrated Luminaire | 2023 | FIXED_OM | REPLACEMENT | office-large | USD/gigalumen_year | us | us | 11439557613.1706
commercial lighting | High-Bay LFL: LED Integrated Luminaire | 2023 | FIXED_OM | REPLACEMENT | office-small | USD/gigalumen_year | us | us | 11439557613.1706
commercial lighting | High-Bay LFL: LED Integrated Luminaire | 2023 | FIXED_OM | REPLACEMENT | other | USD/gigalumen_year | us | us | 11439557613.1706
commercial lighting | High-Bay LFL: LED Integrated Luminaire | 2023 | FIXED_OM | REPLACEMENT | warehouse | USD/gigalumen_year | us | us | 11439557613.1706
commercial lighting | High-Bay LFL: LED Integrated Luminaire | 2024 | CAPITAL | NEW | assembly | USD/gigalumen_year | us | us | 262029291940.284
commercial lighting | High-Bay LFL: LED Integrated Luminaire | 2024 | CAPITAL | NEW | education | USD/gigalumen_year | us | us | 262029291940.284
commercial lighting | High-Bay LFL: LED Integrated Luminaire | 2024 | CAPITAL | NEW | food sales | USD/gigalumen_year | us | us | 262029291940.284
commercial lighting | High-Bay LFL: LED Integrated Luminaire | 2024 | CAPITAL | NEW | food service | USD/gigalumen_year | us | us | 262029291940.284
commercial lighting | High-Bay LFL: LED Integrated Luminaire | 2024 | CAPITAL | NEW | health | USD/gigalumen_year | us | us | 262029291940.284
commercial lighting | High-Bay LFL: LED Integrated Luminaire | 2024 | CAPITAL | NEW | lodging | USD/gigalumen_year | us | us | 262029291940.284
commercial lighting | High-Bay LFL: LED Integrated Luminaire | 2024 | CAPITAL | NEW | merc/service | USD/gigalumen_year | us | us | 262029291940.284
commercial lighting | High-Bay LFL: LED Integrated Luminaire | 2024 | CAPITAL | NEW | office-large | USD/gigalumen_year | us | us | 262029291940.284
commercial lighting | High-Bay LFL: LED Integrated Luminaire | 2024 | CAPITAL | NEW | office-small | USD/gigalumen_year | us | us | 262029291940.284
commercial lighting | High-Bay LFL: LED Integrated Luminaire | 2024 | CAPITAL | NEW | other | USD/gigalumen_year | us | us | 262029291940.284
commercial lighting | High-Bay LFL: LED Integrated Luminaire | 2024 | CAPITAL | NEW | warehouse | USD/gigalumen_year | us | us | 262029291940.284
commercial lighting | High-Bay LFL: LED Integrated Luminaire | 2024 | CAPITAL | REPLACEMENT | assembly | USD/gigalumen_year | us | us | 262029291940.284
commercial lighting | High-Bay LFL: LED Integrated Luminaire | 2024 | CAPITAL | REPLACEMENT | education | USD/gigalumen_year | us | us | 262029291940.284
commercial lighting | High-Bay LFL: LED Integrated Luminaire | 2024 | CAPITAL | REPLACEMENT | food sales | USD/gigalumen_year | us | us | 262029291940.284
commercial lighting | High-Bay LFL: LED Integrated Luminaire | 2024 | CAPITAL | REPLACEMENT | food service | USD/gigalumen_year | us | us | 262029291940.284
commercial lighting | High-Bay LFL: LED Integrated Luminaire | 2024 | CAPITAL | REPLACEMENT | health | USD/gigalumen_year | us | us | 262029291940.284
commercial lighting | High-Bay LFL: LED Integrated Luminaire | 2024 | CAPITAL | REPLACEMENT | lodging | USD/gigalumen_year | us | us | 262029291940.284
commercial lighting | High-Bay LFL: LED Integrated Luminaire | 2024 | CAPITAL | REPLACEMENT | merc/service | USD/gigalumen_year | us | us | 262029291940.284
commercial lighting | High-Bay LFL: LED Integrated Luminaire | 2024 | CAPITAL | REPLACEMENT | office-large | USD/gigalumen_year | us | us | 262029291940.284
commercial lighting | High-Bay LFL: LED Integrated Luminaire | 2024 | CAPITAL | REPLACEMENT | office-small | USD/gigalumen_year | us | us | 262029291940.284
commercial lighting | High-Bay LFL: LED Integrated Luminaire | 2024 | CAPITAL | REPLACEMENT | other | USD/gigalumen_year | us | us | 262029291940.284
commercial lighting | High-Bay LFL: LED Integrated Luminaire | 2024 | CAPITAL | REPLACEMENT | warehouse | USD/gigalumen_year | us | us | 262029291940.284
commercial lighting | High-Bay LFL: LED Integrated Luminaire | 2024 | FIXED_OM | NEW | assembly | USD/gigalumen_year | us | us | 10852311329.1269
commercial lighting | High-Bay LFL: LED Integrated Luminaire | 2024 | FIXED_OM | NEW | education | USD/gigalumen_year | us | us | 10852311329.1269
commercial lighting | High-Bay LFL: LED Integrated Luminaire | 2024 | FIXED_OM | NEW | food sales | USD/gigalumen_year | us | us | 10852311329.1269
commercial lighting | High-Bay LFL: LED Integrated Luminaire | 2024 | FIXED_OM | NEW | food service | USD/gigalumen_year | us | us | 10852311329.1269
commercial lighting | High-Bay LFL: LED Integrated Luminaire | 2024 | FIXED_OM | NEW | health | USD/gigalumen_year | us | us | 10852311329.1269
commercial lighting | High-Bay LFL: LED Integrated Luminaire | 2024 | FIXED_OM | NEW | lodging | USD/gigalumen_year | us | us | 10852311329.1269
commercial lighting | High-Bay LFL: LED Integrated Luminaire | 2024 | FIXED_OM | NEW | merc/service | USD/gigalumen_year | us | us | 10852311329.1269
commercial lighting | High-Bay LFL: LED Integrated Luminaire | 2024 | FIXED_OM | NEW | office-large | USD/gigalumen_year | us | us | 10852311329.1269
commercial lighting | High-Bay LFL: LED Integrated Luminaire | 2024 | FIXED_OM | NEW | office-small | USD/gigalumen_year | us | us | 10852311329.1269
commercial lighting | High-Bay LFL: LED Integrated Luminaire | 2024 | FIXED_OM | NEW | other | USD/gigalumen_year | us | us | 10852311329.1269
commercial lighting | High-Bay LFL: LED Integrated Luminaire | 2024 | FIXED_OM | NEW | warehouse | USD/gigalumen_year | us | us | 10852311329.1269
commercial lighting | High-Bay LFL: LED Integrated Luminaire | 2024 | FIXED_OM | REPLACEMENT | assembly | USD/gigalumen_year | us | us | 10852311329.1269
commercial lighting | High-Bay LFL: LED Integrated Luminaire | 2024 | FIXED_OM | REPLACEMENT | education | USD/gigalumen_year | us | us | 10852311329.1269
commercial lighting | High-Bay LFL: LED Integrated Luminaire | 2024 | FIXED_OM | REPLACEMENT | food sales | USD/gigalumen_year | us | us | 10852311329.1269
commercial lighting | High-Bay LFL: LED Integrated Luminaire | 2024 | FIXED_OM | REPLACEMENT | food service | USD/gigalumen_year | us | us | 10852311329.1269
commercial lighting | High-Bay LFL: LED Integrated Luminaire | 2024 | FIXED_OM | REPLACEMENT | health | USD/gigalumen_year | us | us | 10852311329.1269
commercial lighting | High-Bay LFL: LED Integrated Luminaire | 2024 | FIXED_OM | REPLACEMENT | lodging | USD/gigalumen_year | us | us | 10852311329.1269
commercial lighting | High-Bay LFL: LED Integrated Luminaire | 2024 | FIXED_OM | REPLACEMENT | merc/service | USD/gigalumen_year | us | us | 10852311329.1269
commercial lighting | High-Bay LFL: LED Integrated Luminaire | 2024 | FIXED_OM | REPLACEMENT | office-large | USD/gigalumen_year | us | us | 10852311329.1269
commercial lighting | High-Bay LFL: LED Integrated Luminaire | 2024 | FIXED_OM | REPLACEMENT | office-small | USD/gigalumen_year | us | us | 10852311329.1269
commercial lighting | High-Bay LFL: LED Integrated Luminaire | 2024 | FIXED_OM | REPLACEMENT | other | USD/gigalumen_year | us | us | 10852311329.1269
commercial lighting | High-Bay LFL: LED Integrated Luminaire | 2024 | FIXED_OM | REPLACEMENT | warehouse | USD/gigalumen_year | us | us | 10852311329.1269
commercial lighting | High-Bay LFL: LED Integrated Luminaire | 2025 | CAPITAL | NEW | assembly | USD/gigalumen_year | us | us | 248675311441.131
commercial lighting | High-Bay LFL: LED Integrated Luminaire | 2025 | CAPITAL | NEW | education | USD/gigalumen_year | us | us | 248675311441.131
commercial lighting | High-Bay LFL: LED Integrated Luminaire | 2025 | CAPITAL | NEW | food sales | USD/gigalumen_year | us | us | 248675311441.131
commercial lighting | High-Bay LFL: LED Integrated Luminaire | 2025 | CAPITAL | NEW | food service | USD/gigalumen_year | us | us | 248675311441.131
commercial lighting | High-Bay LFL: LED Integrated Luminaire | 2025 | CAPITAL | NEW | health | USD/gigalumen_year | us | us | 248675311441.131
commercial lighting | High-Bay LFL: LED Integrated Luminaire | 2025 | CAPITAL | NEW | lodging | USD/gigalumen_year | us | us | 248675311441.131
commercial lighting | High-Bay LFL: LED Integrated Luminaire | 2025 | CAPITAL | NEW | merc/service | USD/gigalumen_year | us | us | 248675311441.131
commercial lighting | High-Bay LFL: LED Integrated Luminaire | 2025 | CAPITAL | NEW | office-large | USD/gigalumen_year | us | us | 248675311441.131
commercial lighting | High-Bay LFL: LED Integrated Luminaire | 2025 | CAPITAL | NEW | office-small | USD/gigalumen_year | us | us | 248675311441.131
commercial lighting | High-Bay LFL: LED Integrated Luminaire | 2025 | CAPITAL | NEW | other | USD/gigalumen_year | us | us | 248675311441.131
commercial lighting | High-Bay LFL: LED Integrated Luminaire | 2025 | CAPITAL | NEW | warehouse | USD/gigalumen_year | us | us | 248675311441.131
commercial lighting | High-Bay LFL: LED Integrated Luminaire | 2025 | CAPITAL | REPLACEMENT | assembly | USD/gigalumen_year | us | us | 248675311441.131
commercial lighting | High-Bay LFL: LED Integrated Luminaire | 2025 | CAPITAL | REPLACEMENT | education | USD/gigalumen_year | us | us | 248675311441.131
commercial lighting | High-Bay LFL: LED Integrated Luminaire | 2025 | CAPITAL | REPLACEMENT | food sales | USD/gigalumen_year | us | us | 248675311441.131
commercial lighting | High-Bay LFL: LED Integrated Luminaire | 2025 | CAPITAL | REPLACEMENT | food service | USD/gigalumen_year | us | us | 248675311441.131
commercial lighting | High-Bay LFL: LED Integrated Luminaire | 2025 | CAPITAL | REPLACEMENT | health | USD/gigalumen_year | us | us | 248675311441.131
commercial lighting | High-Bay LFL: LED Integrated Luminaire | 2025 | CAPITAL | REPLACEMENT | lodging | USD/gigalumen_year | us | us | 248675311441.131
commercial lighting | High-Bay LFL: LED Integrated Luminaire | 2025 | CAPITAL | REPLACEMENT | merc/service | USD/gigalumen_year | us | us | 248675311441.131
commercial lighting | High-Bay LFL: LED Integrated Luminaire | 2025 | CAPITAL | REPLACEMENT | office-large | USD/gigalumen_year | us | us | 248675311441.131
commercial lighting | High-Bay LFL: LED Integrated Luminaire | 2025 | CAPITAL | REPLACEMENT | office-small | USD/gigalumen_year | us | us | 248675311441.131
commercial lighting | High-Bay LFL: LED Integrated Luminaire | 2025 | CAPITAL | REPLACEMENT | other | USD/gigalumen_year | us | us | 248675311441.131
commercial lighting | High-Bay LFL: LED Integrated Luminaire | 2025 | CAPITAL | REPLACEMENT | warehouse | USD/gigalumen_year | us | us | 248675311441.131
commercial lighting | High-Bay LFL: LED Integrated Luminaire | 2025 | FIXED_OM | NEW | assembly | USD/gigalumen_year | us | us | 10265065045.0833
commercial lighting | High-Bay LFL: LED Integrated Luminaire | 2025 | FIXED_OM | NEW | education | USD/gigalumen_year | us | us | 10265065045.0833
commercial lighting | High-Bay LFL: LED Integrated Luminaire | 2025 | FIXED_OM | NEW | food sales | USD/gigalumen_year | us | us | 10265065045.0833
commercial lighting | High-Bay LFL: LED Integrated Luminaire | 2025 | FIXED_OM | NEW | food service | USD/gigalumen_year | us | us | 10265065045.0833
commercial lighting | High-Bay LFL: LED Integrated Luminaire | 2025 | FIXED_OM | NEW | health | USD/gigalumen_year | us | us | 10265065045.0833
commercial lighting | High-Bay LFL: LED Integrated Luminaire | 2025 | FIXED_OM | NEW | lodging | USD/gigalumen_year | us | us | 10265065045.0833
commercial lighting | High-Bay LFL: LED Integrated Luminaire | 2025 | FIXED_OM | NEW | merc/service | USD/gigalumen_year | us | us | 10265065045.0833
commercial lighting | High-Bay LFL: LED Integrated Luminaire | 2025 | FIXED_OM | NEW | office-large | USD/gigalumen_year | us | us | 10265065045.0833
commercial lighting | High-Bay LFL: LED Integrated Luminaire | 2025 | FIXED_OM | NEW | office-small | USD/gigalumen_year | us | us | 10265065045.0833
commercial lighting | High-Bay LFL: LED Integrated Luminaire | 2025 | FIXED_OM | NEW | other | USD/gigalumen_year | us | us | 10265065045.0833
commercial lighting | High-Bay LFL: LED Integrated Luminaire | 2025 | FIXED_OM | NEW | warehouse | USD/gigalumen_year | us | us | 10265065045.0833
commercial lighting | High-Bay LFL: LED Integrated Luminaire | 2025 | FIXED_OM | REPLACEMENT | assembly | USD/gigalumen_year | us | us | 10265065045.0833
commercial lighting | High-Bay LFL: LED Integrated Luminaire | 2025 | FIXED_OM | REPLACEMENT | education | USD/gigalumen_year | us | us | 10265065045.0833
commercial lighting | High-Bay LFL: LED Integrated Luminaire | 2025 | FIXED_OM | REPLACEMENT | food sales | USD/gigalumen_year | us | us | 10265065045.0833
commercial lighting | High-Bay LFL: LED Integrated Luminaire | 2025 | FIXED_OM | REPLACEMENT | food service | USD/gigalumen_year | us | us | 10265065045.0833
commercial lighting | High-Bay LFL: LED Integrated Luminaire | 2025 | FIXED_OM | REPLACEMENT | health | USD/gigalumen_year | us | us | 10265065045.0833
commercial lighting | High-Bay LFL: LED Integrated Luminaire | 2025 | FIXED_OM | REPLACEMENT | lodging | USD/gigalumen_year | us | us | 10265065045.0833
commercial lighting | High-Bay LFL: LED Integrated Luminaire | 2025 | FIXED_OM | REPLACEMENT | merc/service | USD/gigalumen_year | us | us | 10265065045.0833
commercial lighting | High-Bay LFL: LED Integrated Luminaire | 2025 | FIXED_OM | REPLACEMENT | office-large | USD/gigalumen_year | us | us | 10265065045.0833
commercial lighting | High-Bay LFL: LED Integrated Luminaire | 2025 | FIXED_OM | REPLACEMENT | office-small | USD/gigalumen_year | us | us | 10265065045.0833
commercial lighting | High-Bay LFL: LED Integrated Luminaire | 2025 | FIXED_OM | REPLACEMENT | other | USD/gigalumen_year | us | us | 10265065045.0833
commercial lighting | High-Bay LFL: LED Integrated Luminaire | 2025 | FIXED_OM | REPLACEMENT | warehouse | USD/gigalumen_year | us | us | 10265065045.0833
commercial lighting | High-Bay LFL: LED Integrated Luminaire | 2026 | CAPITAL | NEW | assembly | USD/gigalumen_year | us | us | 235321330941.978
commercial lighting | High-Bay LFL: LED Integrated Luminaire | 2026 | CAPITAL | NEW | education | USD/gigalumen_year | us | us | 235321330941.978
commercial lighting | High-Bay LFL: LED Integrated Luminaire | 2026 | CAPITAL | NEW | food sales | USD/gigalumen_year | us | us | 235321330941.978
commercial lighting | High-Bay LFL: LED Integrated Luminaire | 2026 | CAPITAL | NEW | food service | USD/gigalumen_year | us | us | 235321330941.978
commercial lighting | High-Bay LFL: LED Integrated Luminaire | 2026 | CAPITAL | NEW | health | USD/gigalumen_year | us | us | 235321330941.978
commercial lighting | High-Bay LFL: LED Integrated Luminaire | 2026 | CAPITAL | NEW | lodging | USD/gigalumen_year | us | us | 235321330941.978
commercial lighting | High-Bay LFL: LED Integrated Luminaire | 2026 | CAPITAL | NEW | merc/service | USD/gigalumen_year | us | us | 235321330941.978
commercial lighting | High-Bay LFL: LED Integrated Luminaire | 2026 | CAPITAL | NEW | office-large | USD/gigalumen_year | us | us | 235321330941.978
commercial lighting | High-Bay LFL: LED Integrated Luminaire | 2026 | CAPITAL | NEW | office-small | USD/gigalumen_year | us | us | 235321330941.978
commercial lighting | High-Bay LFL: LED Integrated Luminaire | 2026 | CAPITAL | NEW | other | USD/gigalumen_year | us | us | 235321330941.978
commercial lighting | High-Bay LFL: LED Integrated Luminaire | 2026 | CAPITAL | NEW | warehouse | USD/gigalumen_year | us | us | 235321330941.978
commercial lighting | High-Bay LFL: LED Integrated Luminaire | 2026 | CAPITAL | REPLACEMENT | assembly | USD/gigalumen_year | us | us | 235321330941.978
commercial lighting | High-Bay LFL: LED Integrated Luminaire | 2026 | CAPITAL | REPLACEMENT | education | USD/gigalumen_year | us | us | 235321330941.978
commercial lighting | High-Bay LFL: LED Integrated Luminaire | 2026 | CAPITAL | REPLACEMENT | food sales | USD/gigalumen_year | us | us | 235321330941.978
commercial lighting | High-Bay LFL: LED Integrated Luminaire | 2026 | CAPITAL | REPLACEMENT | food service | USD/gigalumen_year | us | us | 235321330941.978
commercial lighting | High-Bay LFL: LED Integrated Luminaire | 2026 | CAPITAL | REPLACEMENT | health | USD/gigalumen_year | us | us | 235321330941.978
commercial lighting | High-Bay LFL: LED Integrated Luminaire | 2026 | CAPITAL | REPLACEMENT | lodging | USD/gigalumen_year | us | us | 235321330941.978
commercial lighting | High-Bay LFL: LED Integrated Luminaire | 2026 | CAPITAL | REPLACEMENT | merc/service | USD/gigalumen_year | us | us | 235321330941.978
commercial lighting | High-Bay LFL: LED Integrated Luminaire | 2026 | CAPITAL | REPLACEMENT | office-large | USD/gigalumen_year | us | us | 235321330941.978
commercial lighting | High-Bay LFL: LED Integrated Luminaire | 2026 | CAPITAL | REPLACEMENT | office-small | USD/gigalumen_year | us | us | 235321330941.978
commercial lighting | High-Bay LFL: LED Integrated Luminaire | 2026 | CAPITAL | REPLACEMENT | other | USD/gigalumen_year | us | us | 235321330941.978
commercial lighting | High-Bay LFL: LED Integrated Luminaire | 2026 | CAPITAL | REPLACEMENT | warehouse | USD/gigalumen_year | us | us | 235321330941.978
commercial lighting | High-Bay LFL: LED Integrated Luminaire | 2026 | FIXED_OM | NEW | assembly | USD/gigalumen_year | us | us | 9677818761.0396
commercial lighting | High-Bay LFL: LED Integrated Luminaire | 2026 | FIXED_OM | NEW | education | USD/gigalumen_year | us | us | 9677818761.0396
commercial lighting | High-Bay LFL: LED Integrated Luminaire | 2026 | FIXED_OM | NEW | food sales | USD/gigalumen_year | us | us | 9677818761.0396
commercial lighting | High-Bay LFL: LED Integrated Luminaire | 2026 | FIXED_OM | NEW | food service | USD/gigalumen_year | us | us | 9677818761.0396
commercial lighting | High-Bay LFL: LED Integrated Luminaire | 2026 | FIXED_OM | NEW | health | USD/gigalumen_year | us | us | 9677818761.0396
commercial lighting | High-Bay LFL: LED Integrated Luminaire | 2026 | FIXED_OM | NEW | lodging | USD/gigalumen_year | us | us | 9677818761.0396
commercial lighting | High-Bay LFL: LED Integrated Luminaire | 2026 | FIXED_OM | NEW | merc/service | USD/gigalumen_year | us | us | 9677818761.0396
commercial lighting | High-Bay LFL: LED Integrated Luminaire | 2026 | FIXED_OM | NEW | office-large | USD/gigalumen_year | us | us | 9677818761.0396
commercial lighting | High-Bay LFL: LED Integrated Luminaire | 2026 | FIXED_OM | NEW | office-small | USD/gigalumen_year | us | us | 9677818761.0396
commercial lighting | High-Bay LFL: LED Integrated Luminaire | 2026 | FIXED_OM | NEW | other | USD/gigalumen_year | us | us | 9677818761.0396
commercial lighting | High-Bay LFL: LED Integrated Luminaire | 2026 | FIXED_OM | NEW | warehouse | USD/gigalumen_year | us | us | 9677818761.0396
commercial lighting | High-Bay LFL: LED Integrated Luminaire | 2026 | FIXED_OM | REPLACEMENT | assembly | USD/gigalumen_year | us | us | 9677818761.0396
commercial lighting | High-Bay LFL: LED Integrated Luminaire | 2026 | FIXED_OM | REPLACEMENT | education | USD/gigalumen_year | us | us | 9677818761.0396
commercial lighting | High-Bay LFL: LED Integrated Luminaire | 2026 | FIXED_OM | REPLACEMENT | food sales | USD/gigalumen_year | us | us | 9677818761.0396
commercial lighting | High-Bay LFL: LED Integrated Luminaire | 2026 | FIXED_OM | REPLACEMENT | food service | USD/gigalumen_year | us | us | 9677818761.0396
commercial lighting | High-Bay LFL: LED Integrated Luminaire | 2026 | FIXED_OM | REPLACEMENT | health | USD/gigalumen_year | us | us | 9677818761.0396
commercial lighting | High-Bay LFL: LED Integrated Luminaire | 2026 | FIXED_OM | REPLACEMENT | lodging | USD/gigalumen_year | us | us | 9677818761.0396
commercial lighting | High-Bay LFL: LED Integrated Luminaire | 2026 | FIXED_OM | REPLACEMENT | merc/service | USD/gigalumen_year | us | us | 9677818761.0396
commercial lighting | High-Bay LFL: LED Integrated Luminaire | 2026 | FIXED_OM | REPLACEMENT | office-large | USD/gigalumen_year | us | us | 9677818761.0396
commercial lighting | High-Bay LFL: LED Integrated Luminaire | 2026 | FIXED_OM | REPLACEMENT | office-small | USD/gigalumen_year | us | us | 9677818761.0396
commercial lighting | High-Bay LFL: LED Integrated Luminaire | 2026 | FIXED_OM | REPLACEMENT | other | USD/gigalumen_year | us | us | 9677818761.0396
commercial lighting | High-Bay LFL: LED Integrated Luminaire | 2026 | FIXED_OM | REPLACEMENT | warehouse | USD/gigalumen_year | us | us | 9677818761.0396
commercial lighting | High-Bay LFL: LED Integrated Luminaire | 2027 | CAPITAL | NEW | assembly | USD/gigalumen_year | us | us | 221967350442.825
commercial lighting | High-Bay LFL: LED Integrated Luminaire | 2027 | CAPITAL | NEW | education | USD/gigalumen_year | us | us | 221967350442.825
commercial lighting | High-Bay LFL: LED Integrated Luminaire | 2027 | CAPITAL | NEW | food sales | USD/gigalumen_year | us | us | 221967350442.825
commercial lighting | High-Bay LFL: LED Integrated Luminaire | 2027 | CAPITAL | NEW | food service | USD/gigalumen_year | us | us | 221967350442.825
commercial lighting | High-Bay LFL: LED Integrated Luminaire | 2027 | CAPITAL | NEW | health | USD/gigalumen_year | us | us | 221967350442.825
commercial lighting | High-Bay LFL: LED Integrated Luminaire | 2027 | CAPITAL | NEW | lodging | USD/gigalumen_year | us | us | 221967350442.825
commercial lighting | High-Bay LFL: LED Integrated Luminaire | 2027 | CAPITAL | NEW | merc/service | USD/gigalumen_year | us | us | 221967350442.825
commercial lighting | High-Bay LFL: LED Integrated Luminaire | 2027 | CAPITAL | NEW | office-large | USD/gigalumen_year | us | us | 221967350442.825
commercial lighting | High-Bay LFL: LED Integrated Luminaire | 2027 | CAPITAL | NEW | office-small | USD/gigalumen_year | us | us | 221967350442.825
commercial lighting | High-Bay LFL: LED Integrated Luminaire | 2027 | CAPITAL | NEW | other | USD/gigalumen_year | us | us | 221967350442.825
commercial lighting | High-Bay LFL: LED Integrated Luminaire | 2027 | CAPITAL | NEW | warehouse | USD/gigalumen_year | us | us | 221967350442.825
commercial lighting | High-Bay LFL: LED Integrated Luminaire | 2027 | CAPITAL | REPLACEMENT | assembly | USD/gigalumen_year | us | us | 221967350442.825
commercial lighting | High-Bay LFL: LED Integrated Luminaire | 2027 | CAPITAL | REPLACEMENT | education | USD/gigalumen_year | us | us | 221967350442.825
commercial lighting | High-Bay LFL: LED Integrated Luminaire | 2027 | CAPITAL | REPLACEMENT | food sales | USD/gigalumen_year | us | us | 221967350442.825
commercial lighting | High-Bay LFL: LED Integrated Luminaire | 2027 | CAPITAL | REPLACEMENT | food service | USD/gigalumen_year | us | us | 221967350442.825
commercial lighting | High-Bay LFL: LED Integrated Luminaire | 2027 | CAPITAL | REPLACEMENT | health | USD/gigalumen_year | us | us | 221967350442.825
commercial lighting | High-Bay LFL: LED Integrated Luminaire | 2027 | CAPITAL | REPLACEMENT | lodging | USD/gigalumen_year | us | us | 221967350442.825
commercial lighting | High-Bay LFL: LED Integrated Luminaire | 2027 | CAPITAL | REPLACEMENT | merc/service | USD/gigalumen_year | us | us | 221967350442.825
commercial lighting | High-Bay LFL: LED Integrated Luminaire | 2027 | CAPITAL | REPLACEMENT | office-large | USD/gigalumen_year | us | us | 221967350442.825
commercial lighting | High-Bay LFL: LED Integrated Luminaire | 2027 | CAPITAL | REPLACEMENT | office-small | USD/gigalumen_year | us | us | 221967350442.825
commercial lighting | High-Bay LFL: LED Integrated Luminaire | 2027 | CAPITAL | REPLACEMENT | other | USD/gigalumen_year | us | us | 221967350442.825
commercial lighting | High-Bay LFL: LED Integrated Luminaire | 2027 | CAPITAL | REPLACEMENT | warehouse | USD/gigalumen_year | us | us | 221967350442.825
commercial lighting | High-Bay LFL: LED Integrated Luminaire | 2027 | FIXED_OM | NEW | assembly | USD/gigalumen_year | us | us | 9090572476.996
commercial lighting | High-Bay LFL: LED Integrated Luminaire | 2027 | FIXED_OM | NEW | education | USD/gigalumen_year | us | us | 9090572476.996
commercial lighting | High-Bay LFL: LED Integrated Luminaire | 2027 | FIXED_OM | NEW | food sales | USD/gigalumen_year | us | us | 9090572476.996
commercial lighting | High-Bay LFL: LED Integrated Luminaire | 2027 | FIXED_OM | NEW | food service | USD/gigalumen_year | us | us | 9090572476.996
commercial lighting | High-Bay LFL: LED Integrated Luminaire | 2027 | FIXED_OM | NEW | health | USD/gigalumen_year | us | us | 9090572476.996
commercial lighting | High-Bay LFL: LED Integrated Luminaire | 2027 | FIXED_OM | NEW | lodging | USD/gigalumen_year | us | us | 9090572476.996
commercial lighting | High-Bay LFL: LED Integrated Luminaire | 2027 | FIXED_OM | NEW | merc/service | USD/gigalumen_year | us | us | 9090572476.996
commercial lighting | High-Bay LFL: LED Integrated Luminaire | 2027 | FIXED_OM | NEW | office-large | USD/gigalumen_year | us | us | 9090572476.996
commercial lighting | High-Bay LFL: LED Integrated Luminaire | 2027 | FIXED_OM | NEW | office-small | USD/gigalumen_year | us | us | 9090572476.996
commercial lighting | High-Bay LFL: LED Integrated Luminaire | 2027 | FIXED_OM | NEW | other | USD/gigalumen_year | us | us | 9090572476.996
commercial lighting | High-Bay LFL: LED Integrated Luminaire | 2027 | FIXED_OM | NEW | warehouse | USD/gigalumen_year | us | us | 9090572476.996
commercial lighting | High-Bay LFL: LED Integrated Luminaire | 2027 | FIXED_OM | REPLACEMENT | assembly | USD/gigalumen_year | us | us | 9090572476.996
commercial lighting | High-Bay LFL: LED Integrated Luminaire | 2027 | FIXED_OM | REPLACEMENT | education | USD/gigalumen_year | us | us | 9090572476.996
commercial lighting | High-Bay LFL: LED Integrated Luminaire | 2027 | FIXED_OM | REPLACEMENT | food sales | USD/gigalumen_year | us | us | 9090572476.996
commercial lighting | High-Bay LFL: LED Integrated Luminaire | 2027 | FIXED_OM | REPLACEMENT | food service | USD/gigalumen_year | us | us | 9090572476.996
commercial lighting | High-Bay LFL: LED Integrated Luminaire | 2027 | FIXED_OM | REPLACEMENT | health | USD/gigalumen_year | us | us | 9090572476.996
commercial lighting | High-Bay LFL: LED Integrated Luminaire | 2027 | FIXED_OM | REPLACEMENT | lodging | USD/gigalumen_year | us | us | 9090572476.996
commercial lighting | High-Bay LFL: LED Integrated Luminaire | 2027 | FIXED_OM | REPLACEMENT | merc/service | USD/gigalumen_year | us | us | 9090572476.996
commercial lighting | High-Bay LFL: LED Integrated Luminaire | 2027 | FIXED_OM | REPLACEMENT | office-large | USD/gigalumen_year | us | us | 9090572476.996
commercial lighting | High-Bay LFL: LED Integrated Luminaire | 2027 | FIXED_OM | REPLACEMENT | office-small | USD/gigalumen_year | us | us | 9090572476.996
commercial lighting | High-Bay LFL: LED Integrated Luminaire | 2027 | FIXED_OM | REPLACEMENT | other | USD/gigalumen_year | us | us | 9090572476.996
commercial lighting | High-Bay LFL: LED Integrated Luminaire | 2027 | FIXED_OM | REPLACEMENT | warehouse | USD/gigalumen_year | us | us | 9090572476.996
commercial lighting | High-Bay LFL: LED Integrated Luminaire | 2028 | CAPITAL | NEW | assembly | USD/gigalumen_year | us | us | 208613369943.672
commercial lighting | High-Bay LFL: LED Integrated Luminaire | 2028 | CAPITAL | NEW | education | USD/gigalumen_year | us | us | 208613369943.672
commercial lighting | High-Bay LFL: LED Integrated Luminaire | 2028 | CAPITAL | NEW | food sales | USD/gigalumen_year | us | us | 208613369943.672
commercial lighting | High-Bay LFL: LED Integrated Luminaire | 2028 | CAPITAL | NEW | food service | USD/gigalumen_year | us | us | 208613369943.672
commercial lighting | High-Bay LFL: LED Integrated Luminaire | 2028 | CAPITAL | NEW | health | USD/gigalumen_year | us | us | 208613369943.672
commercial lighting | High-Bay LFL: LED Integrated Luminaire | 2028 | CAPITAL | NEW | lodging | USD/gigalumen_year | us | us | 208613369943.672
commercial lighting | High-Bay LFL: LED Integrated Luminaire | 2028 | CAPITAL | NEW | merc/service | USD/gigalumen_year | us | us | 208613369943.672
commercial lighting | High-Bay LFL: LED Integrated Luminaire | 2028 | CAPITAL | NEW | office-large | USD/gigalumen_year | us | us | 208613369943.672
commercial lighting | High-Bay LFL: LED Integrated Luminaire | 2028 | CAPITAL | NEW | office-small | USD/gigalumen_year | us | us | 208613369943.672
commercial lighting | High-Bay LFL: LED Integrated Luminaire | 2028 | CAPITAL | NEW | other | USD/gigalumen_year | us | us | 208613369943.672
commercial lighting | High-Bay LFL: LED Integrated Luminaire | 2028 | CAPITAL | NEW | warehouse | USD/gigalumen_year | us | us | 208613369943.672
commercial lighting | High-Bay LFL: LED Integrated Luminaire | 2028 | CAPITAL | REPLACEMENT | assembly | USD/gigalumen_year | us | us | 208613369943.672
commercial lighting | High-Bay LFL: LED Integrated Luminaire | 2028 | CAPITAL | REPLACEMENT | education | USD/gigalumen_year | us | us | 208613369943.672
commercial lighting | High-Bay LFL: LED Integrated Luminaire | 2028 | CAPITAL | REPLACEMENT | food sales | USD/gigalumen_year | us | us | 208613369943.672
commercial lighting | High-Bay LFL: LED Integrated Luminaire | 2028 | CAPITAL | REPLACEMENT | food service | USD/gigalumen_year | us | us | 208613369943.672
commercial lighting | High-Bay LFL: LED Integrated Luminaire | 2028 | CAPITAL | REPLACEMENT | health | USD/gigalumen_year | us | us | 208613369943.672
commercial lighting | High-Bay LFL: LED Integrated Luminaire | 2028 | CAPITAL | REPLACEMENT | lodging | USD/gigalumen_year | us | us | 208613369943.672
commercial lighting | High-Bay LFL: LED Integrated Luminaire | 2028 | CAPITAL | REPLACEMENT | merc/service | USD/gigalumen_year | us | us | 208613369943.672
commercial lighting | High-Bay LFL: LED Integrated Luminaire | 2028 | CAPITAL | REPLACEMENT | office-large | USD/gigalumen_year | us | us | 208613369943.672
commercial lighting | High-Bay LFL: LED Integrated Luminaire | 2028 | CAPITAL | REPLACEMENT | office-small | USD/gigalumen_year | us | us | 208613369943.672
commercial lighting | High-Bay LFL: LED Integrated Luminaire | 2028 | CAPITAL | REPLACEMENT | other | USD/gigalumen_year | us | us | 208613369943.672
commercial lighting | High-Bay LFL: LED Integrated Luminaire | 2028 | CAPITAL | REPLACEMENT | warehouse | USD/gigalumen_year | us | us | 208613369943.672
commercial lighting | High-Bay LFL: LED Integrated Luminaire | 2028 | FIXED_OM | NEW | assembly | USD/gigalumen_year | us | us | 8503326192.9523
commercial lighting | High-Bay LFL: LED Integrated Luminaire | 2028 | FIXED_OM | NEW | education | USD/gigalumen_year | us | us | 8503326192.9523
commercial lighting | High-Bay LFL: LED Integrated Luminaire | 2028 | FIXED_OM | NEW | food sales | USD/gigalumen_year | us | us | 8503326192.9523
commercial lighting | High-Bay LFL: LED Integrated Luminaire | 2028 | FIXED_OM | NEW | food service | USD/gigalumen_year | us | us | 8503326192.9523
commercial lighting | High-Bay LFL: LED Integrated Luminaire | 2028 | FIXED_OM | NEW | health | USD/gigalumen_year | us | us | 8503326192.9523
commercial lighting | High-Bay LFL: LED Integrated Luminaire | 2028 | FIXED_OM | NEW | lodging | USD/gigalumen_year | us | us | 8503326192.9523
commercial lighting | High-Bay LFL: LED Integrated Luminaire | 2028 | FIXED_OM | NEW | merc/service | USD/gigalumen_year | us | us | 8503326192.9523
commercial lighting | High-Bay LFL: LED Integrated Luminaire | 2028 | FIXED_OM | NEW | office-large | USD/gigalumen_year | us | us | 8503326192.9523
commercial lighting | High-Bay LFL: LED Integrated Luminaire | 2028 | FIXED_OM | NEW | office-small | USD/gigalumen_year | us | us | 8503326192.9523
commercial lighting | High-Bay LFL: LED Integrated Luminaire | 2028 | FIXED_OM | NEW | other | USD/gigalumen_year | us | us | 8503326192.9523
commercial lighting | High-Bay LFL: LED Integrated Luminaire | 2028 | FIXED_OM | NEW | warehouse | USD/gigalumen_year | us | us | 8503326192.9523
commercial lighting | High-Bay LFL: LED Integrated Luminaire | 2028 | FIXED_OM | REPLACEMENT | assembly | USD/gigalumen_year | us | us | 8503326192.9523
commercial lighting | High-Bay LFL: LED Integrated Luminaire | 2028 | FIXED_OM | REPLACEMENT | education | USD/gigalumen_year | us | us | 8503326192.9523
commercial lighting | High-Bay LFL: LED Integrated Luminaire | 2028 | FIXED_OM | REPLACEMENT | food sales | USD/gigalumen_year | us | us | 8503326192.9523
commercial lighting | High-Bay LFL: LED Integrated Luminaire | 2028 | FIXED_OM | REPLACEMENT | food service | USD/gigalumen_year | us | us | 8503326192.9523
commercial lighting | High-Bay LFL: LED Integrated Luminaire | 2028 | FIXED_OM | REPLACEMENT | health | USD/gigalumen_year | us | us | 8503326192.9523
commercial lighting | High-Bay LFL: LED Integrated Luminaire | 2028 | FIXED_OM | REPLACEMENT | lodging | USD/gigalumen_year | us | us | 8503326192.9523
commercial lighting | High-Bay LFL: LED Integrated Luminaire | 2028 | FIXED_OM | REPLACEMENT | merc/service | USD/gigalumen_year | us | us | 8503326192.9523
commercial lighting | High-Bay LFL: LED Integrated Luminaire | 2028 | FIXED_OM | REPLACEMENT | office-large | USD/gigalumen_year | us | us | 8503326192.9523
commercial lighting | High-Bay LFL: LED Integrated Luminaire | 2028 | FIXED_OM | REPLACEMENT | office-small | USD/gigalumen_year | us | us | 8503326192.9523
commercial lighting | High-Bay LFL: LED Integrated Luminaire | 2028 | FIXED_OM | REPLACEMENT | other | USD/gigalumen_year | us | us | 8503326192.9523
commercial lighting | High-Bay LFL: LED Integrated Luminaire | 2028 | FIXED_OM | REPLACEMENT | warehouse | USD/gigalumen_year | us | us | 8503326192.9523
commercial lighting | High-Bay LFL: LED Integrated Luminaire | 2029 | CAPITAL | NEW | assembly | USD/gigalumen_year | us | us | 195259389444.519
commercial lighting | High-Bay LFL: LED Integrated Luminaire | 2029 | CAPITAL | NEW | education | USD/gigalumen_year | us | us | 195259389444.519
commercial lighting | High-Bay LFL: LED Integrated Luminaire | 2029 | CAPITAL | NEW | food sales | USD/gigalumen_year | us | us | 195259389444.519
commercial lighting | High-Bay LFL: LED Integrated Luminaire | 2029 | CAPITAL | NEW | food service | USD/gigalumen_year | us | us | 195259389444.519
commercial lighting | High-Bay LFL: LED Integrated Luminaire | 2029 | CAPITAL | NEW | health | USD/gigalumen_year | us | us | 195259389444.519
commercial lighting | High-Bay LFL: LED Integrated Luminaire | 2029 | CAPITAL | NEW | lodging | USD/gigalumen_year | us | us | 195259389444.519
commercial lighting | High-Bay LFL: LED Integrated Luminaire | 2029 | CAPITAL | NEW | merc/service | USD/gigalumen_year | us | us | 195259389444.519
commercial lighting | High-Bay LFL: LED Integrated Luminaire | 2029 | CAPITAL | NEW | office-large | USD/gigalumen_year | us | us | 195259389444.519
commercial lighting | High-Bay LFL: LED Integrated Luminaire | 2029 | CAPITAL | NEW | office-small | USD/gigalumen_year | us | us | 195259389444.519
commercial lighting | High-Bay LFL: LED Integrated Luminaire | 2029 | CAPITAL | NEW | other | USD/gigalumen_year | us | us | 195259389444.519
commercial lighting | High-Bay LFL: LED Integrated Luminaire | 2029 | CAPITAL | NEW | warehouse | USD/gigalumen_year | us | us | 195259389444.519
commercial lighting | High-Bay LFL: LED Integrated Luminaire | 2029 | CAPITAL | REPLACEMENT | assembly | USD/gigalumen_year | us | us | 195259389444.519
commercial lighting | High-Bay LFL: LED Integrated Luminaire | 2029 | CAPITAL | REPLACEMENT | education | USD/gigalumen_year | us | us | 195259389444.519
commercial lighting | High-Bay LFL: LED Integrated Luminaire | 2029 | CAPITAL | REPLACEMENT | food sales | USD/gigalumen_year | us | us | 195259389444.519
commercial lighting | High-Bay LFL: LED Integrated Luminaire | 2029 | CAPITAL | REPLACEMENT | food service | USD/gigalumen_year | us | us | 195259389444.519
commercial lighting | High-Bay LFL: LED Integrated Luminaire | 2029 | CAPITAL | REPLACEMENT | health | USD/gigalumen_year | us | us | 195259389444.519
commercial lighting | High-Bay LFL: LED Integrated Luminaire | 2029 | CAPITAL | REPLACEMENT | lodging | USD/gigalumen_year | us | us | 195259389444.519
commercial lighting | High-Bay LFL: LED Integrated Luminaire | 2029 | CAPITAL | REPLACEMENT | merc/service | USD/gigalumen_year | us | us | 195259389444.519
commercial lighting | High-Bay LFL: LED Integrated Luminaire | 2029 | CAPITAL | REPLACEMENT | office-large | USD/gigalumen_year | us | us | 195259389444.519
commercial lighting | High-Bay LFL: LED Integrated Luminaire | 2029 | CAPITAL | REPLACEMENT | office-small | USD/gigalumen_year | us | us | 195259389444.519
commercial lighting | High-Bay LFL: LED Integrated Luminaire | 2029 | CAPITAL | REPLACEMENT | other | USD/gigalumen_year | us | us | 195259389444.519
commercial lighting | High-Bay LFL: LED Integrated Luminaire | 2029 | CAPITAL | REPLACEMENT | warehouse | USD/gigalumen_year | us | us | 195259389444.519
commercial lighting | High-Bay LFL: LED Integrated Luminaire | 2029 | FIXED_OM | NEW | assembly | USD/gigalumen_year | us | us | 7916079908.9087
commercial lighting | High-Bay LFL: LED Integrated Luminaire | 2029 | FIXED_OM | NEW | education | USD/gigalumen_year | us | us | 7916079908.9087
commercial lighting | High-Bay LFL: LED Integrated Luminaire | 2029 | FIXED_OM | NEW | food sales | USD/gigalumen_year | us | us | 7916079908.9087
commercial lighting | High-Bay LFL: LED Integrated Luminaire | 2029 | FIXED_OM | NEW | food service | USD/gigalumen_year | us | us | 7916079908.9087
commercial lighting | High-Bay LFL: LED Integrated Luminaire | 2029 | FIXED_OM | NEW | health | USD/gigalumen_year | us | us | 7916079908.9087
commercial lighting | High-Bay LFL: LED Integrated Luminaire | 2029 | FIXED_OM | NEW | lodging | USD/gigalumen_year | us | us | 7916079908.9087
commercial lighting | High-Bay LFL: LED Integrated Luminaire | 2029 | FIXED_OM | NEW | merc/service | USD/gigalumen_year | us | us | 7916079908.9087
commercial lighting | High-Bay LFL: LED Integrated Luminaire | 2029 | FIXED_OM | NEW | office-large | USD/gigalumen_year | us | us | 7916079908.9087
commercial lighting | High-Bay LFL: LED Integrated Luminaire | 2029 | FIXED_OM | NEW | office-small | USD/gigalumen_year | us | us | 7916079908.9087
commercial lighting | High-Bay LFL: LED Integrated Luminaire | 2029 | FIXED_OM | NEW | other | USD/gigalumen_year | us | us | 7916079908.9087
commercial lighting | High-Bay LFL: LED Integrated Luminaire | 2029 | FIXED_OM | NEW | warehouse | USD/gigalumen_year | us | us | 7916079908.9087
commercial lighting | High-Bay LFL: LED Integrated Luminaire | 2029 | FIXED_OM | REPLACEMENT | assembly | USD/gigalumen_year | us | us | 7916079908.9087
commercial lighting | High-Bay LFL: LED Integrated Luminaire | 2029 | FIXED_OM | REPLACEMENT | education | USD/gigalumen_year | us | us | 7916079908.9087
commercial lighting | High-Bay LFL: LED Integrated Luminaire | 2029 | FIXED_OM | REPLACEMENT | food sales | USD/gigalumen_year | us | us | 7916079908.9087
commercial lighting | High-Bay LFL: LED Integrated Luminaire | 2029 | FIXED_OM | REPLACEMENT | food service | USD/gigalumen_year | us | us | 7916079908.9087
commercial lighting | High-Bay LFL: LED Integrated Luminaire | 2029 | FIXED_OM | REPLACEMENT | health | USD/gigalumen_year | us | us | 7916079908.9087
commercial lighting | High-Bay LFL: LED Integrated Luminaire | 2029 | FIXED_OM | REPLACEMENT | lodging | USD/gigalumen_year | us | us | 7916079908.9087
commercial lighting | High-Bay LFL: LED Integrated Luminaire | 2029 | FIXED_OM | REPLACEMENT | merc/service | USD/gigalumen_year | us | us | 7916079908.9087
commercial lighting | High-Bay LFL: LED Integrated Luminaire | 2029 | FIXED_OM | REPLACEMENT | office-large | USD/gigalumen_year | us | us | 7916079908.9087
commercial lighting | High-Bay LFL: LED Integrated Luminaire | 2029 | FIXED_OM | REPLACEMENT | office-small | USD/gigalumen_year | us | us | 7916079908.9087
commercial lighting | High-Bay LFL: LED Integrated Luminaire | 2029 | FIXED_OM | REPLACEMENT | other | USD/gigalumen_year | us | us | 7916079908.9087
commercial lighting | High-Bay LFL: LED Integrated Luminaire | 2029 | FIXED_OM | REPLACEMENT | warehouse | USD/gigalumen_year | us | us | 7916079908.9087
commercial lighting | High-Bay LFL: LED Integrated Luminaire | 2030 | CAPITAL | NEW | assembly | USD/gigalumen_year | us | us | 181905408945.366
commercial lighting | High-Bay LFL: LED Integrated Luminaire | 2030 | CAPITAL | NEW | education | USD/gigalumen_year | us | us | 181905408945.366
commercial lighting | High-Bay LFL: LED Integrated Luminaire | 2030 | CAPITAL | NEW | food sales | USD/gigalumen_year | us | us | 181905408945.366
commercial lighting | High-Bay LFL: LED Integrated Luminaire | 2030 | CAPITAL | NEW | food service | USD/gigalumen_year | us | us | 181905408945.366
commercial lighting | High-Bay LFL: LED Integrated Luminaire | 2030 | CAPITAL | NEW | health | USD/gigalumen_year | us | us | 181905408945.366
commercial lighting | High-Bay LFL: LED Integrated Luminaire | 2030 | CAPITAL | NEW | lodging | USD/gigalumen_year | us | us | 181905408945.366
commercial lighting | High-Bay LFL: LED Integrated Luminaire | 2030 | CAPITAL | NEW | merc/service | USD/gigalumen_year | us | us | 181905408945.366
commercial lighting | High-Bay LFL: LED Integrated Luminaire | 2030 | CAPITAL | NEW | office-large | USD/gigalumen_year | us | us | 181905408945.366
commercial lighting | High-Bay LFL: LED Integrated Luminaire | 2030 | CAPITAL | NEW | office-small | USD/gigalumen_year | us | us | 181905408945.366
commercial lighting | High-Bay LFL: LED Integrated Luminaire | 2030 | CAPITAL | NEW | other | USD/gigalumen_year | us | us | 181905408945.366
commercial lighting | High-Bay LFL: LED Integrated Luminaire | 2030 | CAPITAL | NEW | warehouse | USD/gigalumen_year | us | us | 181905408945.366
commercial lighting | High-Bay LFL: LED Integrated Luminaire | 2030 | CAPITAL | REPLACEMENT | assembly | USD/gigalumen_year | us | us | 181905408945.366
commercial lighting | High-Bay LFL: LED Integrated Luminaire | 2030 | CAPITAL | REPLACEMENT | education | USD/gigalumen_year | us | us | 181905408945.366
commercial lighting | High-Bay LFL: LED Integrated Luminaire | 2030 | CAPITAL | REPLACEMENT | food sales | USD/gigalumen_year | us | us | 181905408945.366
commercial lighting | High-Bay LFL: LED Integrated Luminaire | 2030 | CAPITAL | REPLACEMENT | food service | USD/gigalumen_year | us | us | 181905408945.366
commercial lighting | High-Bay LFL: LED Integrated Luminaire | 2030 | CAPITAL | REPLACEMENT | health | USD/gigalumen_year | us | us | 181905408945.366
commercial lighting | High-Bay LFL: LED Integrated Luminaire | 2030 | CAPITAL | REPLACEMENT | lodging | USD/gigalumen_year | us | us | 181905408945.366
commercial lighting | High-Bay LFL: LED Integrated Luminaire | 2030 | CAPITAL | REPLACEMENT | merc/service | USD/gigalumen_year | us | us | 181905408945.366
commercial lighting | High-Bay LFL: LED Integrated Luminaire | 2030 | CAPITAL | REPLACEMENT | office-large | USD/gigalumen_year | us | us | 181905408945.366
commercial lighting | High-Bay LFL: LED Integrated Luminaire | 2030 | CAPITAL | REPLACEMENT | office-small | USD/gigalumen_year | us | us | 181905408945.366
commercial lighting | High-Bay LFL: LED Integrated Luminaire | 2030 | CAPITAL | REPLACEMENT | other | USD/gigalumen_year | us | us | 181905408945.366
commercial lighting | High-Bay LFL: LED Integrated Luminaire | 2030 | CAPITAL | REPLACEMENT | warehouse | USD/gigalumen_year | us | us | 181905408945.366
commercial lighting | High-Bay LFL: LED Integrated Luminaire | 2030 | FIXED_OM | NEW | assembly | USD/gigalumen_year | us | us | 7328833624.865
commercial lighting | High-Bay LFL: LED Integrated Luminaire | 2030 | FIXED_OM | NEW | education | USD/gigalumen_year | us | us | 7328833624.865
commercial lighting | High-Bay LFL: LED Integrated Luminaire | 2030 | FIXED_OM | NEW | food sales | USD/gigalumen_year | us | us | 7328833624.865
commercial lighting | High-Bay LFL: LED Integrated Luminaire | 2030 | FIXED_OM | NEW | food service | USD/gigalumen_year | us | us | 7328833624.865
commercial lighting | High-Bay LFL: LED Integrated Luminaire | 2030 | FIXED_OM | NEW | health | USD/gigalumen_year | us | us | 7328833624.865
commercial lighting | High-Bay LFL: LED Integrated Luminaire | 2030 | FIXED_OM | NEW | lodging | USD/gigalumen_year | us | us | 7328833624.865
commercial lighting | High-Bay LFL: LED Integrated Luminaire | 2030 | FIXED_OM | NEW | merc/service | USD/gigalumen_year | us | us | 7328833624.865
commercial lighting | High-Bay LFL: LED Integrated Luminaire | 2030 | FIXED_OM | NEW | office-large | USD/gigalumen_year | us | us | 7328833624.865
commercial lighting | High-Bay LFL: LED Integrated Luminaire | 2030 | FIXED_OM | NEW | office-small | USD/gigalumen_year | us | us | 7328833624.865
commercial lighting | High-Bay LFL: LED Integrated Luminaire | 2030 | FIXED_OM | NEW | other | USD/gigalumen_year | us | us | 7328833624.865
commercial lighting | High-Bay LFL: LED Integrated Luminaire | 2030 | FIXED_OM | NEW | warehouse | USD/gigalumen_year | us | us | 7328833624.865
commercial lighting | High-Bay LFL: LED Integrated Luminaire | 2030 | FIXED_OM | REPLACEMENT | assembly | USD/gigalumen_year | us | us | 7328833624.865
commercial lighting | High-Bay LFL: LED Integrated Luminaire | 2030 | FIXED_OM | REPLACEMENT | education | USD/gigalumen_year | us | us | 7328833624.865
commercial lighting | High-Bay LFL: LED Integrated Luminaire | 2030 | FIXED_OM | REPLACEMENT | food sales | USD/gigalumen_year | us | us | 7328833624.865
commercial lighting | High-Bay LFL: LED Integrated Luminaire | 2030 | FIXED_OM | REPLACEMENT | food service | USD/gigalumen_year | us | us | 7328833624.865
commercial lighting | High-Bay LFL: LED Integrated Luminaire | 2030 | FIXED_OM | REPLACEMENT | health | USD/gigalumen_year | us | us | 7328833624.865
commercial lighting | High-Bay LFL: LED Integrated Luminaire | 2030 | FIXED_OM | REPLACEMENT | lodging | USD/gigalumen_year | us | us | 7328833624.865
commercial lighting | High-Bay LFL: LED Integrated Luminaire | 2030 | FIXED_OM | REPLACEMENT | merc/service | USD/gigalumen_year | us | us | 7328833624.865
commercial lighting | High-Bay LFL: LED Integrated Luminaire | 2030 | FIXED_OM | REPLACEMENT | office-large | USD/gigalumen_year | us | us | 7328833624.865
commercial lighting | High-Bay LFL: LED Integrated Luminaire | 2030 | FIXED_OM | REPLACEMENT | office-small | USD/gigalumen_year | us | us | 7328833624.865
commercial lighting | High-Bay LFL: LED Integrated Luminaire | 2030 | FIXED_OM | REPLACEMENT | other | USD/gigalumen_year | us | us | 7328833624.865
commercial lighting | High-Bay LFL: LED Integrated Luminaire | 2030 | FIXED_OM | REPLACEMENT | warehouse | USD/gigalumen_year | us | us | 7328833624.865
commercial lighting | High-Bay LFL: LED Integrated Luminaire | 2031 | CAPITAL | NEW | assembly | USD/gigalumen_year | us | us | 176230260856.368
commercial lighting | High-Bay LFL: LED Integrated Luminaire | 2031 | CAPITAL | NEW | education | USD/gigalumen_year | us | us | 176230260856.368
commercial lighting | High-Bay LFL: LED Integrated Luminaire | 2031 | CAPITAL | NEW | food sales | USD/gigalumen_year | us | us | 176230260856.368
commercial lighting | High-Bay LFL: LED Integrated Luminaire | 2031 | CAPITAL | NEW | food service | USD/gigalumen_year | us | us | 176230260856.368
commercial lighting | High-Bay LFL: LED Integrated Luminaire | 2031 | CAPITAL | NEW | health | USD/gigalumen_year | us | us | 176230260856.368
commercial lighting | High-Bay LFL: LED Integrated Luminaire | 2031 | CAPITAL | NEW | lodging | USD/gigalumen_year | us | us | 176230260856.368
commercial lighting | High-Bay LFL: LED Integrated Luminaire | 2031 | CAPITAL | NEW | merc/service | USD/gigalumen_year | us | us | 176230260856.368
commercial lighting | High-Bay LFL: LED Integrated Luminaire | 2031 | CAPITAL | NEW | office-large | USD/gigalumen_year | us | us | 176230260856.368
commercial lighting | High-Bay LFL: LED Integrated Luminaire | 2031 | CAPITAL | NEW | office-small | USD/gigalumen_year | us | us | 176230260856.368
commercial lighting | High-Bay LFL: LED Integrated Luminaire | 2031 | CAPITAL | NEW | other | USD/gigalumen_year | us | us | 176230260856.368
commercial lighting | High-Bay LFL: LED Integrated Luminaire | 2031 | CAPITAL | NEW | warehouse | USD/gigalumen_year | us | us | 176230260856.368
commercial lighting | High-Bay LFL: LED Integrated Luminaire | 2031 | CAPITAL | REPLACEMENT | assembly | USD/gigalumen_year | us | us | 176230260856.368
commercial lighting | High-Bay LFL: LED Integrated Luminaire | 2031 | CAPITAL | REPLACEMENT | education | USD/gigalumen_year | us | us | 176230260856.368
commercial lighting | High-Bay LFL: LED Integrated Luminaire | 2031 | CAPITAL | REPLACEMENT | food sales | USD/gigalumen_year | us | us | 176230260856.368
commercial lighting | High-Bay LFL: LED Integrated Luminaire | 2031 | CAPITAL | REPLACEMENT | food service | USD/gigalumen_year | us | us | 176230260856.368
commercial lighting | High-Bay LFL: LED Integrated Luminaire | 2031 | CAPITAL | REPLACEMENT | health | USD/gigalumen_year | us | us | 176230260856.368
commercial lighting | High-Bay LFL: LED Integrated Luminaire | 2031 | CAPITAL | REPLACEMENT | lodging | USD/gigalumen_year | us | us | 176230260856.368
commercial lighting | High-Bay LFL: LED Integrated Luminaire | 2031 | CAPITAL | REPLACEMENT | merc/service | USD/gigalumen_year | us | us | 176230260856.368
commercial lighting | High-Bay LFL: LED Integrated Luminaire | 2031 | CAPITAL | REPLACEMENT | office-large | USD/gigalumen_year | us | us | 176230260856.368
commercial lighting | High-Bay LFL: LED Integrated Luminaire | 2031 | CAPITAL | REPLACEMENT | office-small | USD/gigalumen_year | us | us | 176230260856.368
commercial lighting | High-Bay LFL: LED Integrated Luminaire | 2031 | CAPITAL | REPLACEMENT | other | USD/gigalumen_year | us | us | 176230260856.368
commercial lighting | High-Bay LFL: LED Integrated Luminaire | 2031 | CAPITAL | REPLACEMENT | warehouse | USD/gigalumen_year | us | us | 176230260856.368
commercial lighting | High-Bay LFL: LED Integrated Luminaire | 2031 | FIXED_OM | NEW | assembly | USD/gigalumen_year | us | us | 7103331051.7922
commercial lighting | High-Bay LFL: LED Integrated Luminaire | 2031 | FIXED_OM | NEW | education | USD/gigalumen_year | us | us | 7103331051.7922
commercial lighting | High-Bay LFL: LED Integrated Luminaire | 2031 | FIXED_OM | NEW | food sales | USD/gigalumen_year | us | us | 7103331051.7922
commercial lighting | High-Bay LFL: LED Integrated Luminaire | 2031 | FIXED_OM | NEW | food service | USD/gigalumen_year | us | us | 7103331051.7922
commercial lighting | High-Bay LFL: LED Integrated Luminaire | 2031 | FIXED_OM | NEW | health | USD/gigalumen_year | us | us | 7103331051.7922
commercial lighting | High-Bay LFL: LED Integrated Luminaire | 2031 | FIXED_OM | NEW | lodging | USD/gigalumen_year | us | us | 7103331051.7922
commercial lighting | High-Bay LFL: LED Integrated Luminaire | 2031 | FIXED_OM | NEW | merc/service | USD/gigalumen_year | us | us | 7103331051.7922
commercial lighting | High-Bay LFL: LED Integrated Luminaire | 2031 | FIXED_OM | NEW | office-large | USD/gigalumen_year | us | us | 7103331051.7922
commercial lighting | High-Bay LFL: LED Integrated Luminaire | 2031 | FIXED_OM | NEW | office-small | USD/gigalumen_year | us | us | 7103331051.7922
commercial lighting | High-Bay LFL: LED Integrated Luminaire | 2031 | FIXED_OM | NEW | other | USD/gigalumen_year | us | us | 7103331051.7922
commercial lighting | High-Bay LFL: LED Integrated Luminaire | 2031 | FIXED_OM | NEW | warehouse | USD/gigalumen_year | us | us | 7103331051.7922
commercial lighting | High-Bay LFL: LED Integrated Luminaire | 2031 | FIXED_OM | REPLACEMENT | assembly | USD/gigalumen_year | us | us | 7103331051.7922
commercial lighting | High-Bay LFL: LED Integrated Luminaire | 2031 | FIXED_OM | REPLACEMENT | education | USD/gigalumen_year | us | us | 7103331051.7922
commercial lighting | High-Bay LFL: LED Integrated Luminaire | 2031 | FIXED_OM | REPLACEMENT | food sales | USD/gigalumen_year | us | us | 7103331051.7922
commercial lighting | High-Bay LFL: LED Integrated Luminaire | 2031 | FIXED_OM | REPLACEMENT | food service | USD/gigalumen_year | us | us | 7103331051.7922
commercial lighting | High-Bay LFL: LED Integrated Luminaire | 2031 | FIXED_OM | REPLACEMENT | health | USD/gigalumen_year | us | us | 7103331051.7922
commercial lighting | High-Bay LFL: LED Integrated Luminaire | 2031 | FIXED_OM | REPLACEMENT | lodging | USD/gigalumen_year | us | us | 7103331051.7922
commercial lighting | High-Bay LFL: LED Integrated Luminaire | 2031 | FIXED_OM | REPLACEMENT | merc/service | USD/gigalumen_year | us | us | 7103331051.7922
commercial lighting | High-Bay LFL: LED Integrated Luminaire | 2031 | FIXED_OM | REPLACEMENT | office-large | USD/gigalumen_year | us | us | 7103331051.7922
commercial lighting | High-Bay LFL: LED Integrated Luminaire | 2031 | FIXED_OM | REPLACEMENT | office-small | USD/gigalumen_year | us | us | 7103331051.7922
commercial lighting | High-Bay LFL: LED Integrated Luminaire | 2031 | FIXED_OM | REPLACEMENT | other | USD/gigalumen_year | us | us | 7103331051.7922
commercial lighting | High-Bay LFL: LED Integrated Luminaire | 2031 | FIXED_OM | REPLACEMENT | warehouse | USD/gigalumen_year | us | us | 7103331051.7922
commercial lighting | High-Bay LFL: LED Integrated Luminaire | 2032 | CAPITAL | NEW | assembly | USD/gigalumen_year | us | us | 170555112767.37
commercial lighting | High-Bay LFL: LED Integrated Luminaire | 2032 | CAPITAL | NEW | education | USD/gigalumen_year | us | us | 170555112767.37
commercial lighting | High-Bay LFL: LED Integrated Luminaire | 2032 | CAPITAL | NEW | food sales | USD/gigalumen_year | us | us | 170555112767.37
commercial lighting | High-Bay LFL: LED Integrated Luminaire | 2032 | CAPITAL | NEW | food service | USD/gigalumen_year | us | us | 170555112767.37
commercial lighting | High-Bay LFL: LED Integrated Luminaire | 2032 | CAPITAL | NEW | health | USD/gigalumen_year | us | us | 170555112767.37
commercial lighting | High-Bay LFL: LED Integrated Luminaire | 2032 | CAPITAL | NEW | lodging | USD/gigalumen_year | us | us | 170555112767.37
commercial lighting | High-Bay LFL: LED Integrated Luminaire | 2032 | CAPITAL | NEW | merc/service | USD/gigalumen_year | us | us | 170555112767.37
commercial lighting | High-Bay LFL: LED Integrated Luminaire | 2032 | CAPITAL | NEW | office-large | USD/gigalumen_year | us | us | 170555112767.37
commercial lighting | High-Bay LFL: LED Integrated Luminaire | 2032 | CAPITAL | NEW | office-small | USD/gigalumen_year | us | us | 170555112767.37
commercial lighting | High-Bay LFL: LED Integrated Luminaire | 2032 | CAPITAL | NEW | other | USD/gigalumen_year | us | us | 170555112767.37
commercial lighting | High-Bay LFL: LED Integrated Luminaire | 2032 | CAPITAL | NEW | warehouse | USD/gigalumen_year | us | us | 170555112767.37
commercial lighting | High-Bay LFL: LED Integrated Luminaire | 2032 | CAPITAL | REPLACEMENT | assembly | USD/gigalumen_year | us | us | 170555112767.37
commercial lighting | High-Bay LFL: LED Integrated Luminaire | 2032 | CAPITAL | REPLACEMENT | education | USD/gigalumen_year | us | us | 170555112767.37
commercial lighting | High-Bay LFL: LED Integrated Luminaire | 2032 | CAPITAL | REPLACEMENT | food sales | USD/gigalumen_year | us | us | 170555112767.37
commercial lighting | High-Bay LFL: LED Integrated Luminaire | 2032 | CAPITAL | REPLACEMENT | food service | USD/gigalumen_year | us | us | 170555112767.37
commercial lighting | High-Bay LFL: LED Integrated Luminaire | 2032 | CAPITAL | REPLACEMENT | health | USD/gigalumen_year | us | us | 170555112767.37
commercial lighting | High-Bay LFL: LED Integrated Luminaire | 2032 | CAPITAL | REPLACEMENT | lodging | USD/gigalumen_year | us | us | 170555112767.37
commercial lighting | High-Bay LFL: LED Integrated Luminaire | 2032 | CAPITAL | REPLACEMENT | merc/service | USD/gigalumen_year | us | us | 170555112767.37
commercial lighting | High-Bay LFL: LED Integrated Luminaire | 2032 | CAPITAL | REPLACEMENT | office-large | USD/gigalumen_year | us | us | 170555112767.37
commercial lighting | High-Bay LFL: LED Integrated Luminaire | 2032 | CAPITAL | REPLACEMENT | office-small | USD/gigalumen_year | us | us | 170555112767.37
commercial lighting | High-Bay LFL: LED Integrated Luminaire | 2032 | CAPITAL | REPLACEMENT | other | USD/gigalumen_year | us | us | 170555112767.37
commercial lighting | High-Bay LFL: LED Integrated Luminaire | 2032 | CAPITAL | REPLACEMENT | warehouse | USD/gigalumen_year | us | us | 170555112767.37
commercial lighting | High-Bay LFL: LED Integrated Luminaire | 2032 | FIXED_OM | NEW | assembly | USD/gigalumen_year | us | us | 6877828478.7194
commercial lighting | High-Bay LFL: LED Integrated Luminaire | 2032 | FIXED_OM | NEW | education | USD/gigalumen_year | us | us | 6877828478.7194
commercial lighting | High-Bay LFL: LED Integrated Luminaire | 2032 | FIXED_OM | NEW | food sales | USD/gigalumen_year | us | us | 6877828478.7194
commercial lighting | High-Bay LFL: LED Integrated Luminaire | 2032 | FIXED_OM | NEW | food service | USD/gigalumen_year | us | us | 6877828478.7194
commercial lighting | High-Bay LFL: LED Integrated Luminaire | 2032 | FIXED_OM | NEW | health | USD/gigalumen_year | us | us | 6877828478.7194
commercial lighting | High-Bay LFL: LED Integrated Luminaire | 2032 | FIXED_OM | NEW | lodging | USD/gigalumen_year | us | us | 6877828478.7194
commercial lighting | High-Bay LFL: LED Integrated Luminaire | 2032 | FIXED_OM | NEW | merc/service | USD/gigalumen_year | us | us | 6877828478.7194
commercial lighting | High-Bay LFL: LED Integrated Luminaire | 2032 | FIXED_OM | NEW | office-large | USD/gigalumen_year | us | us | 6877828478.7194
commercial lighting | High-Bay LFL: LED Integrated Luminaire | 2032 | FIXED_OM | NEW | office-small | USD/gigalumen_year | us | us | 6877828478.7194
commercial lighting | High-Bay LFL: LED Integrated Luminaire | 2032 | FIXED_OM | NEW | other | USD/gigalumen_year | us | us | 6877828478.7194
commercial lighting | High-Bay LFL: LED Integrated Luminaire | 2032 | FIXED_OM | NEW | warehouse | USD/gigalumen_year | us | us | 6877828478.7194
commercial lighting | High-Bay LFL: LED Integrated Luminaire | 2032 | FIXED_OM | REPLACEMENT | assembly | USD/gigalumen_year | us | us | 6877828478.7194
commercial lighting | High-Bay LFL: LED Integrated Luminaire | 2032 | FIXED_OM | REPLACEMENT | education | USD/gigalumen_year | us | us | 6877828478.7194
commercial lighting | High-Bay LFL: LED Integrated Luminaire | 2032 | FIXED_OM | REPLACEMENT | food sales | USD/gigalumen_year | us | us | 6877828478.7194
commercial lighting | High-Bay LFL: LED Integrated Luminaire | 2032 | FIXED_OM | REPLACEMENT | food service | USD/gigalumen_year | us | us | 6877828478.7194
commercial lighting | High-Bay LFL: LED Integrated Luminaire | 2032 | FIXED_OM | REPLACEMENT | health | USD/gigalumen_year | us | us | 6877828478.7194
commercial lighting | High-Bay LFL: LED Integrated Luminaire | 2032 | FIXED_OM | REPLACEMENT | lodging | USD/gigalumen_year | us | us | 6877828478.7194
commercial lighting | High-Bay LFL: LED Integrated Luminaire | 2032 | FIXED_OM | REPLACEMENT | merc/service | USD/gigalumen_year | us | us | 6877828478.7194
commercial lighting | High-Bay LFL: LED Integrated Luminaire | 2032 | FIXED_OM | REPLACEMENT | office-large | USD/gigalumen_year | us | us | 6877828478.7194
commercial lighting | High-Bay LFL: LED Integrated Luminaire | 2032 | FIXED_OM | REPLACEMENT | office-small | USD/gigalumen_year | us | us | 6877828478.7194
commercial lighting | High-Bay LFL: LED Integrated Luminaire | 2032 | FIXED_OM | REPLACEMENT | other | USD/gigalumen_year | us | us | 6877828478.7194
commercial lighting | High-Bay LFL: LED Integrated Luminaire | 2032 | FIXED_OM | REPLACEMENT | warehouse | USD/gigalumen_year | us | us | 6877828478.7194
commercial lighting | High-Bay LFL: LED Integrated Luminaire | 2033 | CAPITAL | NEW | assembly | USD/gigalumen_year | us | us | 164879964678.372
commercial lighting | High-Bay LFL: LED Integrated Luminaire | 2033 | CAPITAL | NEW | education | USD/gigalumen_year | us | us | 164879964678.372
commercial lighting | High-Bay LFL: LED Integrated Luminaire | 2033 | CAPITAL | NEW | food sales | USD/gigalumen_year | us | us | 164879964678.372
commercial lighting | High-Bay LFL: LED Integrated Luminaire | 2033 | CAPITAL | NEW | food service | USD/gigalumen_year | us | us | 164879964678.372
commercial lighting | High-Bay LFL: LED Integrated Luminaire | 2033 | CAPITAL | NEW | health | USD/gigalumen_year | us | us | 164879964678.372
commercial lighting | High-Bay LFL: LED Integrated Luminaire | 2033 | CAPITAL | NEW | lodging | USD/gigalumen_year | us | us | 164879964678.372
commercial lighting | High-Bay LFL: LED Integrated Luminaire | 2033 | CAPITAL | NEW | merc/service | USD/gigalumen_year | us | us | 164879964678.372
commercial lighting | High-Bay LFL: LED Integrated Luminaire | 2033 | CAPITAL | NEW | office-large | USD/gigalumen_year | us | us | 164879964678.372
commercial lighting | High-Bay LFL: LED Integrated Luminaire | 2033 | CAPITAL | NEW | office-small | USD/gigalumen_year | us | us | 164879964678.372
commercial lighting | High-Bay LFL: LED Integrated Luminaire | 2033 | CAPITAL | NEW | other | USD/gigalumen_year | us | us | 164879964678.372
commercial lighting | High-Bay LFL: LED Integrated Luminaire | 2033 | CAPITAL | NEW | warehouse | USD/gigalumen_year | us | us | 164879964678.372
commercial lighting | High-Bay LFL: LED Integrated Luminaire | 2033 | CAPITAL | REPLACEMENT | assembly | USD/gigalumen_year | us | us | 164879964678.372
commercial lighting | High-Bay LFL: LED Integrated Luminaire | 2033 | CAPITAL | REPLACEMENT | education | USD/gigalumen_year | us | us | 164879964678.372
commercial lighting | High-Bay LFL: LED Integrated Luminaire | 2033 | CAPITAL | REPLACEMENT | food sales | USD/gigalumen_year | us | us | 164879964678.372
commercial lighting | High-Bay LFL: LED Integrated Luminaire | 2033 | CAPITAL | REPLACEMENT | food service | USD/gigalumen_year | us | us | 164879964678.372
commercial lighting | High-Bay LFL: LED Integrated Luminaire | 2033 | CAPITAL | REPLACEMENT | health | USD/gigalumen_year | us | us | 164879964678.372
commercial lighting | High-Bay LFL: LED Integrated Luminaire | 2033 | CAPITAL | REPLACEMENT | lodging | USD/gigalumen_year | us | us | 164879964678.372
commercial lighting | High-Bay LFL: LED Integrated Luminaire | 2033 | CAPITAL | REPLACEMENT | merc/service | USD/gigalumen_year | us | us | 164879964678.372
commercial lighting | High-Bay LFL: LED Integrated Luminaire | 2033 | CAPITAL | REPLACEMENT | office-large | USD/gigalumen_year | us | us | 164879964678.372
commercial lighting | High-Bay LFL: LED Integrated Luminaire | 2033 | CAPITAL | REPLACEMENT | office-small | USD/gigalumen_year | us | us | 164879964678.372
commercial lighting | High-Bay LFL: LED Integrated Luminaire | 2033 | CAPITAL | REPLACEMENT | other | USD/gigalumen_year | us | us | 164879964678.372
commercial lighting | High-Bay LFL: LED Integrated Luminaire | 2033 | CAPITAL | REPLACEMENT | warehouse | USD/gigalumen_year | us | us | 164879964678.372
commercial lighting | High-Bay LFL: LED Integrated Luminaire | 2033 | FIXED_OM | NEW | assembly | USD/gigalumen_year | us | us | 6652325905.6467
commercial lighting | High-Bay LFL: LED Integrated Luminaire | 2033 | FIXED_OM | NEW | education | USD/gigalumen_year | us | us | 6652325905.6467
commercial lighting | High-Bay LFL: LED Integrated Luminaire | 2033 | FIXED_OM | NEW | food sales | USD/gigalumen_year | us | us | 6652325905.6467
commercial lighting | High-Bay LFL: LED Integrated Luminaire | 2033 | FIXED_OM | NEW | food service | USD/gigalumen_year | us | us | 6652325905.6467
commercial lighting | High-Bay LFL: LED Integrated Luminaire | 2033 | FIXED_OM | NEW | health | USD/gigalumen_year | us | us | 6652325905.6467
commercial lighting | High-Bay LFL: LED Integrated Luminaire | 2033 | FIXED_OM | NEW | lodging | USD/gigalumen_year | us | us | 6652325905.6467
commercial lighting | High-Bay LFL: LED Integrated Luminaire | 2033 | FIXED_OM | NEW | merc/service | USD/gigalumen_year | us | us | 6652325905.6467
commercial lighting | High-Bay LFL: LED Integrated Luminaire | 2033 | FIXED_OM | NEW | office-large | USD/gigalumen_year | us | us | 6652325905.6467
commercial lighting | High-Bay LFL: LED Integrated Luminaire | 2033 | FIXED_OM | NEW | office-small | USD/gigalumen_year | us | us | 6652325905.6467
commercial lighting | High-Bay LFL: LED Integrated Luminaire | 2033 | FIXED_OM | NEW | other | USD/gigalumen_year | us | us | 6652325905.6467
commercial lighting | High-Bay LFL: LED Integrated Luminaire | 2033 | FIXED_OM | NEW | warehouse | USD/gigalumen_year | us | us | 6652325905.6467
commercial lighting | High-Bay LFL: LED Integrated Luminaire | 2033 | FIXED_OM | REPLACEMENT | assembly | USD/gigalumen_year | us | us | 6652325905.6467
commercial lighting | High-Bay LFL: LED Integrated Luminaire | 2033 | FIXED_OM | REPLACEMENT | education | USD/gigalumen_year | us | us | 6652325905.6467
commercial lighting | High-Bay LFL: LED Integrated Luminaire | 2033 | FIXED_OM | REPLACEMENT | food sales | USD/gigalumen_year | us | us | 6652325905.6467
commercial lighting | High-Bay LFL: LED Integrated Luminaire | 2033 | FIXED_OM | REPLACEMENT | food service | USD/gigalumen_year | us | us | 6652325905.6467
commercial lighting | High-Bay LFL: LED Integrated Luminaire | 2033 | FIXED_OM | REPLACEMENT | health | USD/gigalumen_year | us | us | 6652325905.6467
commercial lighting | High-Bay LFL: LED Integrated Luminaire | 2033 | FIXED_OM | REPLACEMENT | lodging | USD/gigalumen_year | us | us | 6652325905.6467
commercial lighting | High-Bay LFL: LED Integrated Luminaire | 2033 | FIXED_OM | REPLACEMENT | merc/service | USD/gigalumen_year | us | us | 6652325905.6467
commercial lighting | High-Bay LFL: LED Integrated Luminaire | 2033 | FIXED_OM | REPLACEMENT | office-large | USD/gigalumen_year | us | us | 6652325905.6467
commercial lighting | High-Bay LFL: LED Integrated Luminaire | 2033 | FIXED_OM | REPLACEMENT | office-small | USD/gigalumen_year | us | us | 6652325905.6467
commercial lighting | High-Bay LFL: LED Integrated Luminaire | 2033 | FIXED_OM | REPLACEMENT | other | USD/gigalumen_year | us | us | 6652325905.6467
commercial lighting | High-Bay LFL: LED Integrated Luminaire | 2033 | FIXED_OM | REPLACEMENT | warehouse | USD/gigalumen_year | us | us | 6652325905.6467
commercial lighting | High-Bay LFL: LED Integrated Luminaire | 2034 | CAPITAL | NEW | assembly | USD/gigalumen_year | us | us | 159204816589.374
commercial lighting | High-Bay LFL: LED Integrated Luminaire | 2034 | CAPITAL | NEW | education | USD/gigalumen_year | us | us | 159204816589.374
commercial lighting | High-Bay LFL: LED Integrated Luminaire | 2034 | CAPITAL | NEW | food sales | USD/gigalumen_year | us | us | 159204816589.374
commercial lighting | High-Bay LFL: LED Integrated Luminaire | 2034 | CAPITAL | NEW | food service | USD/gigalumen_year | us | us | 159204816589.374
commercial lighting | High-Bay LFL: LED Integrated Luminaire | 2034 | CAPITAL | NEW | health | USD/gigalumen_year | us | us | 159204816589.374
commercial lighting | High-Bay LFL: LED Integrated Luminaire | 2034 | CAPITAL | NEW | lodging | USD/gigalumen_year | us | us | 159204816589.374
commercial lighting | High-Bay LFL: LED Integrated Luminaire | 2034 | CAPITAL | NEW | merc/service | USD/gigalumen_year | us | us | 159204816589.374
commercial lighting | High-Bay LFL: LED Integrated Luminaire | 2034 | CAPITAL | NEW | office-large | USD/gigalumen_year | us | us | 159204816589.374
commercial lighting | High-Bay LFL: LED Integrated Luminaire | 2034 | CAPITAL | NEW | office-small | USD/gigalumen_year | us | us | 159204816589.374
commercial lighting | High-Bay LFL: LED Integrated Luminaire | 2034 | CAPITAL | NEW | other | USD/gigalumen_year | us | us | 159204816589.374
commercial lighting | High-Bay LFL: LED Integrated Luminaire | 2034 | CAPITAL | NEW | warehouse | USD/gigalumen_year | us | us | 159204816589.374
commercial lighting | High-Bay LFL: LED Integrated Luminaire | 2034 | CAPITAL | REPLACEMENT | assembly | USD/gigalumen_year | us | us | 159204816589.374
commercial lighting | High-Bay LFL: LED Integrated Luminaire | 2034 | CAPITAL | REPLACEMENT | education | USD/gigalumen_year | us | us | 159204816589.374
commercial lighting | High-Bay LFL: LED Integrated Luminaire | 2034 | CAPITAL | REPLACEMENT | food sales | USD/gigalumen_year | us | us | 159204816589.374
commercial lighting | High-Bay LFL: LED Integrated Luminaire | 2034 | CAPITAL | REPLACEMENT | food service | USD/gigalumen_year | us | us | 159204816589.374
commercial lighting | High-Bay LFL: LED Integrated Luminaire | 2034 | CAPITAL | REPLACEMENT | health | USD/gigalumen_year | us | us | 159204816589.374
commercial lighting | High-Bay LFL: LED Integrated Luminaire | 2034 | CAPITAL | REPLACEMENT | lodging | USD/gigalumen_year | us | us | 159204816589.374
commercial lighting | High-Bay LFL: LED Integrated Luminaire | 2034 | CAPITAL | REPLACEMENT | merc/service | USD/gigalumen_year | us | us | 159204816589.374
commercial lighting | High-Bay LFL: LED Integrated Luminaire | 2034 | CAPITAL | REPLACEMENT | office-large | USD/gigalumen_year | us | us | 159204816589.374
commercial lighting | High-Bay LFL: LED Integrated Luminaire | 2034 | CAPITAL | REPLACEMENT | office-small | USD/gigalumen_year | us | us | 159204816589.374
commercial lighting | High-Bay LFL: LED Integrated Luminaire | 2034 | CAPITAL | REPLACEMENT | other | USD/gigalumen_year | us | us | 159204816589.374
commercial lighting | High-Bay LFL: LED Integrated Luminaire | 2034 | CAPITAL | REPLACEMENT | warehouse | USD/gigalumen_year | us | us | 159204816589.374
commercial lighting | High-Bay LFL: LED Integrated Luminaire | 2034 | FIXED_OM | NEW | assembly | USD/gigalumen_year | us | us | 6426823332.5739
commercial lighting | High-Bay LFL: LED Integrated Luminaire | 2034 | FIXED_OM | NEW | education | USD/gigalumen_year | us | us | 6426823332.5739
commercial lighting | High-Bay LFL: LED Integrated Luminaire | 2034 | FIXED_OM | NEW | food sales | USD/gigalumen_year | us | us | 6426823332.5739
commercial lighting | High-Bay LFL: LED Integrated Luminaire | 2034 | FIXED_OM | NEW | food service | USD/gigalumen_year | us | us | 6426823332.5739
commercial lighting | High-Bay LFL: LED Integrated Luminaire | 2034 | FIXED_OM | NEW | health | USD/gigalumen_year | us | us | 6426823332.5739
commercial lighting | High-Bay LFL: LED Integrated Luminaire | 2034 | FIXED_OM | NEW | lodging | USD/gigalumen_year | us | us | 6426823332.5739
commercial lighting | High-Bay LFL: LED Integrated Luminaire | 2034 | FIXED_OM | NEW | merc/service | USD/gigalumen_year | us | us | 6426823332.5739
commercial lighting | High-Bay LFL: LED Integrated Luminaire | 2034 | FIXED_OM | NEW | office-large | USD/gigalumen_year | us | us | 6426823332.5739
commercial lighting | High-Bay LFL: LED Integrated Luminaire | 2034 | FIXED_OM | NEW | office-small | USD/gigalumen_year | us | us | 6426823332.5739
commercial lighting | High-Bay LFL: LED Integrated Luminaire | 2034 | FIXED_OM | NEW | other | USD/gigalumen_year | us | us | 6426823332.5739
commercial lighting | High-Bay LFL: LED Integrated Luminaire | 2034 | FIXED_OM | NEW | warehouse | USD/gigalumen_year | us | us | 6426823332.5739
commercial lighting | High-Bay LFL: LED Integrated Luminaire | 2034 | FIXED_OM | REPLACEMENT | assembly | USD/gigalumen_year | us | us | 6426823332.5739
commercial lighting | High-Bay LFL: LED Integrated Luminaire | 2034 | FIXED_OM | REPLACEMENT | education | USD/gigalumen_year | us | us | 6426823332.5739
commercial lighting | High-Bay LFL: LED Integrated Luminaire | 2034 | FIXED_OM | REPLACEMENT | food sales | USD/gigalumen_year | us | us | 6426823332.5739
commercial lighting | High-Bay LFL: LED Integrated Luminaire | 2034 | FIXED_OM | REPLACEMENT | food service | USD/gigalumen_year | us | us | 6426823332.5739
commercial lighting | High-Bay LFL: LED Integrated Luminaire | 2034 | FIXED_OM | REPLACEMENT | health | USD/gigalumen_year | us | us | 6426823332.5739
commercial lighting | High-Bay LFL: LED Integrated Luminaire | 2034 | FIXED_OM | REPLACEMENT | lodging | USD/gigalumen_year | us | us | 6426823332.5739
commercial lighting | High-Bay LFL: LED Integrated Luminaire | 2034 | FIXED_OM | REPLACEMENT | merc/service | USD/gigalumen_year | us | us | 6426823332.5739
commercial lighting | High-Bay LFL: LED Integrated Luminaire | 2034 | FIXED_OM | REPLACEMENT | office-large | USD/gigalumen_year | us | us | 6426823332.5739
commercial lighting | High-Bay LFL: LED Integrated Luminaire | 2034 | FIXED_OM | REPLACEMENT | office-small | USD/gigalumen_year | us | us | 6426823332.5739
commercial lighting | High-Bay LFL: LED Integrated Luminaire | 2034 | FIXED_OM | REPLACEMENT | other | USD/gigalumen_year | us | us | 6426823332.5739
commercial lighting | High-Bay LFL: LED Integrated Luminaire | 2034 | FIXED_OM | REPLACEMENT | warehouse | USD/gigalumen_year | us | us | 6426823332.5739
commercial lighting | High-Bay LFL: LED Integrated Luminaire | 2035 | CAPITAL | NEW | assembly | USD/gigalumen_year | us | us | 153529668500.376
commercial lighting | High-Bay LFL: LED Integrated Luminaire | 2035 | CAPITAL | NEW | education | USD/gigalumen_year | us | us | 153529668500.376
commercial lighting | High-Bay LFL: LED Integrated Luminaire | 2035 | CAPITAL | NEW | food sales | USD/gigalumen_year | us | us | 153529668500.376
commercial lighting | High-Bay LFL: LED Integrated Luminaire | 2035 | CAPITAL | NEW | food service | USD/gigalumen_year | us | us | 153529668500.376
commercial lighting | High-Bay LFL: LED Integrated Luminaire | 2035 | CAPITAL | NEW | health | USD/gigalumen_year | us | us | 153529668500.376
commercial lighting | High-Bay LFL: LED Integrated Luminaire | 2035 | CAPITAL | NEW | lodging | USD/gigalumen_year | us | us | 153529668500.376
commercial lighting | High-Bay LFL: LED Integrated Luminaire | 2035 | CAPITAL | NEW | merc/service | USD/gigalumen_year | us | us | 153529668500.376
commercial lighting | High-Bay LFL: LED Integrated Luminaire | 2035 | CAPITAL | NEW | office-large | USD/gigalumen_year | us | us | 153529668500.376
commercial lighting | High-Bay LFL: LED Integrated Luminaire | 2035 | CAPITAL | NEW | office-small | USD/gigalumen_year | us | us | 153529668500.376
commercial lighting | High-Bay LFL: LED Integrated Luminaire | 2035 | CAPITAL | NEW | other | USD/gigalumen_year | us | us | 153529668500.376
commercial lighting | High-Bay LFL: LED Integrated Luminaire | 2035 | CAPITAL | NEW | warehouse | USD/gigalumen_year | us | us | 153529668500.376
commercial lighting | High-Bay LFL: LED Integrated Luminaire | 2035 | CAPITAL | REPLACEMENT | assembly | USD/gigalumen_year | us | us | 153529668500.376
commercial lighting | High-Bay LFL: LED Integrated Luminaire | 2035 | CAPITAL | REPLACEMENT | education | USD/gigalumen_year | us | us | 153529668500.376
commercial lighting | High-Bay LFL: LED Integrated Luminaire | 2035 | CAPITAL | REPLACEMENT | food sales | USD/gigalumen_year | us | us | 153529668500.376
commercial lighting | High-Bay LFL: LED Integrated Luminaire | 2035 | CAPITAL | REPLACEMENT | food service | USD/gigalumen_year | us | us | 153529668500.376
commercial lighting | High-Bay LFL: LED Integrated Luminaire | 2035 | CAPITAL | REPLACEMENT | health | USD/gigalumen_year | us | us | 153529668500.376
commercial lighting | High-Bay LFL: LED Integrated Luminaire | 2035 | CAPITAL | REPLACEMENT | lodging | USD/gigalumen_year | us | us | 153529668500.376
commercial lighting | High-Bay LFL: LED Integrated Luminaire | 2035 | CAPITAL | REPLACEMENT | merc/service | USD/gigalumen_year | us | us | 153529668500.376
commercial lighting | High-Bay LFL: LED Integrated Luminaire | 2035 | CAPITAL | REPLACEMENT | office-large | USD/gigalumen_year | us | us | 153529668500.376
commercial lighting | High-Bay LFL: LED Integrated Luminaire | 2035 | CAPITAL | REPLACEMENT | office-small | USD/gigalumen_year | us | us | 153529668500.376
commercial lighting | High-Bay LFL: LED Integrated Luminaire | 2035 | CAPITAL | REPLACEMENT | other | USD/gigalumen_year | us | us | 153529668500.376
commercial lighting | High-Bay LFL: LED Integrated Luminaire | 2035 | CAPITAL | REPLACEMENT | warehouse | USD/gigalumen_year | us | us | 153529668500.376
commercial lighting | High-Bay LFL: LED Integrated Luminaire | 2035 | FIXED_OM | NEW | assembly | USD/gigalumen_year | us | us | 6201320759.5011
commercial lighting | High-Bay LFL: LED Integrated Luminaire | 2035 | FIXED_OM | NEW | education | USD/gigalumen_year | us | us | 6201320759.5011
commercial lighting | High-Bay LFL: LED Integrated Luminaire | 2035 | FIXED_OM | NEW | food sales | USD/gigalumen_year | us | us | 6201320759.5011
commercial lighting | High-Bay LFL: LED Integrated Luminaire | 2035 | FIXED_OM | NEW | food service | USD/gigalumen_year | us | us | 6201320759.5011
commercial lighting | High-Bay LFL: LED Integrated Luminaire | 2035 | FIXED_OM | NEW | health | USD/gigalumen_year | us | us | 6201320759.5011
commercial lighting | High-Bay LFL: LED Integrated Luminaire | 2035 | FIXED_OM | NEW | lodging | USD/gigalumen_year | us | us | 6201320759.5011
commercial lighting | High-Bay LFL: LED Integrated Luminaire | 2035 | FIXED_OM | NEW | merc/service | USD/gigalumen_year | us | us | 6201320759.5011
commercial lighting | High-Bay LFL: LED Integrated Luminaire | 2035 | FIXED_OM | NEW | office-large | USD/gigalumen_year | us | us | 6201320759.5011
commercial lighting | High-Bay LFL: LED Integrated Luminaire | 2035 | FIXED_OM | NEW | office-small | USD/gigalumen_year | us | us | 6201320759.5011
commercial lighting | High-Bay LFL: LED Integrated Luminaire | 2035 | FIXED_OM | NEW | other | USD/gigalumen_year | us | us | 6201320759.5011
commercial lighting | High-Bay LFL: LED Integrated Luminaire | 2035 | FIXED_OM | NEW | warehouse | USD/gigalumen_year | us | us | 6201320759.5011
commercial lighting | High-Bay LFL: LED Integrated Luminaire | 2035 | FIXED_OM | REPLACEMENT | assembly | USD/gigalumen_year | us | us | 6201320759.5011
commercial lighting | High-Bay LFL: LED Integrated Luminaire | 2035 | FIXED_OM | REPLACEMENT | education | USD/gigalumen_year | us | us | 6201320759.5011
commercial lighting | High-Bay LFL: LED Integrated Luminaire | 2035 | FIXED_OM | REPLACEMENT | food sales | USD/gigalumen_year | us | us | 6201320759.5011
commercial lighting | High-Bay LFL: LED Integrated Luminaire | 2035 | FIXED_OM | REPLACEMENT | food service | USD/gigalumen_year | us | us | 6201320759.5011
commercial lighting | High-Bay LFL: LED Integrated Luminaire | 2035 | FIXED_OM | REPLACEMENT | health | USD/gigalumen_year | us | us | 6201320759.5011
commercial lighting | High-Bay LFL: LED Integrated Luminaire | 2035 | FIXED_OM | REPLACEMENT | lodging | USD/gigalumen_year | us | us | 6201320759.5011
commercial lighting | High-Bay LFL: LED Integrated Luminaire | 2035 | FIXED_OM | REPLACEMENT | merc/service | USD/gigalumen_year | us | us | 6201320759.5011
commercial lighting | High-Bay LFL: LED Integrated Luminaire | 2035 | FIXED_OM | REPLACEMENT | office-large | USD/gigalumen_year | us | us | 6201320759.5011
commercial lighting | High-Bay LFL: LED Integrated Luminaire | 2035 | FIXED_OM | REPLACEMENT | office-small | USD/gigalumen_year | us | us | 6201320759.5011
commercial lighting | High-Bay LFL: LED Integrated Luminaire | 2035 | FIXED_OM | REPLACEMENT | other | USD/gigalumen_year | us | us | 6201320759.5011
commercial lighting | High-Bay LFL: LED Integrated Luminaire | 2035 | FIXED_OM | REPLACEMENT | warehouse | USD/gigalumen_year | us | us | 6201320759.5011
commercial lighting | High-Bay LFL: LED Integrated Luminaire | 2036 | CAPITAL | NEW | assembly | USD/gigalumen_year | us | us | 147854520411.378
commercial lighting | High-Bay LFL: LED Integrated Luminaire | 2036 | CAPITAL | NEW | education | USD/gigalumen_year | us | us | 147854520411.378
commercial lighting | High-Bay LFL: LED Integrated Luminaire | 2036 | CAPITAL | NEW | food sales | USD/gigalumen_year | us | us | 147854520411.378
commercial lighting | High-Bay LFL: LED Integrated Luminaire | 2036 | CAPITAL | NEW | food service | USD/gigalumen_year | us | us | 147854520411.378
commercial lighting | High-Bay LFL: LED Integrated Luminaire | 2036 | CAPITAL | NEW | health | USD/gigalumen_year | us | us | 147854520411.378
commercial lighting | High-Bay LFL: LED Integrated Luminaire | 2036 | CAPITAL | NEW | lodging | USD/gigalumen_year | us | us | 147854520411.378
commercial lighting | High-Bay LFL: LED Integrated Luminaire | 2036 | CAPITAL | NEW | merc/service | USD/gigalumen_year | us | us | 147854520411.378
commercial lighting | High-Bay LFL: LED Integrated Luminaire | 2036 | CAPITAL | NEW | office-large | USD/gigalumen_year | us | us | 147854520411.378
commercial lighting | High-Bay LFL: LED Integrated Luminaire | 2036 | CAPITAL | NEW | office-small | USD/gigalumen_year | us | us | 147854520411.378
commercial lighting | High-Bay LFL: LED Integrated Luminaire | 2036 | CAPITAL | NEW | other | USD/gigalumen_year | us | us | 147854520411.378
commercial lighting | High-Bay LFL: LED Integrated Luminaire | 2036 | CAPITAL | NEW | warehouse | USD/gigalumen_year | us | us | 147854520411.378
commercial lighting | High-Bay LFL: LED Integrated Luminaire | 2036 | CAPITAL | REPLACEMENT | assembly | USD/gigalumen_year | us | us | 147854520411.378
commercial lighting | High-Bay LFL: LED Integrated Luminaire | 2036 | CAPITAL | REPLACEMENT | education | USD/gigalumen_year | us | us | 147854520411.378
commercial lighting | High-Bay LFL: LED Integrated Luminaire | 2036 | CAPITAL | REPLACEMENT | food sales | USD/gigalumen_year | us | us | 147854520411.378
commercial lighting | High-Bay LFL: LED Integrated Luminaire | 2036 | CAPITAL | REPLACEMENT | food service | USD/gigalumen_year | us | us | 147854520411.378
commercial lighting | High-Bay LFL: LED Integrated Luminaire | 2036 | CAPITAL | REPLACEMENT | health | USD/gigalumen_year | us | us | 147854520411.378
commercial lighting | High-Bay LFL: LED Integrated Luminaire | 2036 | CAPITAL | REPLACEMENT | lodging | USD/gigalumen_year | us | us | 147854520411.378
commercial lighting | High-Bay LFL: LED Integrated Luminaire | 2036 | CAPITAL | REPLACEMENT | merc/service | USD/gigalumen_year | us | us | 147854520411.378
commercial lighting | High-Bay LFL: LED Integrated Luminaire | 2036 | CAPITAL | REPLACEMENT | office-large | USD/gigalumen_year | us | us | 147854520411.378
commercial lighting | High-Bay LFL: LED Integrated Luminaire | 2036 | CAPITAL | REPLACEMENT | office-small | USD/gigalumen_year | us | us | 147854520411.378
commercial lighting | High-Bay LFL: LED Integrated Luminaire | 2036 | CAPITAL | REPLACEMENT | other | USD/gigalumen_year | us | us | 147854520411.378
commercial lighting | High-Bay LFL: LED Integrated Luminaire | 2036 | CAPITAL | REPLACEMENT | warehouse | USD/gigalumen_year | us | us | 147854520411.378
commercial lighting | High-Bay LFL: LED Integrated Luminaire | 2036 | FIXED_OM | NEW | assembly | USD/gigalumen_year | us | us | 5975818186.4284
commercial lighting | High-Bay LFL: LED Integrated Luminaire | 2036 | FIXED_OM | NEW | education | USD/gigalumen_year | us | us | 5975818186.4284
commercial lighting | High-Bay LFL: LED Integrated Luminaire | 2036 | FIXED_OM | NEW | food sales | USD/gigalumen_year | us | us | 5975818186.4284
commercial lighting | High-Bay LFL: LED Integrated Luminaire | 2036 | FIXED_OM | NEW | food service | USD/gigalumen_year | us | us | 5975818186.4284
commercial lighting | High-Bay LFL: LED Integrated Luminaire | 2036 | FIXED_OM | NEW | health | USD/gigalumen_year | us | us | 5975818186.4284
commercial lighting | High-Bay LFL: LED Integrated Luminaire | 2036 | FIXED_OM | NEW | lodging | USD/gigalumen_year | us | us | 5975818186.4284
commercial lighting | High-Bay LFL: LED Integrated Luminaire | 2036 | FIXED_OM | NEW | merc/service | USD/gigalumen_year | us | us | 5975818186.4284
commercial lighting | High-Bay LFL: LED Integrated Luminaire | 2036 | FIXED_OM | NEW | office-large | USD/gigalumen_year | us | us | 5975818186.4284
commercial lighting | High-Bay LFL: LED Integrated Luminaire | 2036 | FIXED_OM | NEW | office-small | USD/gigalumen_year | us | us | 5975818186.4284
commercial lighting | High-Bay LFL: LED Integrated Luminaire | 2036 | FIXED_OM | NEW | other | USD/gigalumen_year | us | us | 5975818186.4284
commercial lighting | High-Bay LFL: LED Integrated Luminaire | 2036 | FIXED_OM | NEW | warehouse | USD/gigalumen_year | us | us | 5975818186.4284
commercial lighting | High-Bay LFL: LED Integrated Luminaire | 2036 | FIXED_OM | REPLACEMENT | assembly | USD/gigalumen_year | us | us | 5975818186.4284
commercial lighting | High-Bay LFL: LED Integrated Luminaire | 2036 | FIXED_OM | REPLACEMENT | education | USD/gigalumen_year | us | us | 5975818186.4284
commercial lighting | High-Bay LFL: LED Integrated Luminaire | 2036 | FIXED_OM | REPLACEMENT | food sales | USD/gigalumen_year | us | us | 5975818186.4284
commercial lighting | High-Bay LFL: LED Integrated Luminaire | 2036 | FIXED_OM | REPLACEMENT | food service | USD/gigalumen_year | us | us | 5975818186.4284
commercial lighting | High-Bay LFL: LED Integrated Luminaire | 2036 | FIXED_OM | REPLACEMENT | health | USD/gigalumen_year | us | us | 5975818186.4284
commercial lighting | High-Bay LFL: LED Integrated Luminaire | 2036 | FIXED_OM | REPLACEMENT | lodging | USD/gigalumen_year | us | us | 5975818186.4284
commercial lighting | High-Bay LFL: LED Integrated Luminaire | 2036 | FIXED_OM | REPLACEMENT | merc/service | USD/gigalumen_year | us | us | 5975818186.4284
commercial lighting | High-Bay LFL: LED Integrated Luminaire | 2036 | FIXED_OM | REPLACEMENT | office-large | USD/gigalumen_year | us | us | 5975818186.4284
commercial lighting | High-Bay LFL: LED Integrated Luminaire | 2036 | FIXED_OM | REPLACEMENT | office-small | USD/gigalumen_year | us | us | 5975818186.4284
commercial lighting | High-Bay LFL: LED Integrated Luminaire | 2036 | FIXED_OM | REPLACEMENT | other | USD/gigalumen_year | us | us | 5975818186.4284
commercial lighting | High-Bay LFL: LED Integrated Luminaire | 2036 | FIXED_OM | REPLACEMENT | warehouse | USD/gigalumen_year | us | us | 5975818186.4284
commercial lighting | High-Bay LFL: LED Integrated Luminaire | 2037 | CAPITAL | NEW | assembly | USD/gigalumen_year | us | us | 142179372322.38
commercial lighting | High-Bay LFL: LED Integrated Luminaire | 2037 | CAPITAL | NEW | education | USD/gigalumen_year | us | us | 142179372322.38
commercial lighting | High-Bay LFL: LED Integrated Luminaire | 2037 | CAPITAL | NEW | food sales | USD/gigalumen_year | us | us | 142179372322.38
commercial lighting | High-Bay LFL: LED Integrated Luminaire | 2037 | CAPITAL | NEW | food service | USD/gigalumen_year | us | us | 142179372322.38
commercial lighting | High-Bay LFL: LED Integrated Luminaire | 2037 | CAPITAL | NEW | health | USD/gigalumen_year | us | us | 142179372322.38
commercial lighting | High-Bay LFL: LED Integrated Luminaire | 2037 | CAPITAL | NEW | lodging | USD/gigalumen_year | us | us | 142179372322.38
commercial lighting | High-Bay LFL: LED Integrated Luminaire | 2037 | CAPITAL | NEW | merc/service | USD/gigalumen_year | us | us | 142179372322.38
commercial lighting | High-Bay LFL: LED Integrated Luminaire | 2037 | CAPITAL | NEW | office-large | USD/gigalumen_year | us | us | 142179372322.38
commercial lighting | High-Bay LFL: LED Integrated Luminaire | 2037 | CAPITAL | NEW | office-small | USD/gigalumen_year | us | us | 142179372322.38
commercial lighting | High-Bay LFL: LED Integrated Luminaire | 2037 | CAPITAL | NEW | other | USD/gigalumen_year | us | us | 142179372322.38
commercial lighting | High-Bay LFL: LED Integrated Luminaire | 2037 | CAPITAL | NEW | warehouse | USD/gigalumen_year | us | us | 142179372322.38
commercial lighting | High-Bay LFL: LED Integrated Luminaire | 2037 | CAPITAL | REPLACEMENT | assembly | USD/gigalumen_year | us | us | 142179372322.38
commercial lighting | High-Bay LFL: LED Integrated Luminaire | 2037 | CAPITAL | REPLACEMENT | education | USD/gigalumen_year | us | us | 142179372322.38
commercial lighting | High-Bay LFL: LED Integrated Luminaire | 2037 | CAPITAL | REPLACEMENT | food sales | USD/gigalumen_year | us | us | 142179372322.38
commercial lighting | High-Bay LFL: LED Integrated Luminaire | 2037 | CAPITAL | REPLACEMENT | food service | USD/gigalumen_year | us | us | 142179372322.38
commercial lighting | High-Bay LFL: LED Integrated Luminaire | 2037 | CAPITAL | REPLACEMENT | health | USD/gigalumen_year | us | us | 142179372322.38
commercial lighting | High-Bay LFL: LED Integrated Luminaire | 2037 | CAPITAL | REPLACEMENT | lodging | USD/gigalumen_year | us | us | 142179372322.38
commercial lighting | High-Bay LFL: LED Integrated Luminaire | 2037 | CAPITAL | REPLACEMENT | merc/service | USD/gigalumen_year | us | us | 142179372322.38
commercial lighting | High-Bay LFL: LED Integrated Luminaire | 2037 | CAPITAL | REPLACEMENT | office-large | USD/gigalumen_year | us | us | 142179372322.38
commercial lighting | High-Bay LFL: LED Integrated Luminaire | 2037 | CAPITAL | REPLACEMENT | office-small | USD/gigalumen_year | us | us | 142179372322.38
commercial lighting | High-Bay LFL: LED Integrated Luminaire | 2037 | CAPITAL | REPLACEMENT | other | USD/gigalumen_year | us | us | 142179372322.38
commercial lighting | High-Bay LFL: LED Integrated Luminaire | 2037 | CAPITAL | REPLACEMENT | warehouse | USD/gigalumen_year | us | us | 142179372322.38
commercial lighting | High-Bay LFL: LED Integrated Luminaire | 2037 | FIXED_OM | NEW | assembly | USD/gigalumen_year | us | us | 5750315613.3556
commercial lighting | High-Bay LFL: LED Integrated Luminaire | 2037 | FIXED_OM | NEW | education | USD/gigalumen_year | us | us | 5750315613.3556
commercial lighting | High-Bay LFL: LED Integrated Luminaire | 2037 | FIXED_OM | NEW | food sales | USD/gigalumen_year | us | us | 5750315613.3556
commercial lighting | High-Bay LFL: LED Integrated Luminaire | 2037 | FIXED_OM | NEW | food service | USD/gigalumen_year | us | us | 5750315613.3556
commercial lighting | High-Bay LFL: LED Integrated Luminaire | 2037 | FIXED_OM | NEW | health | USD/gigalumen_year | us | us | 5750315613.3556
commercial lighting | High-Bay LFL: LED Integrated Luminaire | 2037 | FIXED_OM | NEW | lodging | USD/gigalumen_year | us | us | 5750315613.3556
commercial lighting | High-Bay LFL: LED Integrated Luminaire | 2037 | FIXED_OM | NEW | merc/service | USD/gigalumen_year | us | us | 5750315613.3556
commercial lighting | High-Bay LFL: LED Integrated Luminaire | 2037 | FIXED_OM | NEW | office-large | USD/gigalumen_year | us | us | 5750315613.3556
commercial lighting | High-Bay LFL: LED Integrated Luminaire | 2037 | FIXED_OM | NEW | office-small | USD/gigalumen_year | us | us | 5750315613.3556
commercial lighting | High-Bay LFL: LED Integrated Luminaire | 2037 | FIXED_OM | NEW | other | USD/gigalumen_year | us | us | 5750315613.3556
commercial lighting | High-Bay LFL: LED Integrated Luminaire | 2037 | FIXED_OM | NEW | warehouse | USD/gigalumen_year | us | us | 5750315613.3556
commercial lighting | High-Bay LFL: LED Integrated Luminaire | 2037 | FIXED_OM | REPLACEMENT | assembly | USD/gigalumen_year | us | us | 5750315613.3556
commercial lighting | High-Bay LFL: LED Integrated Luminaire | 2037 | FIXED_OM | REPLACEMENT | education | USD/gigalumen_year | us | us | 5750315613.3556
commercial lighting | High-Bay LFL: LED Integrated Luminaire | 2037 | FIXED_OM | REPLACEMENT | food sales | USD/gigalumen_year | us | us | 5750315613.3556
commercial lighting | High-Bay LFL: LED Integrated Luminaire | 2037 | FIXED_OM | REPLACEMENT | food service | USD/gigalumen_year | us | us | 5750315613.3556
commercial lighting | High-Bay LFL: LED Integrated Luminaire | 2037 | FIXED_OM | REPLACEMENT | health | USD/gigalumen_year | us | us | 5750315613.3556
commercial lighting | High-Bay LFL: LED Integrated Luminaire | 2037 | FIXED_OM | REPLACEMENT | lodging | USD/gigalumen_year | us | us | 5750315613.3556
commercial lighting | High-Bay LFL: LED Integrated Luminaire | 2037 | FIXED_OM | REPLACEMENT | merc/service | USD/gigalumen_year | us | us | 5750315613.3556
commercial lighting | High-Bay LFL: LED Integrated Luminaire | 2037 | FIXED_OM | REPLACEMENT | office-large | USD/gigalumen_year | us | us | 5750315613.3556
commercial lighting | High-Bay LFL: LED Integrated Luminaire | 2037 | FIXED_OM | REPLACEMENT | office-small | USD/gigalumen_year | us | us | 5750315613.3556
commercial lighting | High-Bay LFL: LED Integrated Luminaire | 2037 | FIXED_OM | REPLACEMENT | other | USD/gigalumen_year | us | us | 5750315613.3556
commercial lighting | High-Bay LFL: LED Integrated Luminaire | 2037 | FIXED_OM | REPLACEMENT | warehouse | USD/gigalumen_year | us | us | 5750315613.3556
commercial lighting | High-Bay LFL: LED Integrated Luminaire | 2038 | CAPITAL | NEW | assembly | USD/gigalumen_year | us | us | 136504224233.382
commercial lighting | High-Bay LFL: LED Integrated Luminaire | 2038 | CAPITAL | NEW | education | USD/gigalumen_year | us | us | 136504224233.382
commercial lighting | High-Bay LFL: LED Integrated Luminaire | 2038 | CAPITAL | NEW | food sales | USD/gigalumen_year | us | us | 136504224233.382
commercial lighting | High-Bay LFL: LED Integrated Luminaire | 2038 | CAPITAL | NEW | food service | USD/gigalumen_year | us | us | 136504224233.382
commercial lighting | High-Bay LFL: LED Integrated Luminaire | 2038 | CAPITAL | NEW | health | USD/gigalumen_year | us | us | 136504224233.382
commercial lighting | High-Bay LFL: LED Integrated Luminaire | 2038 | CAPITAL | NEW | lodging | USD/gigalumen_year | us | us | 136504224233.382
commercial lighting | High-Bay LFL: LED Integrated Luminaire | 2038 | CAPITAL | NEW | merc/service | USD/gigalumen_year | us | us | 136504224233.382
commercial lighting | High-Bay LFL: LED Integrated Luminaire | 2038 | CAPITAL | NEW | office-large | USD/gigalumen_year | us | us | 136504224233.382
commercial lighting | High-Bay LFL: LED Integrated Luminaire | 2038 | CAPITAL | NEW | office-small | USD/gigalumen_year | us | us | 136504224233.382
commercial lighting | High-Bay LFL: LED Integrated Luminaire | 2038 | CAPITAL | NEW | other | USD/gigalumen_year | us | us | 136504224233.382
commercial lighting | High-Bay LFL: LED Integrated Luminaire | 2038 | CAPITAL | NEW | warehouse | USD/gigalumen_year | us | us | 136504224233.382
commercial lighting | High-Bay LFL: LED Integrated Luminaire | 2038 | CAPITAL | REPLACEMENT | assembly | USD/gigalumen_year | us | us | 136504224233.382
commercial lighting | High-Bay LFL: LED Integrated Luminaire | 2038 | CAPITAL | REPLACEMENT | education | USD/gigalumen_year | us | us | 136504224233.382
commercial lighting | High-Bay LFL: LED Integrated Luminaire | 2038 | CAPITAL | REPLACEMENT | food sales | USD/gigalumen_year | us | us | 136504224233.382
commercial lighting | High-Bay LFL: LED Integrated Luminaire | 2038 | CAPITAL | REPLACEMENT | food service | USD/gigalumen_year | us | us | 136504224233.382
commercial lighting | High-Bay LFL: LED Integrated Luminaire | 2038 | CAPITAL | REPLACEMENT | health | USD/gigalumen_year | us | us | 136504224233.382
commercial lighting | High-Bay LFL: LED Integrated Luminaire | 2038 | CAPITAL | REPLACEMENT | lodging | USD/gigalumen_year | us | us | 136504224233.382
commercial lighting | High-Bay LFL: LED Integrated Luminaire | 2038 | CAPITAL | REPLACEMENT | merc/service | USD/gigalumen_year | us | us | 136504224233.382
commercial lighting | High-Bay LFL: LED Integrated Luminaire | 2038 | CAPITAL | REPLACEMENT | office-large | USD/gigalumen_year | us | us | 136504224233.382
commercial lighting | High-Bay LFL: LED Integrated Luminaire | 2038 | CAPITAL | REPLACEMENT | office-small | USD/gigalumen_year | us | us | 136504224233.382
commercial lighting | High-Bay LFL: LED Integrated Luminaire | 2038 | CAPITAL | REPLACEMENT | other | USD/gigalumen_year | us | us | 136504224233.382
commercial lighting | High-Bay LFL: LED Integrated Luminaire | 2038 | CAPITAL | REPLACEMENT | warehouse | USD/gigalumen_year | us | us | 136504224233.382
commercial lighting | High-Bay LFL: LED Integrated Luminaire | 2038 | FIXED_OM | NEW | assembly | USD/gigalumen_year | us | us | 5524813040.2828
commercial lighting | High-Bay LFL: LED Integrated Luminaire | 2038 | FIXED_OM | NEW | education | USD/gigalumen_year | us | us | 5524813040.2828
commercial lighting | High-Bay LFL: LED Integrated Luminaire | 2038 | FIXED_OM | NEW | food sales | USD/gigalumen_year | us | us | 5524813040.2828
commercial lighting | High-Bay LFL: LED Integrated Luminaire | 2038 | FIXED_OM | NEW | food service | USD/gigalumen_year | us | us | 5524813040.2828
commercial lighting | High-Bay LFL: LED Integrated Luminaire | 2038 | FIXED_OM | NEW | health | USD/gigalumen_year | us | us | 5524813040.2828
commercial lighting | High-Bay LFL: LED Integrated Luminaire | 2038 | FIXED_OM | NEW | lodging | USD/gigalumen_year | us | us | 5524813040.2828
commercial lighting | High-Bay LFL: LED Integrated Luminaire | 2038 | FIXED_OM | NEW | merc/service | USD/gigalumen_year | us | us | 5524813040.2828
commercial lighting | High-Bay LFL: LED Integrated Luminaire | 2038 | FIXED_OM | NEW | office-large | USD/gigalumen_year | us | us | 5524813040.2828
commercial lighting | High-Bay LFL: LED Integrated Luminaire | 2038 | FIXED_OM | NEW | office-small | USD/gigalumen_year | us | us | 5524813040.2828
commercial lighting | High-Bay LFL: LED Integrated Luminaire | 2038 | FIXED_OM | NEW | other | USD/gigalumen_year | us | us | 5524813040.2828
commercial lighting | High-Bay LFL: LED Integrated Luminaire | 2038 | FIXED_OM | NEW | warehouse | USD/gigalumen_year | us | us | 5524813040.2828
commercial lighting | High-Bay LFL: LED Integrated Luminaire | 2038 | FIXED_OM | REPLACEMENT | assembly | USD/gigalumen_year | us | us | 5524813040.2828
commercial lighting | High-Bay LFL: LED Integrated Luminaire | 2038 | FIXED_OM | REPLACEMENT | education | USD/gigalumen_year | us | us | 5524813040.2828
commercial lighting | High-Bay LFL: LED Integrated Luminaire | 2038 | FIXED_OM | REPLACEMENT | food sales | USD/gigalumen_year | us | us | 5524813040.2828
commercial lighting | High-Bay LFL: LED Integrated Luminaire | 2038 | FIXED_OM | REPLACEMENT | food service | USD/gigalumen_year | us | us | 5524813040.2828
commercial lighting | High-Bay LFL: LED Integrated Luminaire | 2038 | FIXED_OM | REPLACEMENT | health | USD/gigalumen_year | us | us | 5524813040.2828
commercial lighting | High-Bay LFL: LED Integrated Luminaire | 2038 | FIXED_OM | REPLACEMENT | lodging | USD/gigalumen_year | us | us | 5524813040.2828
commercial lighting | High-Bay LFL: LED Integrated Luminaire | 2038 | FIXED_OM | REPLACEMENT | merc/service | USD/gigalumen_year | us | us | 5524813040.2828
commercial lighting | High-Bay LFL: LED Integrated Luminaire | 2038 | FIXED_OM | REPLACEMENT | office-large | USD/gigalumen_year | us | us | 5524813040.2828
commercial lighting | High-Bay LFL: LED Integrated Luminaire | 2038 | FIXED_OM | REPLACEMENT | office-small | USD/gigalumen_year | us | us | 5524813040.2828
commercial lighting | High-Bay LFL: LED Integrated Luminaire | 2038 | FIXED_OM | REPLACEMENT | other | USD/gigalumen_year | us | us | 5524813040.2828
commercial lighting | High-Bay LFL: LED Integrated Luminaire | 2038 | FIXED_OM | REPLACEMENT | warehouse | USD/gigalumen_year | us | us | 5524813040.2828
commercial lighting | High-Bay LFL: LED Integrated Luminaire | 2039 | CAPITAL | NEW | assembly | USD/gigalumen_year | us | us | 130829076144.384
commercial lighting | High-Bay LFL: LED Integrated Luminaire | 2039 | CAPITAL | NEW | education | USD/gigalumen_year | us | us | 130829076144.384
commercial lighting | High-Bay LFL: LED Integrated Luminaire | 2039 | CAPITAL | NEW | food sales | USD/gigalumen_year | us | us | 130829076144.384
commercial lighting | High-Bay LFL: LED Integrated Luminaire | 2039 | CAPITAL | NEW | food service | USD/gigalumen_year | us | us | 130829076144.384
commercial lighting | High-Bay LFL: LED Integrated Luminaire | 2039 | CAPITAL | NEW | health | USD/gigalumen_year | us | us | 130829076144.384
commercial lighting | High-Bay LFL: LED Integrated Luminaire | 2039 | CAPITAL | NEW | lodging | USD/gigalumen_year | us | us | 130829076144.384
commercial lighting | High-Bay LFL: LED Integrated Luminaire | 2039 | CAPITAL | NEW | merc/service | USD/gigalumen_year | us | us | 130829076144.384
commercial lighting | High-Bay LFL: LED Integrated Luminaire | 2039 | CAPITAL | NEW | office-large | USD/gigalumen_year | us | us | 130829076144.384
commercial lighting | High-Bay LFL: LED Integrated Luminaire | 2039 | CAPITAL | NEW | office-small | USD/gigalumen_year | us | us | 130829076144.384
commercial lighting | High-Bay LFL: LED Integrated Luminaire | 2039 | CAPITAL | NEW | other | USD/gigalumen_year | us | us | 130829076144.384
commercial lighting | High-Bay LFL: LED Integrated Luminaire | 2039 | CAPITAL | NEW | warehouse | USD/gigalumen_year | us | us | 130829076144.384
commercial lighting | High-Bay LFL: LED Integrated Luminaire | 2039 | CAPITAL | REPLACEMENT | assembly | USD/gigalumen_year | us | us | 130829076144.384
commercial lighting | High-Bay LFL: LED Integrated Luminaire | 2039 | CAPITAL | REPLACEMENT | education | USD/gigalumen_year | us | us | 130829076144.384
commercial lighting | High-Bay LFL: LED Integrated Luminaire | 2039 | CAPITAL | REPLACEMENT | food sales | USD/gigalumen_year | us | us | 130829076144.384
commercial lighting | High-Bay LFL: LED Integrated Luminaire | 2039 | CAPITAL | REPLACEMENT | food service | USD/gigalumen_year | us | us | 130829076144.384
commercial lighting | High-Bay LFL: LED Integrated Luminaire | 2039 | CAPITAL | REPLACEMENT | health | USD/gigalumen_year | us | us | 130829076144.384
commercial lighting | High-Bay LFL: LED Integrated Luminaire | 2039 | CAPITAL | REPLACEMENT | lodging | USD/gigalumen_year | us | us | 130829076144.384
commercial lighting | High-Bay LFL: LED Integrated Luminaire | 2039 | CAPITAL | REPLACEMENT | merc/service | USD/gigalumen_year | us | us | 130829076144.384
commercial lighting | High-Bay LFL: LED Integrated Luminaire | 2039 | CAPITAL | REPLACEMENT | office-large | USD/gigalumen_year | us | us | 130829076144.384
commercial lighting | High-Bay LFL: LED Integrated Luminaire | 2039 | CAPITAL | REPLACEMENT | office-small | USD/gigalumen_year | us | us | 130829076144.384
commercial lighting | High-Bay LFL: LED Integrated Luminaire | 2039 | CAPITAL | REPLACEMENT | other | USD/gigalumen_year | us | us | 130829076144.384
commercial lighting | High-Bay LFL: LED Integrated Luminaire | 2039 | CAPITAL | REPLACEMENT | warehouse | USD/gigalumen_year | us | us | 130829076144.384
commercial lighting | High-Bay LFL: LED Integrated Luminaire | 2039 | FIXED_OM | NEW | assembly | USD/gigalumen_year | us | us | 5299310467.2101
commercial lighting | High-Bay LFL: LED Integrated Luminaire | 2039 | FIXED_OM | NEW | education | USD/gigalumen_year | us | us | 5299310467.2101
commercial lighting | High-Bay LFL: LED Integrated Luminaire | 2039 | FIXED_OM | NEW | food sales | USD/gigalumen_year | us | us | 5299310467.2101
commercial lighting | High-Bay LFL: LED Integrated Luminaire | 2039 | FIXED_OM | NEW | food service | USD/gigalumen_year | us | us | 5299310467.2101
commercial lighting | High-Bay LFL: LED Integrated Luminaire | 2039 | FIXED_OM | NEW | health | USD/gigalumen_year | us | us | 5299310467.2101
commercial lighting | High-Bay LFL: LED Integrated Luminaire | 2039 | FIXED_OM | NEW | lodging | USD/gigalumen_year | us | us | 5299310467.2101
commercial lighting | High-Bay LFL: LED Integrated Luminaire | 2039 | FIXED_OM | NEW | merc/service | USD/gigalumen_year | us | us | 5299310467.2101
commercial lighting | High-Bay LFL: LED Integrated Luminaire | 2039 | FIXED_OM | NEW | office-large | USD/gigalumen_year | us | us | 5299310467.2101
commercial lighting | High-Bay LFL: LED Integrated Luminaire | 2039 | FIXED_OM | NEW | office-small | USD/gigalumen_year | us | us | 5299310467.2101
commercial lighting | High-Bay LFL: LED Integrated Luminaire | 2039 | FIXED_OM | NEW | other | USD/gigalumen_year | us | us | 5299310467.2101
commercial lighting | High-Bay LFL: LED Integrated Luminaire | 2039 | FIXED_OM | NEW | warehouse | USD/gigalumen_year | us | us | 5299310467.2101
commercial lighting | High-Bay LFL: LED Integrated Luminaire | 2039 | FIXED_OM | REPLACEMENT | assembly | USD/gigalumen_year | us | us | 5299310467.2101
commercial lighting | High-Bay LFL: LED Integrated Luminaire | 2039 | FIXED_OM | REPLACEMENT | education | USD/gigalumen_year | us | us | 5299310467.2101
commercial lighting | High-Bay LFL: LED Integrated Luminaire | 2039 | FIXED_OM | REPLACEMENT | food sales | USD/gigalumen_year | us | us | 5299310467.2101
commercial lighting | High-Bay LFL: LED Integrated Luminaire | 2039 | FIXED_OM | REPLACEMENT | food service | USD/gigalumen_year | us | us | 5299310467.2101
commercial lighting | High-Bay LFL: LED Integrated Luminaire | 2039 | FIXED_OM | REPLACEMENT | health | USD/gigalumen_year | us | us | 5299310467.2101
commercial lighting | High-Bay LFL: LED Integrated Luminaire | 2039 | FIXED_OM | REPLACEMENT | lodging | USD/gigalumen_year | us | us | 5299310467.2101
commercial lighting | High-Bay LFL: LED Integrated Luminaire | 2039 | FIXED_OM | REPLACEMENT | merc/service | USD/gigalumen_year | us | us | 5299310467.2101
commercial lighting | High-Bay LFL: LED Integrated Luminaire | 2039 | FIXED_OM | REPLACEMENT | office-large | USD/gigalumen_year | us | us | 5299310467.2101
commercial lighting | High-Bay LFL: LED Integrated Luminaire | 2039 | FIXED_OM | REPLACEMENT | office-small | USD/gigalumen_year | us | us | 5299310467.2101
commercial lighting | High-Bay LFL: LED Integrated Luminaire | 2039 | FIXED_OM | REPLACEMENT | other | USD/gigalumen_year | us | us | 5299310467.2101
commercial lighting | High-Bay LFL: LED Integrated Luminaire | 2039 | FIXED_OM | REPLACEMENT | warehouse | USD/gigalumen_year | us | us | 5299310467.2101
commercial lighting | High-Bay LFL: LED Integrated Luminaire | 2040 | CAPITAL | NEW | assembly | USD/gigalumen_year | us | us | 125153928055.386
commercial lighting | High-Bay LFL: LED Integrated Luminaire | 2040 | CAPITAL | NEW | education | USD/gigalumen_year | us | us | 125153928055.386
commercial lighting | High-Bay LFL: LED Integrated Luminaire | 2040 | CAPITAL | NEW | food sales | USD/gigalumen_year | us | us | 125153928055.386
commercial lighting | High-Bay LFL: LED Integrated Luminaire | 2040 | CAPITAL | NEW | food service | USD/gigalumen_year | us | us | 125153928055.386
commercial lighting | High-Bay LFL: LED Integrated Luminaire | 2040 | CAPITAL | NEW | health | USD/gigalumen_year | us | us | 125153928055.386
commercial lighting | High-Bay LFL: LED Integrated Luminaire | 2040 | CAPITAL | NEW | lodging | USD/gigalumen_year | us | us | 125153928055.386
commercial lighting | High-Bay LFL: LED Integrated Luminaire | 2040 | CAPITAL | NEW | merc/service | USD/gigalumen_year | us | us | 125153928055.386
commercial lighting | High-Bay LFL: LED Integrated Luminaire | 2040 | CAPITAL | NEW | office-large | USD/gigalumen_year | us | us | 125153928055.386
commercial lighting | High-Bay LFL: LED Integrated Luminaire | 2040 | CAPITAL | NEW | office-small | USD/gigalumen_year | us | us | 125153928055.386
commercial lighting | High-Bay LFL: LED Integrated Luminaire | 2040 | CAPITAL | NEW | other | USD/gigalumen_year | us | us | 125153928055.386
commercial lighting | High-Bay LFL: LED Integrated Luminaire | 2040 | CAPITAL | NEW | warehouse | USD/gigalumen_year | us | us | 125153928055.386
commercial lighting | High-Bay LFL: LED Integrated Luminaire | 2040 | CAPITAL | REPLACEMENT | assembly | USD/gigalumen_year | us | us | 125153928055.386
commercial lighting | High-Bay LFL: LED Integrated Luminaire | 2040 | CAPITAL | REPLACEMENT | education | USD/gigalumen_year | us | us | 125153928055.386
commercial lighting | High-Bay LFL: LED Integrated Luminaire | 2040 | CAPITAL | REPLACEMENT | food sales | USD/gigalumen_year | us | us | 125153928055.386
commercial lighting | High-Bay LFL: LED Integrated Luminaire | 2040 | CAPITAL | REPLACEMENT | food service | USD/gigalumen_year | us | us | 125153928055.386
commercial lighting | High-Bay LFL: LED Integrated Luminaire | 2040 | CAPITAL | REPLACEMENT | health | USD/gigalumen_year | us | us | 125153928055.386
commercial lighting | High-Bay LFL: LED Integrated Luminaire | 2040 | CAPITAL | REPLACEMENT | lodging | USD/gigalumen_year | us | us | 125153928055.386
commercial lighting | High-Bay LFL: LED Integrated Luminaire | 2040 | CAPITAL | REPLACEMENT | merc/service | USD/gigalumen_year | us | us | 125153928055.386
commercial lighting | High-Bay LFL: LED Integrated Luminaire | 2040 | CAPITAL | REPLACEMENT | office-large | USD/gigalumen_year | us | us | 125153928055.386
commercial lighting | High-Bay LFL: LED Integrated Luminaire | 2040 | CAPITAL | REPLACEMENT | office-small | USD/gigalumen_year | us | us | 125153928055.386
commercial lighting | High-Bay LFL: LED Integrated Luminaire | 2040 | CAPITAL | REPLACEMENT | other | USD/gigalumen_year | us | us | 125153928055.386
commercial lighting | High-Bay LFL: LED Integrated Luminaire | 2040 | CAPITAL | REPLACEMENT | warehouse | USD/gigalumen_year | us | us | 125153928055.386
commercial lighting | High-Bay LFL: LED Integrated Luminaire | 2040 | FIXED_OM | NEW | assembly | USD/gigalumen_year | us | us | 5073807894.1373
commercial lighting | High-Bay LFL: LED Integrated Luminaire | 2040 | FIXED_OM | NEW | education | USD/gigalumen_year | us | us | 5073807894.1373
commercial lighting | High-Bay LFL: LED Integrated Luminaire | 2040 | FIXED_OM | NEW | food sales | USD/gigalumen_year | us | us | 5073807894.1373
commercial lighting | High-Bay LFL: LED Integrated Luminaire | 2040 | FIXED_OM | NEW | food service | USD/gigalumen_year | us | us | 5073807894.1373
commercial lighting | High-Bay LFL: LED Integrated Luminaire | 2040 | FIXED_OM | NEW | health | USD/gigalumen_year | us | us | 5073807894.1373
commercial lighting | High-Bay LFL: LED Integrated Luminaire | 2040 | FIXED_OM | NEW | lodging | USD/gigalumen_year | us | us | 5073807894.1373
commercial lighting | High-Bay LFL: LED Integrated Luminaire | 2040 | FIXED_OM | NEW | merc/service | USD/gigalumen_year | us | us | 5073807894.1373
commercial lighting | High-Bay LFL: LED Integrated Luminaire | 2040 | FIXED_OM | NEW | office-large | USD/gigalumen_year | us | us | 5073807894.1373
commercial lighting | High-Bay LFL: LED Integrated Luminaire | 2040 | FIXED_OM | NEW | office-small | USD/gigalumen_year | us | us | 5073807894.1373
commercial lighting | High-Bay LFL: LED Integrated Luminaire | 2040 | FIXED_OM | NEW | other | USD/gigalumen_year | us | us | 5073807894.1373
commercial lighting | High-Bay LFL: LED Integrated Luminaire | 2040 | FIXED_OM | NEW | warehouse | USD/gigalumen_year | us | us | 5073807894.1373
commercial lighting | High-Bay LFL: LED Integrated Luminaire | 2040 | FIXED_OM | REPLACEMENT | assembly | USD/gigalumen_year | us | us | 5073807894.1373
commercial lighting | High-Bay LFL: LED Integrated Luminaire | 2040 | FIXED_OM | REPLACEMENT | education | USD/gigalumen_year | us | us | 5073807894.1373
commercial lighting | High-Bay LFL: LED Integrated Luminaire | 2040 | FIXED_OM | REPLACEMENT | food sales | USD/gigalumen_year | us | us | 5073807894.1373
commercial lighting | High-Bay LFL: LED Integrated Luminaire | 2040 | FIXED_OM | REPLACEMENT | food service | USD/gigalumen_year | us | us | 5073807894.1373
commercial lighting | High-Bay LFL: LED Integrated Luminaire | 2040 | FIXED_OM | REPLACEMENT | health | USD/gigalumen_year | us | us | 5073807894.1373
commercial lighting | High-Bay LFL: LED Integrated Luminaire | 2040 | FIXED_OM | REPLACEMENT | lodging | USD/gigalumen_year | us | us | 5073807894.1373
commercial lighting | High-Bay LFL: LED Integrated Luminaire | 2040 | FIXED_OM | REPLACEMENT | merc/service | USD/gigalumen_year | us | us | 5073807894.1373
commercial lighting | High-Bay LFL: LED Integrated Luminaire | 2040 | FIXED_OM | REPLACEMENT | office-large | USD/gigalumen_year | us | us | 5073807894.1373
commercial lighting | High-Bay LFL: LED Integrated Luminaire | 2040 | FIXED_OM | REPLACEMENT | office-small | USD/gigalumen_year | us | us | 5073807894.1373
commercial lighting | High-Bay LFL: LED Integrated Luminaire | 2040 | FIXED_OM | REPLACEMENT | other | USD/gigalumen_year | us | us | 5073807894.1373
commercial lighting | High-Bay LFL: LED Integrated Luminaire | 2040 | FIXED_OM | REPLACEMENT | warehouse | USD/gigalumen_year | us | us | 5073807894.1373
commercial lighting | High-Bay LFL: LED Integrated Luminaire | 2041 | CAPITAL | NEW | assembly | USD/gigalumen_year | us | us | 125153928055.386
commercial lighting | High-Bay LFL: LED Integrated Luminaire | 2041 | CAPITAL | NEW | education | USD/gigalumen_year | us | us | 125153928055.386
commercial lighting | High-Bay LFL: LED Integrated Luminaire | 2041 | CAPITAL | NEW | food sales | USD/gigalumen_year | us | us | 125153928055.386
commercial lighting | High-Bay LFL: LED Integrated Luminaire | 2041 | CAPITAL | NEW | food service | USD/gigalumen_year | us | us | 125153928055.386
commercial lighting | High-Bay LFL: LED Integrated Luminaire | 2041 | CAPITAL | NEW | health | USD/gigalumen_year | us | us | 125153928055.386
commercial lighting | High-Bay LFL: LED Integrated Luminaire | 2041 | CAPITAL | NEW | lodging | USD/gigalumen_year | us | us | 125153928055.386
commercial lighting | High-Bay LFL: LED Integrated Luminaire | 2041 | CAPITAL | NEW | merc/service | USD/gigalumen_year | us | us | 125153928055.386
commercial lighting | High-Bay LFL: LED Integrated Luminaire | 2041 | CAPITAL | NEW | office-large | USD/gigalumen_year | us | us | 125153928055.386
commercial lighting | High-Bay LFL: LED Integrated Luminaire | 2041 | CAPITAL | NEW | office-small | USD/gigalumen_year | us | us | 125153928055.386
commercial lighting | High-Bay LFL: LED Integrated Luminaire | 2041 | CAPITAL | NEW | other | USD/gigalumen_year | us | us | 125153928055.386
commercial lighting | High-Bay LFL: LED Integrated Luminaire | 2041 | CAPITAL | NEW | warehouse | USD/gigalumen_year | us | us | 125153928055.386
commercial lighting | High-Bay LFL: LED Integrated Luminaire | 2041 | CAPITAL | REPLACEMENT | assembly | USD/gigalumen_year | us | us | 125153928055.386
commercial lighting | High-Bay LFL: LED Integrated Luminaire | 2041 | CAPITAL | REPLACEMENT | education | USD/gigalumen_year | us | us | 125153928055.386
commercial lighting | High-Bay LFL: LED Integrated Luminaire | 2041 | CAPITAL | REPLACEMENT | food sales | USD/gigalumen_year | us | us | 125153928055.386
commercial lighting | High-Bay LFL: LED Integrated Luminaire | 2041 | CAPITAL | REPLACEMENT | food service | USD/gigalumen_year | us | us | 125153928055.386
commercial lighting | High-Bay LFL: LED Integrated Luminaire | 2041 | CAPITAL | REPLACEMENT | health | USD/gigalumen_year | us | us | 125153928055.386
commercial lighting | High-Bay LFL: LED Integrated Luminaire | 2041 | CAPITAL | REPLACEMENT | lodging | USD/gigalumen_year | us | us | 125153928055.386
commercial lighting | High-Bay LFL: LED Integrated Luminaire | 2041 | CAPITAL | REPLACEMENT | merc/service | USD/gigalumen_year | us | us | 125153928055.386
commercial lighting | High-Bay LFL: LED Integrated Luminaire | 2041 | CAPITAL | REPLACEMENT | office-large | USD/gigalumen_year | us | us | 125153928055.386
commercial lighting | High-Bay LFL: LED Integrated Luminaire | 2041 | CAPITAL | REPLACEMENT | office-small | USD/gigalumen_year | us | us | 125153928055.386
commercial lighting | High-Bay LFL: LED Integrated Luminaire | 2041 | CAPITAL | REPLACEMENT | other | USD/gigalumen_year | us | us | 125153928055.386
commercial lighting | High-Bay LFL: LED Integrated Luminaire | 2041 | CAPITAL | REPLACEMENT | warehouse | USD/gigalumen_year | us | us | 125153928055.386
commercial lighting | High-Bay LFL: LED Integrated Luminaire | 2041 | FIXED_OM | NEW | assembly | USD/gigalumen_year | us | us | 5073807894.1373
commercial lighting | High-Bay LFL: LED Integrated Luminaire | 2041 | FIXED_OM | NEW | education | USD/gigalumen_year | us | us | 5073807894.1373
commercial lighting | High-Bay LFL: LED Integrated Luminaire | 2041 | FIXED_OM | NEW | food sales | USD/gigalumen_year | us | us | 5073807894.1373
commercial lighting | High-Bay LFL: LED Integrated Luminaire | 2041 | FIXED_OM | NEW | food service | USD/gigalumen_year | us | us | 5073807894.1373
commercial lighting | High-Bay LFL: LED Integrated Luminaire | 2041 | FIXED_OM | NEW | health | USD/gigalumen_year | us | us | 5073807894.1373
commercial lighting | High-Bay LFL: LED Integrated Luminaire | 2041 | FIXED_OM | NEW | lodging | USD/gigalumen_year | us | us | 5073807894.1373
commercial lighting | High-Bay LFL: LED Integrated Luminaire | 2041 | FIXED_OM | NEW | merc/service | USD/gigalumen_year | us | us | 5073807894.1373
commercial lighting | High-Bay LFL: LED Integrated Luminaire | 2041 | FIXED_OM | NEW | office-large | USD/gigalumen_year | us | us | 5073807894.1373
commercial lighting | High-Bay LFL: LED Integrated Luminaire | 2041 | FIXED_OM | NEW | office-small | USD/gigalumen_year | us | us | 5073807894.1373
commercial lighting | High-Bay LFL: LED Integrated Luminaire | 2041 | FIXED_OM | NEW | other | USD/gigalumen_year | us | us | 5073807894.1373
commercial lighting | High-Bay LFL: LED Integrated Luminaire | 2041 | FIXED_OM | NEW | warehouse | USD/gigalumen_year | us | us | 5073807894.1373
commercial lighting | High-Bay LFL: LED Integrated Luminaire | 2041 | FIXED_OM | REPLACEMENT | assembly | USD/gigalumen_year | us | us | 5073807894.1373
commercial lighting | High-Bay LFL: LED Integrated Luminaire | 2041 | FIXED_OM | REPLACEMENT | education | USD/gigalumen_year | us | us | 5073807894.1373
commercial lighting | High-Bay LFL: LED Integrated Luminaire | 2041 | FIXED_OM | REPLACEMENT | food sales | USD/gigalumen_year | us | us | 5073807894.1373
commercial lighting | High-Bay LFL: LED Integrated Luminaire | 2041 | FIXED_OM | REPLACEMENT | food service | USD/gigalumen_year | us | us | 5073807894.1373
commercial lighting | High-Bay LFL: LED Integrated Luminaire | 2041 | FIXED_OM | REPLACEMENT | health | USD/gigalumen_year | us | us | 5073807894.1373
commercial lighting | High-Bay LFL: LED Integrated Luminaire | 2041 | FIXED_OM | REPLACEMENT | lodging | USD/gigalumen_year | us | us | 5073807894.1373
commercial lighting | High-Bay LFL: LED Integrated Luminaire | 2041 | FIXED_OM | REPLACEMENT | merc/service | USD/gigalumen_year | us | us | 5073807894.1373
commercial lighting | High-Bay LFL: LED Integrated Luminaire | 2041 | FIXED_OM | REPLACEMENT | office-large | USD/gigalumen_year | us | us | 5073807894.1373
commercial lighting | High-Bay LFL: LED Integrated Luminaire | 2041 | FIXED_OM | REPLACEMENT | office-small | USD/gigalumen_year | us | us | 5073807894.1373
commercial lighting | High-Bay LFL: LED Integrated Luminaire | 2041 | FIXED_OM | REPLACEMENT | other | USD/gigalumen_year | us | us | 5073807894.1373
commercial lighting | High-Bay LFL: LED Integrated Luminaire | 2041 | FIXED_OM | REPLACEMENT | warehouse | USD/gigalumen_year | us | us | 5073807894.1373
commercial lighting | High-Bay LFL: LED Integrated Luminaire | 2042 | CAPITAL | NEW | assembly | USD/gigalumen_year | us | us | 125153928055.386
commercial lighting | High-Bay LFL: LED Integrated Luminaire | 2042 | CAPITAL | NEW | education | USD/gigalumen_year | us | us | 125153928055.386
commercial lighting | High-Bay LFL: LED Integrated Luminaire | 2042 | CAPITAL | NEW | food sales | USD/gigalumen_year | us | us | 125153928055.386
commercial lighting | High-Bay LFL: LED Integrated Luminaire | 2042 | CAPITAL | NEW | food service | USD/gigalumen_year | us | us | 125153928055.386
commercial lighting | High-Bay LFL: LED Integrated Luminaire | 2042 | CAPITAL | NEW | health | USD/gigalumen_year | us | us | 125153928055.386
commercial lighting | High-Bay LFL: LED Integrated Luminaire | 2042 | CAPITAL | NEW | lodging | USD/gigalumen_year | us | us | 125153928055.386
commercial lighting | High-Bay LFL: LED Integrated Luminaire | 2042 | CAPITAL | NEW | merc/service | USD/gigalumen_year | us | us | 125153928055.386
commercial lighting | High-Bay LFL: LED Integrated Luminaire | 2042 | CAPITAL | NEW | office-large | USD/gigalumen_year | us | us | 125153928055.386
commercial lighting | High-Bay LFL: LED Integrated Luminaire | 2042 | CAPITAL | NEW | office-small | USD/gigalumen_year | us | us | 125153928055.386
commercial lighting | High-Bay LFL: LED Integrated Luminaire | 2042 | CAPITAL | NEW | other | USD/gigalumen_year | us | us | 125153928055.386
commercial lighting | High-Bay LFL: LED Integrated Luminaire | 2042 | CAPITAL | NEW | warehouse | USD/gigalumen_year | us | us | 125153928055.386
commercial lighting | High-Bay LFL: LED Integrated Luminaire | 2042 | CAPITAL | REPLACEMENT | assembly | USD/gigalumen_year | us | us | 125153928055.386
commercial lighting | High-Bay LFL: LED Integrated Luminaire | 2042 | CAPITAL | REPLACEMENT | education | USD/gigalumen_year | us | us | 125153928055.386
commercial lighting | High-Bay LFL: LED Integrated Luminaire | 2042 | CAPITAL | REPLACEMENT | food sales | USD/gigalumen_year | us | us | 125153928055.386
commercial lighting | High-Bay LFL: LED Integrated Luminaire | 2042 | CAPITAL | REPLACEMENT | food service | USD/gigalumen_year | us | us | 125153928055.386
commercial lighting | High-Bay LFL: LED Integrated Luminaire | 2042 | CAPITAL | REPLACEMENT | health | USD/gigalumen_year | us | us | 125153928055.386
commercial lighting | High-Bay LFL: LED Integrated Luminaire | 2042 | CAPITAL | REPLACEMENT | lodging | USD/gigalumen_year | us | us | 125153928055.386
commercial lighting | High-Bay LFL: LED Integrated Luminaire | 2042 | CAPITAL | REPLACEMENT | merc/service | USD/gigalumen_year | us | us | 125153928055.386
commercial lighting | High-Bay LFL: LED Integrated Luminaire | 2042 | CAPITAL | REPLACEMENT | office-large | USD/gigalumen_year | us | us | 125153928055.386
commercial lighting | High-Bay LFL: LED Integrated Luminaire | 2042 | CAPITAL | REPLACEMENT | office-small | USD/gigalumen_year | us | us | 125153928055.386
commercial lighting | High-Bay LFL: LED Integrated Luminaire | 2042 | CAPITAL | REPLACEMENT | other | USD/gigalumen_year | us | us | 125153928055.386
commercial lighting | High-Bay LFL: LED Integrated Luminaire | 2042 | CAPITAL | REPLACEMENT | warehouse | USD/gigalumen_year | us | us | 125153928055.386
commercial lighting | High-Bay LFL: LED Integrated Luminaire | 2042 | FIXED_OM | NEW | assembly | USD/gigalumen_year | us | us | 5073807894.1373
commercial lighting | High-Bay LFL: LED Integrated Luminaire | 2042 | FIXED_OM | NEW | education | USD/gigalumen_year | us | us | 5073807894.1373
commercial lighting | High-Bay LFL: LED Integrated Luminaire | 2042 | FIXED_OM | NEW | food sales | USD/gigalumen_year | us | us | 5073807894.1373
commercial lighting | High-Bay LFL: LED Integrated Luminaire | 2042 | FIXED_OM | NEW | food service | USD/gigalumen_year | us | us | 5073807894.1373
commercial lighting | High-Bay LFL: LED Integrated Luminaire | 2042 | FIXED_OM | NEW | health | USD/gigalumen_year | us | us | 5073807894.1373
commercial lighting | High-Bay LFL: LED Integrated Luminaire | 2042 | FIXED_OM | NEW | lodging | USD/gigalumen_year | us | us | 5073807894.1373
commercial lighting | High-Bay LFL: LED Integrated Luminaire | 2042 | FIXED_OM | NEW | merc/service | USD/gigalumen_year | us | us | 5073807894.1373
commercial lighting | High-Bay LFL: LED Integrated Luminaire | 2042 | FIXED_OM | NEW | office-large | USD/gigalumen_year | us | us | 5073807894.1373
commercial lighting | High-Bay LFL: LED Integrated Luminaire | 2042 | FIXED_OM | NEW | office-small | USD/gigalumen_year | us | us | 5073807894.1373
commercial lighting | High-Bay LFL: LED Integrated Luminaire | 2042 | FIXED_OM | NEW | other | USD/gigalumen_year | us | us | 5073807894.1373
commercial lighting | High-Bay LFL: LED Integrated Luminaire | 2042 | FIXED_OM | NEW | warehouse | USD/gigalumen_year | us | us | 5073807894.1373
commercial lighting | High-Bay LFL: LED Integrated Luminaire | 2042 | FIXED_OM | REPLACEMENT | assembly | USD/gigalumen_year | us | us | 5073807894.1373
commercial lighting | High-Bay LFL: LED Integrated Luminaire | 2042 | FIXED_OM | REPLACEMENT | education | USD/gigalumen_year | us | us | 5073807894.1373
commercial lighting | High-Bay LFL: LED Integrated Luminaire | 2042 | FIXED_OM | REPLACEMENT | food sales | USD/gigalumen_year | us | us | 5073807894.1373
commercial lighting | High-Bay LFL: LED Integrated Luminaire | 2042 | FIXED_OM | REPLACEMENT | food service | USD/gigalumen_year | us | us | 5073807894.1373
commercial lighting | High-Bay LFL: LED Integrated Luminaire | 2042 | FIXED_OM | REPLACEMENT | health | USD/gigalumen_year | us | us | 5073807894.1373
commercial lighting | High-Bay LFL: LED Integrated Luminaire | 2042 | FIXED_OM | REPLACEMENT | lodging | USD/gigalumen_year | us | us | 5073807894.1373
commercial lighting | High-Bay LFL: LED Integrated Luminaire | 2042 | FIXED_OM | REPLACEMENT | merc/service | USD/gigalumen_year | us | us | 5073807894.1373
commercial lighting | High-Bay LFL: LED Integrated Luminaire | 2042 | FIXED_OM | REPLACEMENT | office-large | USD/gigalumen_year | us | us | 5073807894.1373
commercial lighting | High-Bay LFL: LED Integrated Luminaire | 2042 | FIXED_OM | REPLACEMENT | office-small | USD/gigalumen_year | us | us | 5073807894.1373
commercial lighting | High-Bay LFL: LED Integrated Luminaire | 2042 | FIXED_OM | REPLACEMENT | other | USD/gigalumen_year | us | us | 5073807894.1373
commercial lighting | High-Bay LFL: LED Integrated Luminaire | 2042 | FIXED_OM | REPLACEMENT | warehouse | USD/gigalumen_year | us | us | 5073807894.1373
commercial lighting | High-Bay LFL: LED Integrated Luminaire | 2043 | CAPITAL | NEW | assembly | USD/gigalumen_year | us | us | 125153928055.386
commercial lighting | High-Bay LFL: LED Integrated Luminaire | 2043 | CAPITAL | NEW | education | USD/gigalumen_year | us | us | 125153928055.386
commercial lighting | High-Bay LFL: LED Integrated Luminaire | 2043 | CAPITAL | NEW | food sales | USD/gigalumen_year | us | us | 125153928055.386
commercial lighting | High-Bay LFL: LED Integrated Luminaire | 2043 | CAPITAL | NEW | food service | USD/gigalumen_year | us | us | 125153928055.386
commercial lighting | High-Bay LFL: LED Integrated Luminaire | 2043 | CAPITAL | NEW | health | USD/gigalumen_year | us | us | 125153928055.386
commercial lighting | High-Bay LFL: LED Integrated Luminaire | 2043 | CAPITAL | NEW | lodging | USD/gigalumen_year | us | us | 125153928055.386
commercial lighting | High-Bay LFL: LED Integrated Luminaire | 2043 | CAPITAL | NEW | merc/service | USD/gigalumen_year | us | us | 125153928055.386
commercial lighting | High-Bay LFL: LED Integrated Luminaire | 2043 | CAPITAL | NEW | office-large | USD/gigalumen_year | us | us | 125153928055.386
commercial lighting | High-Bay LFL: LED Integrated Luminaire | 2043 | CAPITAL | NEW | office-small | USD/gigalumen_year | us | us | 125153928055.386
commercial lighting | High-Bay LFL: LED Integrated Luminaire | 2043 | CAPITAL | NEW | other | USD/gigalumen_year | us | us | 125153928055.386
commercial lighting | High-Bay LFL: LED Integrated Luminaire | 2043 | CAPITAL | NEW | warehouse | USD/gigalumen_year | us | us | 125153928055.386
commercial lighting | High-Bay LFL: LED Integrated Luminaire | 2043 | CAPITAL | REPLACEMENT | assembly | USD/gigalumen_year | us | us | 125153928055.386
commercial lighting | High-Bay LFL: LED Integrated Luminaire | 2043 | CAPITAL | REPLACEMENT | education | USD/gigalumen_year | us | us | 125153928055.386
commercial lighting | High-Bay LFL: LED Integrated Luminaire | 2043 | CAPITAL | REPLACEMENT | food sales | USD/gigalumen_year | us | us | 125153928055.386
commercial lighting | High-Bay LFL: LED Integrated Luminaire | 2043 | CAPITAL | REPLACEMENT | food service | USD/gigalumen_year | us | us | 125153928055.386
commercial lighting | High-Bay LFL: LED Integrated Luminaire | 2043 | CAPITAL | REPLACEMENT | health | USD/gigalumen_year | us | us | 125153928055.386
commercial lighting | High-Bay LFL: LED Integrated Luminaire | 2043 | CAPITAL | REPLACEMENT | lodging | USD/gigalumen_year | us | us | 125153928055.386
commercial lighting | High-Bay LFL: LED Integrated Luminaire | 2043 | CAPITAL | REPLACEMENT | merc/service | USD/gigalumen_year | us | us | 125153928055.386
commercial lighting | High-Bay LFL: LED Integrated Luminaire | 2043 | CAPITAL | REPLACEMENT | office-large | USD/gigalumen_year | us | us | 125153928055.386
commercial lighting | High-Bay LFL: LED Integrated Luminaire | 2043 | CAPITAL | REPLACEMENT | office-small | USD/gigalumen_year | us | us | 125153928055.386
commercial lighting | High-Bay LFL: LED Integrated Luminaire | 2043 | CAPITAL | REPLACEMENT | other | USD/gigalumen_year | us | us | 125153928055.386
commercial lighting | High-Bay LFL: LED Integrated Luminaire | 2043 | CAPITAL | REPLACEMENT | warehouse | USD/gigalumen_year | us | us | 125153928055.386
commercial lighting | High-Bay LFL: LED Integrated Luminaire | 2043 | FIXED_OM | NEW | assembly | USD/gigalumen_year | us | us | 5073807894.1373
commercial lighting | High-Bay LFL: LED Integrated Luminaire | 2043 | FIXED_OM | NEW | education | USD/gigalumen_year | us | us | 5073807894.1373
commercial lighting | High-Bay LFL: LED Integrated Luminaire | 2043 | FIXED_OM | NEW | food sales | USD/gigalumen_year | us | us | 5073807894.1373
commercial lighting | High-Bay LFL: LED Integrated Luminaire | 2043 | FIXED_OM | NEW | food service | USD/gigalumen_year | us | us | 5073807894.1373
commercial lighting | High-Bay LFL: LED Integrated Luminaire | 2043 | FIXED_OM | NEW | health | USD/gigalumen_year | us | us | 5073807894.1373
commercial lighting | High-Bay LFL: LED Integrated Luminaire | 2043 | FIXED_OM | NEW | lodging | USD/gigalumen_year | us | us | 5073807894.1373
commercial lighting | High-Bay LFL: LED Integrated Luminaire | 2043 | FIXED_OM | NEW | merc/service | USD/gigalumen_year | us | us | 5073807894.1373
commercial lighting | High-Bay LFL: LED Integrated Luminaire | 2043 | FIXED_OM | NEW | office-large | USD/gigalumen_year | us | us | 5073807894.1373
commercial lighting | High-Bay LFL: LED Integrated Luminaire | 2043 | FIXED_OM | NEW | office-small | USD/gigalumen_year | us | us | 5073807894.1373
commercial lighting | High-Bay LFL: LED Integrated Luminaire | 2043 | FIXED_OM | NEW | other | USD/gigalumen_year | us | us | 5073807894.1373
commercial lighting | High-Bay LFL: LED Integrated Luminaire | 2043 | FIXED_OM | NEW | warehouse | USD/gigalumen_year | us | us | 5073807894.1373
commercial lighting | High-Bay LFL: LED Integrated Luminaire | 2043 | FIXED_OM | REPLACEMENT | assembly | USD/gigalumen_year | us | us | 5073807894.1373
commercial lighting | High-Bay LFL: LED Integrated Luminaire | 2043 | FIXED_OM | REPLACEMENT | education | USD/gigalumen_year | us | us | 5073807894.1373
commercial lighting | High-Bay LFL: LED Integrated Luminaire | 2043 | FIXED_OM | REPLACEMENT | food sales | USD/gigalumen_year | us | us | 5073807894.1373
commercial lighting | High-Bay LFL: LED Integrated Luminaire | 2043 | FIXED_OM | REPLACEMENT | food service | USD/gigalumen_year | us | us | 5073807894.1373
commercial lighting | High-Bay LFL: LED Integrated Luminaire | 2043 | FIXED_OM | REPLACEMENT | health | USD/gigalumen_year | us | us | 5073807894.1373
commercial lighting | High-Bay LFL: LED Integrated Luminaire | 2043 | FIXED_OM | REPLACEMENT | lodging | USD/gigalumen_year | us | us | 5073807894.1373
commercial lighting | High-Bay LFL: LED Integrated Luminaire | 2043 | FIXED_OM | REPLACEMENT | merc/service | USD/gigalumen_year | us | us | 5073807894.1373
commercial lighting | High-Bay LFL: LED Integrated Luminaire | 2043 | FIXED_OM | REPLACEMENT | office-large | USD/gigalumen_year | us | us | 5073807894.1373
commercial lighting | High-Bay LFL: LED Integrated Luminaire | 2043 | FIXED_OM | REPLACEMENT | office-small | USD/gigalumen_year | us | us | 5073807894.1373
commercial lighting | High-Bay LFL: LED Integrated Luminaire | 2043 | FIXED_OM | REPLACEMENT | other | USD/gigalumen_year | us | us | 5073807894.1373
commercial lighting | High-Bay LFL: LED Integrated Luminaire | 2043 | FIXED_OM | REPLACEMENT | warehouse | USD/gigalumen_year | us | us | 5073807894.1373
commercial lighting | High-Bay LFL: LED Integrated Luminaire | 2044 | CAPITAL | NEW | assembly | USD/gigalumen_year | us | us | 125153928055.386
commercial lighting | High-Bay LFL: LED Integrated Luminaire | 2044 | CAPITAL | NEW | education | USD/gigalumen_year | us | us | 125153928055.386
commercial lighting | High-Bay LFL: LED Integrated Luminaire | 2044 | CAPITAL | NEW | food sales | USD/gigalumen_year | us | us | 125153928055.386
commercial lighting | High-Bay LFL: LED Integrated Luminaire | 2044 | CAPITAL | NEW | food service | USD/gigalumen_year | us | us | 125153928055.386
commercial lighting | High-Bay LFL: LED Integrated Luminaire | 2044 | CAPITAL | NEW | health | USD/gigalumen_year | us | us | 125153928055.386
commercial lighting | High-Bay LFL: LED Integrated Luminaire | 2044 | CAPITAL | NEW | lodging | USD/gigalumen_year | us | us | 125153928055.386
commercial lighting | High-Bay LFL: LED Integrated Luminaire | 2044 | CAPITAL | NEW | merc/service | USD/gigalumen_year | us | us | 125153928055.386
commercial lighting | High-Bay LFL: LED Integrated Luminaire | 2044 | CAPITAL | NEW | office-large | USD/gigalumen_year | us | us | 125153928055.386
commercial lighting | High-Bay LFL: LED Integrated Luminaire | 2044 | CAPITAL | NEW | office-small | USD/gigalumen_year | us | us | 125153928055.386
commercial lighting | High-Bay LFL: LED Integrated Luminaire | 2044 | CAPITAL | NEW | other | USD/gigalumen_year | us | us | 125153928055.386
commercial lighting | High-Bay LFL: LED Integrated Luminaire | 2044 | CAPITAL | NEW | warehouse | USD/gigalumen_year | us | us | 125153928055.386
commercial lighting | High-Bay LFL: LED Integrated Luminaire | 2044 | CAPITAL | REPLACEMENT | assembly | USD/gigalumen_year | us | us | 125153928055.386
commercial lighting | High-Bay LFL: LED Integrated Luminaire | 2044 | CAPITAL | REPLACEMENT | education | USD/gigalumen_year | us | us | 125153928055.386
commercial lighting | High-Bay LFL: LED Integrated Luminaire | 2044 | CAPITAL | REPLACEMENT | food sales | USD/gigalumen_year | us | us | 125153928055.386
commercial lighting | High-Bay LFL: LED Integrated Luminaire | 2044 | CAPITAL | REPLACEMENT | food service | USD/gigalumen_year | us | us | 125153928055.386
commercial lighting | High-Bay LFL: LED Integrated Luminaire | 2044 | CAPITAL | REPLACEMENT | health | USD/gigalumen_year | us | us | 125153928055.386
commercial lighting | High-Bay LFL: LED Integrated Luminaire | 2044 | CAPITAL | REPLACEMENT | lodging | USD/gigalumen_year | us | us | 125153928055.386
commercial lighting | High-Bay LFL: LED Integrated Luminaire | 2044 | CAPITAL | REPLACEMENT | merc/service | USD/gigalumen_year | us | us | 125153928055.386
commercial lighting | High-Bay LFL: LED Integrated Luminaire | 2044 | CAPITAL | REPLACEMENT | office-large | USD/gigalumen_year | us | us | 125153928055.386
commercial lighting | High-Bay LFL: LED Integrated Luminaire | 2044 | CAPITAL | REPLACEMENT | office-small | USD/gigalumen_year | us | us | 125153928055.386
commercial lighting | High-Bay LFL: LED Integrated Luminaire | 2044 | CAPITAL | REPLACEMENT | other | USD/gigalumen_year | us | us | 125153928055.386
commercial lighting | High-Bay LFL: LED Integrated Luminaire | 2044 | CAPITAL | REPLACEMENT | warehouse | USD/gigalumen_year | us | us | 125153928055.386
commercial lighting | High-Bay LFL: LED Integrated Luminaire | 2044 | FIXED_OM | NEW | assembly | USD/gigalumen_year | us | us | 5073807894.1373
commercial lighting | High-Bay LFL: LED Integrated Luminaire | 2044 | FIXED_OM | NEW | education | USD/gigalumen_year | us | us | 5073807894.1373
commercial lighting | High-Bay LFL: LED Integrated Luminaire | 2044 | FIXED_OM | NEW | food sales | USD/gigalumen_year | us | us | 5073807894.1373
commercial lighting | High-Bay LFL: LED Integrated Luminaire | 2044 | FIXED_OM | NEW | food service | USD/gigalumen_year | us | us | 5073807894.1373
commercial lighting | High-Bay LFL: LED Integrated Luminaire | 2044 | FIXED_OM | NEW | health | USD/gigalumen_year | us | us | 5073807894.1373
commercial lighting | High-Bay LFL: LED Integrated Luminaire | 2044 | FIXED_OM | NEW | lodging | USD/gigalumen_year | us | us | 5073807894.1373
commercial lighting | High-Bay LFL: LED Integrated Luminaire | 2044 | FIXED_OM | NEW | merc/service | USD/gigalumen_year | us | us | 5073807894.1373
commercial lighting | High-Bay LFL: LED Integrated Luminaire | 2044 | FIXED_OM | NEW | office-large | USD/gigalumen_year | us | us | 5073807894.1373
commercial lighting | High-Bay LFL: LED Integrated Luminaire | 2044 | FIXED_OM | NEW | office-small | USD/gigalumen_year | us | us | 5073807894.1373
commercial lighting | High-Bay LFL: LED Integrated Luminaire | 2044 | FIXED_OM | NEW | other | USD/gigalumen_year | us | us | 5073807894.1373
commercial lighting | High-Bay LFL: LED Integrated Luminaire | 2044 | FIXED_OM | NEW | warehouse | USD/gigalumen_year | us | us | 5073807894.1373
commercial lighting | High-Bay LFL: LED Integrated Luminaire | 2044 | FIXED_OM | REPLACEMENT | assembly | USD/gigalumen_year | us | us | 5073807894.1373
commercial lighting | High-Bay LFL: LED Integrated Luminaire | 2044 | FIXED_OM | REPLACEMENT | education | USD/gigalumen_year | us | us | 5073807894.1373
commercial lighting | High-Bay LFL: LED Integrated Luminaire | 2044 | FIXED_OM | REPLACEMENT | food sales | USD/gigalumen_year | us | us | 5073807894.1373
commercial lighting | High-Bay LFL: LED Integrated Luminaire | 2044 | FIXED_OM | REPLACEMENT | food service | USD/gigalumen_year | us | us | 5073807894.1373
commercial lighting | High-Bay LFL: LED Integrated Luminaire | 2044 | FIXED_OM | REPLACEMENT | health | USD/gigalumen_year | us | us | 5073807894.1373
commercial lighting | High-Bay LFL: LED Integrated Luminaire | 2044 | FIXED_OM | REPLACEMENT | lodging | USD/gigalumen_year | us | us | 5073807894.1373
commercial lighting | High-Bay LFL: LED Integrated Luminaire | 2044 | FIXED_OM | REPLACEMENT | merc/service | USD/gigalumen_year | us | us | 5073807894.1373
commercial lighting | High-Bay LFL: LED Integrated Luminaire | 2044 | FIXED_OM | REPLACEMENT | office-large | USD/gigalumen_year | us | us | 5073807894.1373
commercial lighting | High-Bay LFL: LED Integrated Luminaire | 2044 | FIXED_OM | REPLACEMENT | office-small | USD/gigalumen_year | us | us | 5073807894.1373
commercial lighting | High-Bay LFL: LED Integrated Luminaire | 2044 | FIXED_OM | REPLACEMENT | other | USD/gigalumen_year | us | us | 5073807894.1373
commercial lighting | High-Bay LFL: LED Integrated Luminaire | 2044 | FIXED_OM | REPLACEMENT | warehouse | USD/gigalumen_year | us | us | 5073807894.1373
commercial lighting | High-Bay LFL: LED Integrated Luminaire | 2045 | CAPITAL | NEW | assembly | USD/gigalumen_year | us | us | 125153928055.386
commercial lighting | High-Bay LFL: LED Integrated Luminaire | 2045 | CAPITAL | NEW | education | USD/gigalumen_year | us | us | 125153928055.386
commercial lighting | High-Bay LFL: LED Integrated Luminaire | 2045 | CAPITAL | NEW | food sales | USD/gigalumen_year | us | us | 125153928055.386
commercial lighting | High-Bay LFL: LED Integrated Luminaire | 2045 | CAPITAL | NEW | food service | USD/gigalumen_year | us | us | 125153928055.386
commercial lighting | High-Bay LFL: LED Integrated Luminaire | 2045 | CAPITAL | NEW | health | USD/gigalumen_year | us | us | 125153928055.386
commercial lighting | High-Bay LFL: LED Integrated Luminaire | 2045 | CAPITAL | NEW | lodging | USD/gigalumen_year | us | us | 125153928055.386
commercial lighting | High-Bay LFL: LED Integrated Luminaire | 2045 | CAPITAL | NEW | merc/service | USD/gigalumen_year | us | us | 125153928055.386
commercial lighting | High-Bay LFL: LED Integrated Luminaire | 2045 | CAPITAL | NEW | office-large | USD/gigalumen_year | us | us | 125153928055.386
commercial lighting | High-Bay LFL: LED Integrated Luminaire | 2045 | CAPITAL | NEW | office-small | USD/gigalumen_year | us | us | 125153928055.386
commercial lighting | High-Bay LFL: LED Integrated Luminaire | 2045 | CAPITAL | NEW | other | USD/gigalumen_year | us | us | 125153928055.386
commercial lighting | High-Bay LFL: LED Integrated Luminaire | 2045 | CAPITAL | NEW | warehouse | USD/gigalumen_year | us | us | 125153928055.386
commercial lighting | High-Bay LFL: LED Integrated Luminaire | 2045 | CAPITAL | REPLACEMENT | assembly | USD/gigalumen_year | us | us | 125153928055.386
commercial lighting | High-Bay LFL: LED Integrated Luminaire | 2045 | CAPITAL | REPLACEMENT | education | USD/gigalumen_year | us | us | 125153928055.386
commercial lighting | High-Bay LFL: LED Integrated Luminaire | 2045 | CAPITAL | REPLACEMENT | food sales | USD/gigalumen_year | us | us | 125153928055.386
commercial lighting | High-Bay LFL: LED Integrated Luminaire | 2045 | CAPITAL | REPLACEMENT | food service | USD/gigalumen_year | us | us | 125153928055.386
commercial lighting | High-Bay LFL: LED Integrated Luminaire | 2045 | CAPITAL | REPLACEMENT | health | USD/gigalumen_year | us | us | 125153928055.386
commercial lighting | High-Bay LFL: LED Integrated Luminaire | 2045 | CAPITAL | REPLACEMENT | lodging | USD/gigalumen_year | us | us | 125153928055.386
commercial lighting | High-Bay LFL: LED Integrated Luminaire | 2045 | CAPITAL | REPLACEMENT | merc/service | USD/gigalumen_year | us | us | 125153928055.386
commercial lighting | High-Bay LFL: LED Integrated Luminaire | 2045 | CAPITAL | REPLACEMENT | office-large | USD/gigalumen_year | us | us | 125153928055.386
commercial lighting | High-Bay LFL: LED Integrated Luminaire | 2045 | CAPITAL | REPLACEMENT | office-small | USD/gigalumen_year | us | us | 125153928055.386
commercial lighting | High-Bay LFL: LED Integrated Luminaire | 2045 | CAPITAL | REPLACEMENT | other | USD/gigalumen_year | us | us | 125153928055.386
commercial lighting | High-Bay LFL: LED Integrated Luminaire | 2045 | CAPITAL | REPLACEMENT | warehouse | USD/gigalumen_year | us | us | 125153928055.386
commercial lighting | High-Bay LFL: LED Integrated Luminaire | 2045 | FIXED_OM | NEW | assembly | USD/gigalumen_year | us | us | 5073807894.1373
commercial lighting | High-Bay LFL: LED Integrated Luminaire | 2045 | FIXED_OM | NEW | education | USD/gigalumen_year | us | us | 5073807894.1373
commercial lighting | High-Bay LFL: LED Integrated Luminaire | 2045 | FIXED_OM | NEW | food sales | USD/gigalumen_year | us | us | 5073807894.1373
commercial lighting | High-Bay LFL: LED Integrated Luminaire | 2045 | FIXED_OM | NEW | food service | USD/gigalumen_year | us | us | 5073807894.1373
commercial lighting | High-Bay LFL: LED Integrated Luminaire | 2045 | FIXED_OM | NEW | health | USD/gigalumen_year | us | us | 5073807894.1373
commercial lighting | High-Bay LFL: LED Integrated Luminaire | 2045 | FIXED_OM | NEW | lodging | USD/gigalumen_year | us | us | 5073807894.1373
commercial lighting | High-Bay LFL: LED Integrated Luminaire | 2045 | FIXED_OM | NEW | merc/service | USD/gigalumen_year | us | us | 5073807894.1373
commercial lighting | High-Bay LFL: LED Integrated Luminaire | 2045 | FIXED_OM | NEW | office-large | USD/gigalumen_year | us | us | 5073807894.1373
commercial lighting | High-Bay LFL: LED Integrated Luminaire | 2045 | FIXED_OM | NEW | office-small | USD/gigalumen_year | us | us | 5073807894.1373
commercial lighting | High-Bay LFL: LED Integrated Luminaire | 2045 | FIXED_OM | NEW | other | USD/gigalumen_year | us | us | 5073807894.1373
commercial lighting | High-Bay LFL: LED Integrated Luminaire | 2045 | FIXED_OM | NEW | warehouse | USD/gigalumen_year | us | us | 5073807894.1373
commercial lighting | High-Bay LFL: LED Integrated Luminaire | 2045 | FIXED_OM | REPLACEMENT | assembly | USD/gigalumen_year | us | us | 5073807894.1373
commercial lighting | High-Bay LFL: LED Integrated Luminaire | 2045 | FIXED_OM | REPLACEMENT | education | USD/gigalumen_year | us | us | 5073807894.1373
commercial lighting | High-Bay LFL: LED Integrated Luminaire | 2045 | FIXED_OM | REPLACEMENT | food sales | USD/gigalumen_year | us | us | 5073807894.1373
commercial lighting | High-Bay LFL: LED Integrated Luminaire | 2045 | FIXED_OM | REPLACEMENT | food service | USD/gigalumen_year | us | us | 5073807894.1373
commercial lighting | High-Bay LFL: LED Integrated Luminaire | 2045 | FIXED_OM | REPLACEMENT | health | USD/gigalumen_year | us | us | 5073807894.1373
commercial lighting | High-Bay LFL: LED Integrated Luminaire | 2045 | FIXED_OM | REPLACEMENT | lodging | USD/gigalumen_year | us | us | 5073807894.1373
commercial lighting | High-Bay LFL: LED Integrated Luminaire | 2045 | FIXED_OM | REPLACEMENT | merc/service | USD/gigalumen_year | us | us | 5073807894.1373
commercial lighting | High-Bay LFL: LED Integrated Luminaire | 2045 | FIXED_OM | REPLACEMENT | office-large | USD/gigalumen_year | us | us | 5073807894.1373
commercial lighting | High-Bay LFL: LED Integrated Luminaire | 2045 | FIXED_OM | REPLACEMENT | office-small | USD/gigalumen_year | us | us | 5073807894.1373
commercial lighting | High-Bay LFL: LED Integrated Luminaire | 2045 | FIXED_OM | REPLACEMENT | other | USD/gigalumen_year | us | us | 5073807894.1373
commercial lighting | High-Bay LFL: LED Integrated Luminaire | 2045 | FIXED_OM | REPLACEMENT | warehouse | USD/gigalumen_year | us | us | 5073807894.1373
commercial lighting | High-Bay LFL: LED Integrated Luminaire | 2046 | CAPITAL | NEW | assembly | USD/gigalumen_year | us | us | 125153928055.386
commercial lighting | High-Bay LFL: LED Integrated Luminaire | 2046 | CAPITAL | NEW | education | USD/gigalumen_year | us | us | 125153928055.386
commercial lighting | High-Bay LFL: LED Integrated Luminaire | 2046 | CAPITAL | NEW | food sales | USD/gigalumen_year | us | us | 125153928055.386
commercial lighting | High-Bay LFL: LED Integrated Luminaire | 2046 | CAPITAL | NEW | food service | USD/gigalumen_year | us | us | 125153928055.386
commercial lighting | High-Bay LFL: LED Integrated Luminaire | 2046 | CAPITAL | NEW | health | USD/gigalumen_year | us | us | 125153928055.386
commercial lighting | High-Bay LFL: LED Integrated Luminaire | 2046 | CAPITAL | NEW | lodging | USD/gigalumen_year | us | us | 125153928055.386
commercial lighting | High-Bay LFL: LED Integrated Luminaire | 2046 | CAPITAL | NEW | merc/service | USD/gigalumen_year | us | us | 125153928055.386
commercial lighting | High-Bay LFL: LED Integrated Luminaire | 2046 | CAPITAL | NEW | office-large | USD/gigalumen_year | us | us | 125153928055.386
commercial lighting | High-Bay LFL: LED Integrated Luminaire | 2046 | CAPITAL | NEW | office-small | USD/gigalumen_year | us | us | 125153928055.386
commercial lighting | High-Bay LFL: LED Integrated Luminaire | 2046 | CAPITAL | NEW | other | USD/gigalumen_year | us | us | 125153928055.386
commercial lighting | High-Bay LFL: LED Integrated Luminaire | 2046 | CAPITAL | NEW | warehouse | USD/gigalumen_year | us | us | 125153928055.386
commercial lighting | High-Bay LFL: LED Integrated Luminaire | 2046 | CAPITAL | REPLACEMENT | assembly | USD/gigalumen_year | us | us | 125153928055.386
commercial lighting | High-Bay LFL: LED Integrated Luminaire | 2046 | CAPITAL | REPLACEMENT | education | USD/gigalumen_year | us | us | 125153928055.386
commercial lighting | High-Bay LFL: LED Integrated Luminaire | 2046 | CAPITAL | REPLACEMENT | food sales | USD/gigalumen_year | us | us | 125153928055.386
commercial lighting | High-Bay LFL: LED Integrated Luminaire | 2046 | CAPITAL | REPLACEMENT | food service | USD/gigalumen_year | us | us | 125153928055.386
commercial lighting | High-Bay LFL: LED Integrated Luminaire | 2046 | CAPITAL | REPLACEMENT | health | USD/gigalumen_year | us | us | 125153928055.386
commercial lighting | High-Bay LFL: LED Integrated Luminaire | 2046 | CAPITAL | REPLACEMENT | lodging | USD/gigalumen_year | us | us | 125153928055.386
commercial lighting | High-Bay LFL: LED Integrated Luminaire | 2046 | CAPITAL | REPLACEMENT | merc/service | USD/gigalumen_year | us | us | 125153928055.386
commercial lighting | High-Bay LFL: LED Integrated Luminaire | 2046 | CAPITAL | REPLACEMENT | office-large | USD/gigalumen_year | us | us | 125153928055.386
commercial lighting | High-Bay LFL: LED Integrated Luminaire | 2046 | CAPITAL | REPLACEMENT | office-small | USD/gigalumen_year | us | us | 125153928055.386
commercial lighting | High-Bay LFL: LED Integrated Luminaire | 2046 | CAPITAL | REPLACEMENT | other | USD/gigalumen_year | us | us | 125153928055.386
commercial lighting | High-Bay LFL: LED Integrated Luminaire | 2046 | CAPITAL | REPLACEMENT | warehouse | USD/gigalumen_year | us | us | 125153928055.386
commercial lighting | High-Bay LFL: LED Integrated Luminaire | 2046 | FIXED_OM | NEW | assembly | USD/gigalumen_year | us | us | 5073807894.1373
commercial lighting | High-Bay LFL: LED Integrated Luminaire | 2046 | FIXED_OM | NEW | education | USD/gigalumen_year | us | us | 5073807894.1373
commercial lighting | High-Bay LFL: LED Integrated Luminaire | 2046 | FIXED_OM | NEW | food sales | USD/gigalumen_year | us | us | 5073807894.1373
commercial lighting | High-Bay LFL: LED Integrated Luminaire | 2046 | FIXED_OM | NEW | food service | USD/gigalumen_year | us | us | 5073807894.1373
commercial lighting | High-Bay LFL: LED Integrated Luminaire | 2046 | FIXED_OM | NEW | health | USD/gigalumen_year | us | us | 5073807894.1373
commercial lighting | High-Bay LFL: LED Integrated Luminaire | 2046 | FIXED_OM | NEW | lodging | USD/gigalumen_year | us | us | 5073807894.1373
commercial lighting | High-Bay LFL: LED Integrated Luminaire | 2046 | FIXED_OM | NEW | merc/service | USD/gigalumen_year | us | us | 5073807894.1373
commercial lighting | High-Bay LFL: LED Integrated Luminaire | 2046 | FIXED_OM | NEW | office-large | USD/gigalumen_year | us | us | 5073807894.1373
commercial lighting | High-Bay LFL: LED Integrated Luminaire | 2046 | FIXED_OM | NEW | office-small | USD/gigalumen_year | us | us | 5073807894.1373
commercial lighting | High-Bay LFL: LED Integrated Luminaire | 2046 | FIXED_OM | NEW | other | USD/gigalumen_year | us | us | 5073807894.1373
commercial lighting | High-Bay LFL: LED Integrated Luminaire | 2046 | FIXED_OM | NEW | warehouse | USD/gigalumen_year | us | us | 5073807894.1373
commercial lighting | High-Bay LFL: LED Integrated Luminaire | 2046 | FIXED_OM | REPLACEMENT | assembly | USD/gigalumen_year | us | us | 5073807894.1373
commercial lighting | High-Bay LFL: LED Integrated Luminaire | 2046 | FIXED_OM | REPLACEMENT | education | USD/gigalumen_year | us | us | 5073807894.1373
commercial lighting | High-Bay LFL: LED Integrated Luminaire | 2046 | FIXED_OM | REPLACEMENT | food sales | USD/gigalumen_year | us | us | 5073807894.1373
commercial lighting | High-Bay LFL: LED Integrated Luminaire | 2046 | FIXED_OM | REPLACEMENT | food service | USD/gigalumen_year | us | us | 5073807894.1373
commercial lighting | High-Bay LFL: LED Integrated Luminaire | 2046 | FIXED_OM | REPLACEMENT | health | USD/gigalumen_year | us | us | 5073807894.1373
commercial lighting | High-Bay LFL: LED Integrated Luminaire | 2046 | FIXED_OM | REPLACEMENT | lodging | USD/gigalumen_year | us | us | 5073807894.1373
commercial lighting | High-Bay LFL: LED Integrated Luminaire | 2046 | FIXED_OM | REPLACEMENT | merc/service | USD/gigalumen_year | us | us | 5073807894.1373
commercial lighting | High-Bay LFL: LED Integrated Luminaire | 2046 | FIXED_OM | REPLACEMENT | office-large | USD/gigalumen_year | us | us | 5073807894.1373
commercial lighting | High-Bay LFL: LED Integrated Luminaire | 2046 | FIXED_OM | REPLACEMENT | office-small | USD/gigalumen_year | us | us | 5073807894.1373
commercial lighting | High-Bay LFL: LED Integrated Luminaire | 2046 | FIXED_OM | REPLACEMENT | other | USD/gigalumen_year | us | us | 5073807894.1373
commercial lighting | High-Bay LFL: LED Integrated Luminaire | 2046 | FIXED_OM | REPLACEMENT | warehouse | USD/gigalumen_year | us | us | 5073807894.1373
commercial lighting | High-Bay LFL: LED Integrated Luminaire | 2047 | CAPITAL | NEW | assembly | USD/gigalumen_year | us | us | 125153928055.386
commercial lighting | High-Bay LFL: LED Integrated Luminaire | 2047 | CAPITAL | NEW | education | USD/gigalumen_year | us | us | 125153928055.386
commercial lighting | High-Bay LFL: LED Integrated Luminaire | 2047 | CAPITAL | NEW | food sales | USD/gigalumen_year | us | us | 125153928055.386
commercial lighting | High-Bay LFL: LED Integrated Luminaire | 2047 | CAPITAL | NEW | food service | USD/gigalumen_year | us | us | 125153928055.386
commercial lighting | High-Bay LFL: LED Integrated Luminaire | 2047 | CAPITAL | NEW | health | USD/gigalumen_year | us | us | 125153928055.386
commercial lighting | High-Bay LFL: LED Integrated Luminaire | 2047 | CAPITAL | NEW | lodging | USD/gigalumen_year | us | us | 125153928055.386
commercial lighting | High-Bay LFL: LED Integrated Luminaire | 2047 | CAPITAL | NEW | merc/service | USD/gigalumen_year | us | us | 125153928055.386
commercial lighting | High-Bay LFL: LED Integrated Luminaire | 2047 | CAPITAL | NEW | office-large | USD/gigalumen_year | us | us | 125153928055.386
commercial lighting | High-Bay LFL: LED Integrated Luminaire | 2047 | CAPITAL | NEW | office-small | USD/gigalumen_year | us | us | 125153928055.386
commercial lighting | High-Bay LFL: LED Integrated Luminaire | 2047 | CAPITAL | NEW | other | USD/gigalumen_year | us | us | 125153928055.386
commercial lighting | High-Bay LFL: LED Integrated Luminaire | 2047 | CAPITAL | NEW | warehouse | USD/gigalumen_year | us | us | 125153928055.386
commercial lighting | High-Bay LFL: LED Integrated Luminaire | 2047 | CAPITAL | REPLACEMENT | assembly | USD/gigalumen_year | us | us | 125153928055.386
commercial lighting | High-Bay LFL: LED Integrated Luminaire | 2047 | CAPITAL | REPLACEMENT | education | USD/gigalumen_year | us | us | 125153928055.386
commercial lighting | High-Bay LFL: LED Integrated Luminaire | 2047 | CAPITAL | REPLACEMENT | food sales | USD/gigalumen_year | us | us | 125153928055.386
commercial lighting | High-Bay LFL: LED Integrated Luminaire | 2047 | CAPITAL | REPLACEMENT | food service | USD/gigalumen_year | us | us | 125153928055.386
commercial lighting | High-Bay LFL: LED Integrated Luminaire | 2047 | CAPITAL | REPLACEMENT | health | USD/gigalumen_year | us | us | 125153928055.386
commercial lighting | High-Bay LFL: LED Integrated Luminaire | 2047 | CAPITAL | REPLACEMENT | lodging | USD/gigalumen_year | us | us | 125153928055.386
commercial lighting | High-Bay LFL: LED Integrated Luminaire | 2047 | CAPITAL | REPLACEMENT | merc/service | USD/gigalumen_year | us | us | 125153928055.386
commercial lighting | High-Bay LFL: LED Integrated Luminaire | 2047 | CAPITAL | REPLACEMENT | office-large | USD/gigalumen_year | us | us | 125153928055.386
commercial lighting | High-Bay LFL: LED Integrated Luminaire | 2047 | CAPITAL | REPLACEMENT | office-small | USD/gigalumen_year | us | us | 125153928055.386
commercial lighting | High-Bay LFL: LED Integrated Luminaire | 2047 | CAPITAL | REPLACEMENT | other | USD/gigalumen_year | us | us | 125153928055.386
commercial lighting | High-Bay LFL: LED Integrated Luminaire | 2047 | CAPITAL | REPLACEMENT | warehouse | USD/gigalumen_year | us | us | 125153928055.386
commercial lighting | High-Bay LFL: LED Integrated Luminaire | 2047 | FIXED_OM | NEW | assembly | USD/gigalumen_year | us | us | 5073807894.1373
commercial lighting | High-Bay LFL: LED Integrated Luminaire | 2047 | FIXED_OM | NEW | education | USD/gigalumen_year | us | us | 5073807894.1373
commercial lighting | High-Bay LFL: LED Integrated Luminaire | 2047 | FIXED_OM | NEW | food sales | USD/gigalumen_year | us | us | 5073807894.1373
commercial lighting | High-Bay LFL: LED Integrated Luminaire | 2047 | FIXED_OM | NEW | food service | USD/gigalumen_year | us | us | 5073807894.1373
commercial lighting | High-Bay LFL: LED Integrated Luminaire | 2047 | FIXED_OM | NEW | health | USD/gigalumen_year | us | us | 5073807894.1373
commercial lighting | High-Bay LFL: LED Integrated Luminaire | 2047 | FIXED_OM | NEW | lodging | USD/gigalumen_year | us | us | 5073807894.1373
commercial lighting | High-Bay LFL: LED Integrated Luminaire | 2047 | FIXED_OM | NEW | merc/service | USD/gigalumen_year | us | us | 5073807894.1373
commercial lighting | High-Bay LFL: LED Integrated Luminaire | 2047 | FIXED_OM | NEW | office-large | USD/gigalumen_year | us | us | 5073807894.1373
commercial lighting | High-Bay LFL: LED Integrated Luminaire | 2047 | FIXED_OM | NEW | office-small | USD/gigalumen_year | us | us | 5073807894.1373
commercial lighting | High-Bay LFL: LED Integrated Luminaire | 2047 | FIXED_OM | NEW | other | USD/gigalumen_year | us | us | 5073807894.1373
commercial lighting | High-Bay LFL: LED Integrated Luminaire | 2047 | FIXED_OM | NEW | warehouse | USD/gigalumen_year | us | us | 5073807894.1373
commercial lighting | High-Bay LFL: LED Integrated Luminaire | 2047 | FIXED_OM | REPLACEMENT | assembly | USD/gigalumen_year | us | us | 5073807894.1373
commercial lighting | High-Bay LFL: LED Integrated Luminaire | 2047 | FIXED_OM | REPLACEMENT | education | USD/gigalumen_year | us | us | 5073807894.1373
commercial lighting | High-Bay LFL: LED Integrated Luminaire | 2047 | FIXED_OM | REPLACEMENT | food sales | USD/gigalumen_year | us | us | 5073807894.1373
commercial lighting | High-Bay LFL: LED Integrated Luminaire | 2047 | FIXED_OM | REPLACEMENT | food service | USD/gigalumen_year | us | us | 5073807894.1373
commercial lighting | High-Bay LFL: LED Integrated Luminaire | 2047 | FIXED_OM | REPLACEMENT | health | USD/gigalumen_year | us | us | 5073807894.1373
commercial lighting | High-Bay LFL: LED Integrated Luminaire | 2047 | FIXED_OM | REPLACEMENT | lodging | USD/gigalumen_year | us | us | 5073807894.1373
commercial lighting | High-Bay LFL: LED Integrated Luminaire | 2047 | FIXED_OM | REPLACEMENT | merc/service | USD/gigalumen_year | us | us | 5073807894.1373
commercial lighting | High-Bay LFL: LED Integrated Luminaire | 2047 | FIXED_OM | REPLACEMENT | office-large | USD/gigalumen_year | us | us | 5073807894.1373
commercial lighting | High-Bay LFL: LED Integrated Luminaire | 2047 | FIXED_OM | REPLACEMENT | office-small | USD/gigalumen_year | us | us | 5073807894.1373
commercial lighting | High-Bay LFL: LED Integrated Luminaire | 2047 | FIXED_OM | REPLACEMENT | other | USD/gigalumen_year | us | us | 5073807894.1373
commercial lighting | High-Bay LFL: LED Integrated Luminaire | 2047 | FIXED_OM | REPLACEMENT | warehouse | USD/gigalumen_year | us | us | 5073807894.1373
commercial lighting | High-Bay LFL: LED Integrated Luminaire | 2048 | CAPITAL | NEW | assembly | USD/gigalumen_year | us | us | 125153928055.386
commercial lighting | High-Bay LFL: LED Integrated Luminaire | 2048 | CAPITAL | NEW | education | USD/gigalumen_year | us | us | 125153928055.386
commercial lighting | High-Bay LFL: LED Integrated Luminaire | 2048 | CAPITAL | NEW | food sales | USD/gigalumen_year | us | us | 125153928055.386
commercial lighting | High-Bay LFL: LED Integrated Luminaire | 2048 | CAPITAL | NEW | food service | USD/gigalumen_year | us | us | 125153928055.386
commercial lighting | High-Bay LFL: LED Integrated Luminaire | 2048 | CAPITAL | NEW | health | USD/gigalumen_year | us | us | 125153928055.386
commercial lighting | High-Bay LFL: LED Integrated Luminaire | 2048 | CAPITAL | NEW | lodging | USD/gigalumen_year | us | us | 125153928055.386
commercial lighting | High-Bay LFL: LED Integrated Luminaire | 2048 | CAPITAL | NEW | merc/service | USD/gigalumen_year | us | us | 125153928055.386
commercial lighting | High-Bay LFL: LED Integrated Luminaire | 2048 | CAPITAL | NEW | office-large | USD/gigalumen_year | us | us | 125153928055.386
commercial lighting | High-Bay LFL: LED Integrated Luminaire | 2048 | CAPITAL | NEW | office-small | USD/gigalumen_year | us | us | 125153928055.386
commercial lighting | High-Bay LFL: LED Integrated Luminaire | 2048 | CAPITAL | NEW | other | USD/gigalumen_year | us | us | 125153928055.386
commercial lighting | High-Bay LFL: LED Integrated Luminaire | 2048 | CAPITAL | NEW | warehouse | USD/gigalumen_year | us | us | 125153928055.386
commercial lighting | High-Bay LFL: LED Integrated Luminaire | 2048 | CAPITAL | REPLACEMENT | assembly | USD/gigalumen_year | us | us | 125153928055.386
commercial lighting | High-Bay LFL: LED Integrated Luminaire | 2048 | CAPITAL | REPLACEMENT | education | USD/gigalumen_year | us | us | 125153928055.386
commercial lighting | High-Bay LFL: LED Integrated Luminaire | 2048 | CAPITAL | REPLACEMENT | food sales | USD/gigalumen_year | us | us | 125153928055.386
commercial lighting | High-Bay LFL: LED Integrated Luminaire | 2048 | CAPITAL | REPLACEMENT | food service | USD/gigalumen_year | us | us | 125153928055.386
commercial lighting | High-Bay LFL: LED Integrated Luminaire | 2048 | CAPITAL | REPLACEMENT | health | USD/gigalumen_year | us | us | 125153928055.386
commercial lighting | High-Bay LFL: LED Integrated Luminaire | 2048 | CAPITAL | REPLACEMENT | lodging | USD/gigalumen_year | us | us | 125153928055.386
commercial lighting | High-Bay LFL: LED Integrated Luminaire | 2048 | CAPITAL | REPLACEMENT | merc/service | USD/gigalumen_year | us | us | 125153928055.386
commercial lighting | High-Bay LFL: LED Integrated Luminaire | 2048 | CAPITAL | REPLACEMENT | office-large | USD/gigalumen_year | us | us | 125153928055.386
commercial lighting | High-Bay LFL: LED Integrated Luminaire | 2048 | CAPITAL | REPLACEMENT | office-small | USD/gigalumen_year | us | us | 125153928055.386
commercial lighting | High-Bay LFL: LED Integrated Luminaire | 2048 | CAPITAL | REPLACEMENT | other | USD/gigalumen_year | us | us | 125153928055.386
commercial lighting | High-Bay LFL: LED Integrated Luminaire | 2048 | CAPITAL | REPLACEMENT | warehouse | USD/gigalumen_year | us | us | 125153928055.386
commercial lighting | High-Bay LFL: LED Integrated Luminaire | 2048 | FIXED_OM | NEW | assembly | USD/gigalumen_year | us | us | 5073807894.1373
commercial lighting | High-Bay LFL: LED Integrated Luminaire | 2048 | FIXED_OM | NEW | education | USD/gigalumen_year | us | us | 5073807894.1373
commercial lighting | High-Bay LFL: LED Integrated Luminaire | 2048 | FIXED_OM | NEW | food sales | USD/gigalumen_year | us | us | 5073807894.1373
commercial lighting | High-Bay LFL: LED Integrated Luminaire | 2048 | FIXED_OM | NEW | food service | USD/gigalumen_year | us | us | 5073807894.1373
commercial lighting | High-Bay LFL: LED Integrated Luminaire | 2048 | FIXED_OM | NEW | health | USD/gigalumen_year | us | us | 5073807894.1373
commercial lighting | High-Bay LFL: LED Integrated Luminaire | 2048 | FIXED_OM | NEW | lodging | USD/gigalumen_year | us | us | 5073807894.1373
commercial lighting | High-Bay LFL: LED Integrated Luminaire | 2048 | FIXED_OM | NEW | merc/service | USD/gigalumen_year | us | us | 5073807894.1373
commercial lighting | High-Bay LFL: LED Integrated Luminaire | 2048 | FIXED_OM | NEW | office-large | USD/gigalumen_year | us | us | 5073807894.1373
commercial lighting | High-Bay LFL: LED Integrated Luminaire | 2048 | FIXED_OM | NEW | office-small | USD/gigalumen_year | us | us | 5073807894.1373
commercial lighting | High-Bay LFL: LED Integrated Luminaire | 2048 | FIXED_OM | NEW | other | USD/gigalumen_year | us | us | 5073807894.1373
commercial lighting | High-Bay LFL: LED Integrated Luminaire | 2048 | FIXED_OM | NEW | warehouse | USD/gigalumen_year | us | us | 5073807894.1373
commercial lighting | High-Bay LFL: LED Integrated Luminaire | 2048 | FIXED_OM | REPLACEMENT | assembly | USD/gigalumen_year | us | us | 5073807894.1373
commercial lighting | High-Bay LFL: LED Integrated Luminaire | 2048 | FIXED_OM | REPLACEMENT | education | USD/gigalumen_year | us | us | 5073807894.1373
commercial lighting | High-Bay LFL: LED Integrated Luminaire | 2048 | FIXED_OM | REPLACEMENT | food sales | USD/gigalumen_year | us | us | 5073807894.1373
commercial lighting | High-Bay LFL: LED Integrated Luminaire | 2048 | FIXED_OM | REPLACEMENT | food service | USD/gigalumen_year | us | us | 5073807894.1373
commercial lighting | High-Bay LFL: LED Integrated Luminaire | 2048 | FIXED_OM | REPLACEMENT | health | USD/gigalumen_year | us | us | 5073807894.1373
commercial lighting | High-Bay LFL: LED Integrated Luminaire | 2048 | FIXED_OM | REPLACEMENT | lodging | USD/gigalumen_year | us | us | 5073807894.1373
commercial lighting | High-Bay LFL: LED Integrated Luminaire | 2048 | FIXED_OM | REPLACEMENT | merc/service | USD/gigalumen_year | us | us | 5073807894.1373
commercial lighting | High-Bay LFL: LED Integrated Luminaire | 2048 | FIXED_OM | REPLACEMENT | office-large | USD/gigalumen_year | us | us | 5073807894.1373
commercial lighting | High-Bay LFL: LED Integrated Luminaire | 2048 | FIXED_OM | REPLACEMENT | office-small | USD/gigalumen_year | us | us | 5073807894.1373
commercial lighting | High-Bay LFL: LED Integrated Luminaire | 2048 | FIXED_OM | REPLACEMENT | other | USD/gigalumen_year | us | us | 5073807894.1373
commercial lighting | High-Bay LFL: LED Integrated Luminaire | 2048 | FIXED_OM | REPLACEMENT | warehouse | USD/gigalumen_year | us | us | 5073807894.1373
commercial lighting | High-Bay LFL: LED Integrated Luminaire | 2049 | CAPITAL | NEW | assembly | USD/gigalumen_year | us | us | 125153928055.386
commercial lighting | High-Bay LFL: LED Integrated Luminaire | 2049 | CAPITAL | NEW | education | USD/gigalumen_year | us | us | 125153928055.386
commercial lighting | High-Bay LFL: LED Integrated Luminaire | 2049 | CAPITAL | NEW | food sales | USD/gigalumen_year | us | us | 125153928055.386
commercial lighting | High-Bay LFL: LED Integrated Luminaire | 2049 | CAPITAL | NEW | food service | USD/gigalumen_year | us | us | 125153928055.386
commercial lighting | High-Bay LFL: LED Integrated Luminaire | 2049 | CAPITAL | NEW | health | USD/gigalumen_year | us | us | 125153928055.386
commercial lighting | High-Bay LFL: LED Integrated Luminaire | 2049 | CAPITAL | NEW | lodging | USD/gigalumen_year | us | us | 125153928055.386
commercial lighting | High-Bay LFL: LED Integrated Luminaire | 2049 | CAPITAL | NEW | merc/service | USD/gigalumen_year | us | us | 125153928055.386
commercial lighting | High-Bay LFL: LED Integrated Luminaire | 2049 | CAPITAL | NEW | office-large | USD/gigalumen_year | us | us | 125153928055.386
commercial lighting | High-Bay LFL: LED Integrated Luminaire | 2049 | CAPITAL | NEW | office-small | USD/gigalumen_year | us | us | 125153928055.386
commercial lighting | High-Bay LFL: LED Integrated Luminaire | 2049 | CAPITAL | NEW | other | USD/gigalumen_year | us | us | 125153928055.386
commercial lighting | High-Bay LFL: LED Integrated Luminaire | 2049 | CAPITAL | NEW | warehouse | USD/gigalumen_year | us | us | 125153928055.386
commercial lighting | High-Bay LFL: LED Integrated Luminaire | 2049 | CAPITAL | REPLACEMENT | assembly | USD/gigalumen_year | us | us | 125153928055.386
commercial lighting | High-Bay LFL: LED Integrated Luminaire | 2049 | CAPITAL | REPLACEMENT | education | USD/gigalumen_year | us | us | 125153928055.386
commercial lighting | High-Bay LFL: LED Integrated Luminaire | 2049 | CAPITAL | REPLACEMENT | food sales | USD/gigalumen_year | us | us | 125153928055.386
commercial lighting | High-Bay LFL: LED Integrated Luminaire | 2049 | CAPITAL | REPLACEMENT | food service | USD/gigalumen_year | us | us | 125153928055.386
commercial lighting | High-Bay LFL: LED Integrated Luminaire | 2049 | CAPITAL | REPLACEMENT | health | USD/gigalumen_year | us | us | 125153928055.386
commercial lighting | High-Bay LFL: LED Integrated Luminaire | 2049 | CAPITAL | REPLACEMENT | lodging | USD/gigalumen_year | us | us | 125153928055.386
commercial lighting | High-Bay LFL: LED Integrated Luminaire | 2049 | CAPITAL | REPLACEMENT | merc/service | USD/gigalumen_year | us | us | 125153928055.386
commercial lighting | High-Bay LFL: LED Integrated Luminaire | 2049 | CAPITAL | REPLACEMENT | office-large | USD/gigalumen_year | us | us | 125153928055.386
commercial lighting | High-Bay LFL: LED Integrated Luminaire | 2049 | CAPITAL | REPLACEMENT | office-small | USD/gigalumen_year | us | us | 125153928055.386
commercial lighting | High-Bay LFL: LED Integrated Luminaire | 2049 | CAPITAL | REPLACEMENT | other | USD/gigalumen_year | us | us | 125153928055.386
commercial lighting | High-Bay LFL: LED Integrated Luminaire | 2049 | CAPITAL | REPLACEMENT | warehouse | USD/gigalumen_year | us | us | 125153928055.386
commercial lighting | High-Bay LFL: LED Integrated Luminaire | 2049 | FIXED_OM | NEW | assembly | USD/gigalumen_year | us | us | 5073807894.1373
commercial lighting | High-Bay LFL: LED Integrated Luminaire | 2049 | FIXED_OM | NEW | education | USD/gigalumen_year | us | us | 5073807894.1373
commercial lighting | High-Bay LFL: LED Integrated Luminaire | 2049 | FIXED_OM | NEW | food sales | USD/gigalumen_year | us | us | 5073807894.1373
commercial lighting | High-Bay LFL: LED Integrated Luminaire | 2049 | FIXED_OM | NEW | food service | USD/gigalumen_year | us | us | 5073807894.1373
commercial lighting | High-Bay LFL: LED Integrated Luminaire | 2049 | FIXED_OM | NEW | health | USD/gigalumen_year | us | us | 5073807894.1373
commercial lighting | High-Bay LFL: LED Integrated Luminaire | 2049 | FIXED_OM | NEW | lodging | USD/gigalumen_year | us | us | 5073807894.1373
commercial lighting | High-Bay LFL: LED Integrated Luminaire | 2049 | FIXED_OM | NEW | merc/service | USD/gigalumen_year | us | us | 5073807894.1373
commercial lighting | High-Bay LFL: LED Integrated Luminaire | 2049 | FIXED_OM | NEW | office-large | USD/gigalumen_year | us | us | 5073807894.1373
commercial lighting | High-Bay LFL: LED Integrated Luminaire | 2049 | FIXED_OM | NEW | office-small | USD/gigalumen_year | us | us | 5073807894.1373
commercial lighting | High-Bay LFL: LED Integrated Luminaire | 2049 | FIXED_OM | NEW | other | USD/gigalumen_year | us | us | 5073807894.1373
commercial lighting | High-Bay LFL: LED Integrated Luminaire | 2049 | FIXED_OM | NEW | warehouse | USD/gigalumen_year | us | us | 5073807894.1373
commercial lighting | High-Bay LFL: LED Integrated Luminaire | 2049 | FIXED_OM | REPLACEMENT | assembly | USD/gigalumen_year | us | us | 5073807894.1373
commercial lighting | High-Bay LFL: LED Integrated Luminaire | 2049 | FIXED_OM | REPLACEMENT | education | USD/gigalumen_year | us | us | 5073807894.1373
commercial lighting | High-Bay LFL: LED Integrated Luminaire | 2049 | FIXED_OM | REPLACEMENT | food sales | USD/gigalumen_year | us | us | 5073807894.1373
commercial lighting | High-Bay LFL: LED Integrated Luminaire | 2049 | FIXED_OM | REPLACEMENT | food service | USD/gigalumen_year | us | us | 5073807894.1373
commercial lighting | High-Bay LFL: LED Integrated Luminaire | 2049 | FIXED_OM | REPLACEMENT | health | USD/gigalumen_year | us | us | 5073807894.1373
commercial lighting | High-Bay LFL: LED Integrated Luminaire | 2049 | FIXED_OM | REPLACEMENT | lodging | USD/gigalumen_year | us | us | 5073807894.1373
commercial lighting | High-Bay LFL: LED Integrated Luminaire | 2049 | FIXED_OM | REPLACEMENT | merc/service | USD/gigalumen_year | us | us | 5073807894.1373
commercial lighting | High-Bay LFL: LED Integrated Luminaire | 2049 | FIXED_OM | REPLACEMENT | office-large | USD/gigalumen_year | us | us | 5073807894.1373
commercial lighting | High-Bay LFL: LED Integrated Luminaire | 2049 | FIXED_OM | REPLACEMENT | office-small | USD/gigalumen_year | us | us | 5073807894.1373
commercial lighting | High-Bay LFL: LED Integrated Luminaire | 2049 | FIXED_OM | REPLACEMENT | other | USD/gigalumen_year | us | us | 5073807894.1373
commercial lighting | High-Bay LFL: LED Integrated Luminaire | 2049 | FIXED_OM | REPLACEMENT | warehouse | USD/gigalumen_year | us | us | 5073807894.1373
commercial lighting | High-Bay LFL: LED Integrated Luminaire | 2050 | CAPITAL | NEW | assembly | USD/gigalumen_year | us | us | 125153928055.386
commercial lighting | High-Bay LFL: LED Integrated Luminaire | 2050 | CAPITAL | NEW | education | USD/gigalumen_year | us | us | 125153928055.386
commercial lighting | High-Bay LFL: LED Integrated Luminaire | 2050 | CAPITAL | NEW | food sales | USD/gigalumen_year | us | us | 125153928055.386
commercial lighting | High-Bay LFL: LED Integrated Luminaire | 2050 | CAPITAL | NEW | food service | USD/gigalumen_year | us | us | 125153928055.386
commercial lighting | High-Bay LFL: LED Integrated Luminaire | 2050 | CAPITAL | NEW | health | USD/gigalumen_year | us | us | 125153928055.386
commercial lighting | High-Bay LFL: LED Integrated Luminaire | 2050 | CAPITAL | NEW | lodging | USD/gigalumen_year | us | us | 125153928055.386
commercial lighting | High-Bay LFL: LED Integrated Luminaire | 2050 | CAPITAL | NEW | merc/service | USD/gigalumen_year | us | us | 125153928055.386
commercial lighting | High-Bay LFL: LED Integrated Luminaire | 2050 | CAPITAL | NEW | office-large | USD/gigalumen_year | us | us | 125153928055.386
commercial lighting | High-Bay LFL: LED Integrated Luminaire | 2050 | CAPITAL | NEW | office-small | USD/gigalumen_year | us | us | 125153928055.386
commercial lighting | High-Bay LFL: LED Integrated Luminaire | 2050 | CAPITAL | NEW | other | USD/gigalumen_year | us | us | 125153928055.386
commercial lighting | High-Bay LFL: LED Integrated Luminaire | 2050 | CAPITAL | NEW | warehouse | USD/gigalumen_year | us | us | 125153928055.386
commercial lighting | High-Bay LFL: LED Integrated Luminaire | 2050 | CAPITAL | REPLACEMENT | assembly | USD/gigalumen_year | us | us | 125153928055.386
commercial lighting | High-Bay LFL: LED Integrated Luminaire | 2050 | CAPITAL | REPLACEMENT | education | USD/gigalumen_year | us | us | 125153928055.386
commercial lighting | High-Bay LFL: LED Integrated Luminaire | 2050 | CAPITAL | REPLACEMENT | food sales | USD/gigalumen_year | us | us | 125153928055.386
commercial lighting | High-Bay LFL: LED Integrated Luminaire | 2050 | CAPITAL | REPLACEMENT | food service | USD/gigalumen_year | us | us | 125153928055.386
commercial lighting | High-Bay LFL: LED Integrated Luminaire | 2050 | CAPITAL | REPLACEMENT | health | USD/gigalumen_year | us | us | 125153928055.386
commercial lighting | High-Bay LFL: LED Integrated Luminaire | 2050 | CAPITAL | REPLACEMENT | lodging | USD/gigalumen_year | us | us | 125153928055.386
commercial lighting | High-Bay LFL: LED Integrated Luminaire | 2050 | CAPITAL | REPLACEMENT | merc/service | USD/gigalumen_year | us | us | 125153928055.386
commercial lighting | High-Bay LFL: LED Integrated Luminaire | 2050 | CAPITAL | REPLACEMENT | office-large | USD/gigalumen_year | us | us | 125153928055.386
commercial lighting | High-Bay LFL: LED Integrated Luminaire | 2050 | CAPITAL | REPLACEMENT | office-small | USD/gigalumen_year | us | us | 125153928055.386
commercial lighting | High-Bay LFL: LED Integrated Luminaire | 2050 | CAPITAL | REPLACEMENT | other | USD/gigalumen_year | us | us | 125153928055.386
commercial lighting | High-Bay LFL: LED Integrated Luminaire | 2050 | CAPITAL | REPLACEMENT | warehouse | USD/gigalumen_year | us | us | 125153928055.386
commercial lighting | High-Bay LFL: LED Integrated Luminaire | 2050 | FIXED_OM | NEW | assembly | USD/gigalumen_year | us | us | 5073807894.1373
commercial lighting | High-Bay LFL: LED Integrated Luminaire | 2050 | FIXED_OM | NEW | education | USD/gigalumen_year | us | us | 5073807894.1373
commercial lighting | High-Bay LFL: LED Integrated Luminaire | 2050 | FIXED_OM | NEW | food sales | USD/gigalumen_year | us | us | 5073807894.1373
commercial lighting | High-Bay LFL: LED Integrated Luminaire | 2050 | FIXED_OM | NEW | food service | USD/gigalumen_year | us | us | 5073807894.1373
commercial lighting | High-Bay LFL: LED Integrated Luminaire | 2050 | FIXED_OM | NEW | health | USD/gigalumen_year | us | us | 5073807894.1373
commercial lighting | High-Bay LFL: LED Integrated Luminaire | 2050 | FIXED_OM | NEW | lodging | USD/gigalumen_year | us | us | 5073807894.1373
commercial lighting | High-Bay LFL: LED Integrated Luminaire | 2050 | FIXED_OM | NEW | merc/service | USD/gigalumen_year | us | us | 5073807894.1373
commercial lighting | High-Bay LFL: LED Integrated Luminaire | 2050 | FIXED_OM | NEW | office-large | USD/gigalumen_year | us | us | 5073807894.1373
commercial lighting | High-Bay LFL: LED Integrated Luminaire | 2050 | FIXED_OM | NEW | office-small | USD/gigalumen_year | us | us | 5073807894.1373
commercial lighting | High-Bay LFL: LED Integrated Luminaire | 2050 | FIXED_OM | NEW | other | USD/gigalumen_year | us | us | 5073807894.1373
commercial lighting | High-Bay LFL: LED Integrated Luminaire | 2050 | FIXED_OM | NEW | warehouse | USD/gigalumen_year | us | us | 5073807894.1373
commercial lighting | High-Bay LFL: LED Integrated Luminaire | 2050 | FIXED_OM | REPLACEMENT | assembly | USD/gigalumen_year | us | us | 5073807894.1373
commercial lighting | High-Bay LFL: LED Integrated Luminaire | 2050 | FIXED_OM | REPLACEMENT | education | USD/gigalumen_year | us | us | 5073807894.1373
commercial lighting | High-Bay LFL: LED Integrated Luminaire | 2050 | FIXED_OM | REPLACEMENT | food sales | USD/gigalumen_year | us | us | 5073807894.1373
commercial lighting | High-Bay LFL: LED Integrated Luminaire | 2050 | FIXED_OM | REPLACEMENT | food service | USD/gigalumen_year | us | us | 5073807894.1373
commercial lighting | High-Bay LFL: LED Integrated Luminaire | 2050 | FIXED_OM | REPLACEMENT | health | USD/gigalumen_year | us | us | 5073807894.1373
commercial lighting | High-Bay LFL: LED Integrated Luminaire | 2050 | FIXED_OM | REPLACEMENT | lodging | USD/gigalumen_year | us | us | 5073807894.1373
commercial lighting | High-Bay LFL: LED Integrated Luminaire | 2050 | FIXED_OM | REPLACEMENT | merc/service | USD/gigalumen_year | us | us | 5073807894.1373
commercial lighting | High-Bay LFL: LED Integrated Luminaire | 2050 | FIXED_OM | REPLACEMENT | office-large | USD/gigalumen_year | us | us | 5073807894.1373
commercial lighting | High-Bay LFL: LED Integrated Luminaire | 2050 | FIXED_OM | REPLACEMENT | office-small | USD/gigalumen_year | us | us | 5073807894.1373
commercial lighting | High-Bay LFL: LED Integrated Luminaire | 2050 | FIXED_OM | REPLACEMENT | other | USD/gigalumen_year | us | us | 5073807894.1373
commercial lighting | High-Bay LFL: LED Integrated Luminaire | 2050 | FIXED_OM | REPLACEMENT | warehouse | USD/gigalumen_year | us | us | 5073807894.1373
commercial lighting | High-Bay LFL: Sodium Vapor | 2020 | CAPITAL | NEW | assembly | USD/gigalumen_year | us | us | 139200859169.711
commercial lighting | High-Bay LFL: Sodium Vapor | 2020 | CAPITAL | NEW | education | USD/gigalumen_year | us | us | 139200859169.711
commercial lighting | High-Bay LFL: Sodium Vapor | 2020 | CAPITAL | NEW | food sales | USD/gigalumen_year | us | us | 139200859169.711
commercial lighting | High-Bay LFL: Sodium Vapor | 2020 | CAPITAL | NEW | food service | USD/gigalumen_year | us | us | 139200859169.711
commercial lighting | High-Bay LFL: Sodium Vapor | 2020 | CAPITAL | NEW | health | USD/gigalumen_year | us | us | 139200859169.711
commercial lighting | High-Bay LFL: Sodium Vapor | 2020 | CAPITAL | NEW | lodging | USD/gigalumen_year | us | us | 139200859169.711
commercial lighting | High-Bay LFL: Sodium Vapor | 2020 | CAPITAL | NEW | merc/service | USD/gigalumen_year | us | us | 139200859169.711
commercial lighting | High-Bay LFL: Sodium Vapor | 2020 | CAPITAL | NEW | office-large | USD/gigalumen_year | us | us | 139200859169.711
commercial lighting | High-Bay LFL: Sodium Vapor | 2020 | CAPITAL | NEW | office-small | USD/gigalumen_year | us | us | 139200859169.711
commercial lighting | High-Bay LFL: Sodium Vapor | 2020 | CAPITAL | NEW | other | USD/gigalumen_year | us | us | 139200859169.711
commercial lighting | High-Bay LFL: Sodium Vapor | 2020 | CAPITAL | NEW | warehouse | USD/gigalumen_year | us | us | 139200859169.711
commercial lighting | High-Bay LFL: Sodium Vapor | 2020 | CAPITAL | REPLACEMENT | assembly | USD/gigalumen_year | us | us | 139200859169.711
commercial lighting | High-Bay LFL: Sodium Vapor | 2020 | CAPITAL | REPLACEMENT | education | USD/gigalumen_year | us | us | 139200859169.711
commercial lighting | High-Bay LFL: Sodium Vapor | 2020 | CAPITAL | REPLACEMENT | food sales | USD/gigalumen_year | us | us | 139200859169.711
commercial lighting | High-Bay LFL: Sodium Vapor | 2020 | CAPITAL | REPLACEMENT | food service | USD/gigalumen_year | us | us | 139200859169.711
commercial lighting | High-Bay LFL: Sodium Vapor | 2020 | CAPITAL | REPLACEMENT | health | USD/gigalumen_year | us | us | 139200859169.711
commercial lighting | High-Bay LFL: Sodium Vapor | 2020 | CAPITAL | REPLACEMENT | lodging | USD/gigalumen_year | us | us | 139200859169.711
commercial lighting | High-Bay LFL: Sodium Vapor | 2020 | CAPITAL | REPLACEMENT | merc/service | USD/gigalumen_year | us | us | 139200859169.711
commercial lighting | High-Bay LFL: Sodium Vapor | 2020 | CAPITAL | REPLACEMENT | office-large | USD/gigalumen_year | us | us | 139200859169.711
commercial lighting | High-Bay LFL: Sodium Vapor | 2020 | CAPITAL | REPLACEMENT | office-small | USD/gigalumen_year | us | us | 139200859169.711
commercial lighting | High-Bay LFL: Sodium Vapor | 2020 | CAPITAL | REPLACEMENT | other | USD/gigalumen_year | us | us | 139200859169.711
commercial lighting | High-Bay LFL: Sodium Vapor | 2020 | CAPITAL | REPLACEMENT | warehouse | USD/gigalumen_year | us | us | 139200859169.711
commercial lighting | High-Bay LFL: Sodium Vapor | 2020 | FIXED_OM | NEW | assembly | USD/gigalumen_year | us | us | 7657691543.9294
commercial lighting | High-Bay LFL: Sodium Vapor | 2020 | FIXED_OM | NEW | education | USD/gigalumen_year | us | us | 7657691543.9294
commercial lighting | High-Bay LFL: Sodium Vapor | 2020 | FIXED_OM | NEW | food sales | USD/gigalumen_year | us | us | 7657691543.9294
commercial lighting | High-Bay LFL: Sodium Vapor | 2020 | FIXED_OM | NEW | food service | USD/gigalumen_year | us | us | 7657691543.9294
commercial lighting | High-Bay LFL: Sodium Vapor | 2020 | FIXED_OM | NEW | health | USD/gigalumen_year | us | us | 7657691543.9294
commercial lighting | High-Bay LFL: Sodium Vapor | 2020 | FIXED_OM | NEW | lodging | USD/gigalumen_year | us | us | 7657691543.9294
commercial lighting | High-Bay LFL: Sodium Vapor | 2020 | FIXED_OM | NEW | merc/service | USD/gigalumen_year | us | us | 7657691543.9294
commercial lighting | High-Bay LFL: Sodium Vapor | 2020 | FIXED_OM | NEW | office-large | USD/gigalumen_year | us | us | 7657691543.9294
commercial lighting | High-Bay LFL: Sodium Vapor | 2020 | FIXED_OM | NEW | office-small | USD/gigalumen_year | us | us | 7657691543.9294
commercial lighting | High-Bay LFL: Sodium Vapor | 2020 | FIXED_OM | NEW | other | USD/gigalumen_year | us | us | 7657691543.9294
commercial lighting | High-Bay LFL: Sodium Vapor | 2020 | FIXED_OM | NEW | warehouse | USD/gigalumen_year | us | us | 7657691543.9294
commercial lighting | High-Bay LFL: Sodium Vapor | 2020 | FIXED_OM | REPLACEMENT | assembly | USD/gigalumen_year | us | us | 7657691543.9294
commercial lighting | High-Bay LFL: Sodium Vapor | 2020 | FIXED_OM | REPLACEMENT | education | USD/gigalumen_year | us | us | 7657691543.9294
commercial lighting | High-Bay LFL: Sodium Vapor | 2020 | FIXED_OM | REPLACEMENT | food sales | USD/gigalumen_year | us | us | 7657691543.9294
commercial lighting | High-Bay LFL: Sodium Vapor | 2020 | FIXED_OM | REPLACEMENT | food service | USD/gigalumen_year | us | us | 7657691543.9294
commercial lighting | High-Bay LFL: Sodium Vapor | 2020 | FIXED_OM | REPLACEMENT | health | USD/gigalumen_year | us | us | 7657691543.9294
commercial lighting | High-Bay LFL: Sodium Vapor | 2020 | FIXED_OM | REPLACEMENT | lodging | USD/gigalumen_year | us | us | 7657691543.9294
commercial lighting | High-Bay LFL: Sodium Vapor | 2020 | FIXED_OM | REPLACEMENT | merc/service | USD/gigalumen_year | us | us | 7657691543.9294
commercial lighting | High-Bay LFL: Sodium Vapor | 2020 | FIXED_OM | REPLACEMENT | office-large | USD/gigalumen_year | us | us | 7657691543.9294
commercial lighting | High-Bay LFL: Sodium Vapor | 2020 | FIXED_OM | REPLACEMENT | office-small | USD/gigalumen_year | us | us | 7657691543.9294
commercial lighting | High-Bay LFL: Sodium Vapor | 2020 | FIXED_OM | REPLACEMENT | other | USD/gigalumen_year | us | us | 7657691543.9294
commercial lighting | High-Bay LFL: Sodium Vapor | 2020 | FIXED_OM | REPLACEMENT | warehouse | USD/gigalumen_year | us | us | 7657691543.9294
commercial lighting | High-Bay LFL: Sodium Vapor | 2021 | CAPITAL | NEW | assembly | USD/gigalumen_year | us | us | 138707572291.114
commercial lighting | High-Bay LFL: Sodium Vapor | 2021 | CAPITAL | NEW | education | USD/gigalumen_year | us | us | 138707572291.114
commercial lighting | High-Bay LFL: Sodium Vapor | 2021 | CAPITAL | NEW | food sales | USD/gigalumen_year | us | us | 138707572291.114
commercial lighting | High-Bay LFL: Sodium Vapor | 2021 | CAPITAL | NEW | food service | USD/gigalumen_year | us | us | 138707572291.114
commercial lighting | High-Bay LFL: Sodium Vapor | 2021 | CAPITAL | NEW | health | USD/gigalumen_year | us | us | 138707572291.114
commercial lighting | High-Bay LFL: Sodium Vapor | 2021 | CAPITAL | NEW | lodging | USD/gigalumen_year | us | us | 138707572291.114
commercial lighting | High-Bay LFL: Sodium Vapor | 2021 | CAPITAL | NEW | merc/service | USD/gigalumen_year | us | us | 138707572291.114
commercial lighting | High-Bay LFL: Sodium Vapor | 2021 | CAPITAL | NEW | office-large | USD/gigalumen_year | us | us | 138707572291.114
commercial lighting | High-Bay LFL: Sodium Vapor | 2021 | CAPITAL | NEW | office-small | USD/gigalumen_year | us | us | 138707572291.114
commercial lighting | High-Bay LFL: Sodium Vapor | 2021 | CAPITAL | NEW | other | USD/gigalumen_year | us | us | 138707572291.114
commercial lighting | High-Bay LFL: Sodium Vapor | 2021 | CAPITAL | NEW | warehouse | USD/gigalumen_year | us | us | 138707572291.114
commercial lighting | High-Bay LFL: Sodium Vapor | 2021 | CAPITAL | REPLACEMENT | assembly | USD/gigalumen_year | us | us | 138707572291.114
commercial lighting | High-Bay LFL: Sodium Vapor | 2021 | CAPITAL | REPLACEMENT | education | USD/gigalumen_year | us | us | 138707572291.114
commercial lighting | High-Bay LFL: Sodium Vapor | 2021 | CAPITAL | REPLACEMENT | food sales | USD/gigalumen_year | us | us | 138707572291.114
commercial lighting | High-Bay LFL: Sodium Vapor | 2021 | CAPITAL | REPLACEMENT | food service | USD/gigalumen_year | us | us | 138707572291.114
commercial lighting | High-Bay LFL: Sodium Vapor | 2021 | CAPITAL | REPLACEMENT | health | USD/gigalumen_year | us | us | 138707572291.114
commercial lighting | High-Bay LFL: Sodium Vapor | 2021 | CAPITAL | REPLACEMENT | lodging | USD/gigalumen_year | us | us | 138707572291.114
commercial lighting | High-Bay LFL: Sodium Vapor | 2021 | CAPITAL | REPLACEMENT | merc/service | USD/gigalumen_year | us | us | 138707572291.114
commercial lighting | High-Bay LFL: Sodium Vapor | 2021 | CAPITAL | REPLACEMENT | office-large | USD/gigalumen_year | us | us | 138707572291.114
commercial lighting | High-Bay LFL: Sodium Vapor | 2021 | CAPITAL | REPLACEMENT | office-small | USD/gigalumen_year | us | us | 138707572291.114
commercial lighting | High-Bay LFL: Sodium Vapor | 2021 | CAPITAL | REPLACEMENT | other | USD/gigalumen_year | us | us | 138707572291.114
commercial lighting | High-Bay LFL: Sodium Vapor | 2021 | CAPITAL | REPLACEMENT | warehouse | USD/gigalumen_year | us | us | 138707572291.114
commercial lighting | High-Bay LFL: Sodium Vapor | 2021 | FIXED_OM | NEW | assembly | USD/gigalumen_year | us | us | 7601315900.6612
commercial lighting | High-Bay LFL: Sodium Vapor | 2021 | FIXED_OM | NEW | education | USD/gigalumen_year | us | us | 7601315900.6612
commercial lighting | High-Bay LFL: Sodium Vapor | 2021 | FIXED_OM | NEW | food sales | USD/gigalumen_year | us | us | 7601315900.6612
commercial lighting | High-Bay LFL: Sodium Vapor | 2021 | FIXED_OM | NEW | food service | USD/gigalumen_year | us | us | 7601315900.6612
commercial lighting | High-Bay LFL: Sodium Vapor | 2021 | FIXED_OM | NEW | health | USD/gigalumen_year | us | us | 7601315900.6612
commercial lighting | High-Bay LFL: Sodium Vapor | 2021 | FIXED_OM | NEW | lodging | USD/gigalumen_year | us | us | 7601315900.6612
commercial lighting | High-Bay LFL: Sodium Vapor | 2021 | FIXED_OM | NEW | merc/service | USD/gigalumen_year | us | us | 7601315900.6612
commercial lighting | High-Bay LFL: Sodium Vapor | 2021 | FIXED_OM | NEW | office-large | USD/gigalumen_year | us | us | 7601315900.6612
commercial lighting | High-Bay LFL: Sodium Vapor | 2021 | FIXED_OM | NEW | office-small | USD/gigalumen_year | us | us | 7601315900.6612
commercial lighting | High-Bay LFL: Sodium Vapor | 2021 | FIXED_OM | NEW | other | USD/gigalumen_year | us | us | 7601315900.6612
commercial lighting | High-Bay LFL: Sodium Vapor | 2021 | FIXED_OM | NEW | warehouse | USD/gigalumen_year | us | us | 7601315900.6612
commercial lighting | High-Bay LFL: Sodium Vapor | 2021 | FIXED_OM | REPLACEMENT | assembly | USD/gigalumen_year | us | us | 7601315900.6612
commercial lighting | High-Bay LFL: Sodium Vapor | 2021 | FIXED_OM | REPLACEMENT | education | USD/gigalumen_year | us | us | 7601315900.6612
commercial lighting | High-Bay LFL: Sodium Vapor | 2021 | FIXED_OM | REPLACEMENT | food sales | USD/gigalumen_year | us | us | 7601315900.6612
commercial lighting | High-Bay LFL: Sodium Vapor | 2021 | FIXED_OM | REPLACEMENT | food service | USD/gigalumen_year | us | us | 7601315900.6612
commercial lighting | High-Bay LFL: Sodium Vapor | 2021 | FIXED_OM | REPLACEMENT | health | USD/gigalumen_year | us | us | 7601315900.6612
commercial lighting | High-Bay LFL: Sodium Vapor | 2021 | FIXED_OM | REPLACEMENT | lodging | USD/gigalumen_year | us | us | 7601315900.6612
commercial lighting | High-Bay LFL: Sodium Vapor | 2021 | FIXED_OM | REPLACEMENT | merc/service | USD/gigalumen_year | us | us | 7601315900.6612
commercial lighting | High-Bay LFL: Sodium Vapor | 2021 | FIXED_OM | REPLACEMENT | office-large | USD/gigalumen_year | us | us | 7601315900.6612
commercial lighting | High-Bay LFL: Sodium Vapor | 2021 | FIXED_OM | REPLACEMENT | office-small | USD/gigalumen_year | us | us | 7601315900.6612
commercial lighting | High-Bay LFL: Sodium Vapor | 2021 | FIXED_OM | REPLACEMENT | other | USD/gigalumen_year | us | us | 7601315900.6612
commercial lighting | High-Bay LFL: Sodium Vapor | 2021 | FIXED_OM | REPLACEMENT | warehouse | USD/gigalumen_year | us | us | 7601315900.6612
commercial lighting | High-Bay LFL: Sodium Vapor | 2022 | CAPITAL | NEW | assembly | USD/gigalumen_year | us | us | 138214285412.517
commercial lighting | High-Bay LFL: Sodium Vapor | 2022 | CAPITAL | NEW | education | USD/gigalumen_year | us | us | 138214285412.517
commercial lighting | High-Bay LFL: Sodium Vapor | 2022 | CAPITAL | NEW | food sales | USD/gigalumen_year | us | us | 138214285412.517
commercial lighting | High-Bay LFL: Sodium Vapor | 2022 | CAPITAL | NEW | food service | USD/gigalumen_year | us | us | 138214285412.517
commercial lighting | High-Bay LFL: Sodium Vapor | 2022 | CAPITAL | NEW | health | USD/gigalumen_year | us | us | 138214285412.517
commercial lighting | High-Bay LFL: Sodium Vapor | 2022 | CAPITAL | NEW | lodging | USD/gigalumen_year | us | us | 138214285412.517
commercial lighting | High-Bay LFL: Sodium Vapor | 2022 | CAPITAL | NEW | merc/service | USD/gigalumen_year | us | us | 138214285412.517
commercial lighting | High-Bay LFL: Sodium Vapor | 2022 | CAPITAL | NEW | office-large | USD/gigalumen_year | us | us | 138214285412.517
commercial lighting | High-Bay LFL: Sodium Vapor | 2022 | CAPITAL | NEW | office-small | USD/gigalumen_year | us | us | 138214285412.517
commercial lighting | High-Bay LFL: Sodium Vapor | 2022 | CAPITAL | NEW | other | USD/gigalumen_year | us | us | 138214285412.517
commercial lighting | High-Bay LFL: Sodium Vapor | 2022 | CAPITAL | NEW | warehouse | USD/gigalumen_year | us | us | 138214285412.517
commercial lighting | High-Bay LFL: Sodium Vapor | 2022 | CAPITAL | REPLACEMENT | assembly | USD/gigalumen_year | us | us | 138214285412.517
commercial lighting | High-Bay LFL: Sodium Vapor | 2022 | CAPITAL | REPLACEMENT | education | USD/gigalumen_year | us | us | 138214285412.517
commercial lighting | High-Bay LFL: Sodium Vapor | 2022 | CAPITAL | REPLACEMENT | food sales | USD/gigalumen_year | us | us | 138214285412.517
commercial lighting | High-Bay LFL: Sodium Vapor | 2022 | CAPITAL | REPLACEMENT | food service | USD/gigalumen_year | us | us | 138214285412.517
commercial lighting | High-Bay LFL: Sodium Vapor | 2022 | CAPITAL | REPLACEMENT | health | USD/gigalumen_year | us | us | 138214285412.517
commercial lighting | High-Bay LFL: Sodium Vapor | 2022 | CAPITAL | REPLACEMENT | lodging | USD/gigalumen_year | us | us | 138214285412.517
commercial lighting | High-Bay LFL: Sodium Vapor | 2022 | CAPITAL | REPLACEMENT | merc/service | USD/gigalumen_year | us | us | 138214285412.517
commercial lighting | High-Bay LFL: Sodium Vapor | 2022 | CAPITAL | REPLACEMENT | office-large | USD/gigalumen_year | us | us | 138214285412.517
commercial lighting | High-Bay LFL: Sodium Vapor | 2022 | CAPITAL | REPLACEMENT | office-small | USD/gigalumen_year | us | us | 138214285412.517
commercial lighting | High-Bay LFL: Sodium Vapor | 2022 | CAPITAL | REPLACEMENT | other | USD/gigalumen_year | us | us | 138214285412.517
commercial lighting | High-Bay LFL: Sodium Vapor | 2022 | CAPITAL | REPLACEMENT | warehouse | USD/gigalumen_year | us | us | 138214285412.517
commercial lighting | High-Bay LFL: Sodium Vapor | 2022 | FIXED_OM | NEW | assembly | USD/gigalumen_year | us | us | 7544940257.3931
commercial lighting | High-Bay LFL: Sodium Vapor | 2022 | FIXED_OM | NEW | education | USD/gigalumen_year | us | us | 7544940257.3931
commercial lighting | High-Bay LFL: Sodium Vapor | 2022 | FIXED_OM | NEW | food sales | USD/gigalumen_year | us | us | 7544940257.3931
commercial lighting | High-Bay LFL: Sodium Vapor | 2022 | FIXED_OM | NEW | food service | USD/gigalumen_year | us | us | 7544940257.3931
commercial lighting | High-Bay LFL: Sodium Vapor | 2022 | FIXED_OM | NEW | health | USD/gigalumen_year | us | us | 7544940257.3931
commercial lighting | High-Bay LFL: Sodium Vapor | 2022 | FIXED_OM | NEW | lodging | USD/gigalumen_year | us | us | 7544940257.3931
commercial lighting | High-Bay LFL: Sodium Vapor | 2022 | FIXED_OM | NEW | merc/service | USD/gigalumen_year | us | us | 7544940257.3931
commercial lighting | High-Bay LFL: Sodium Vapor | 2022 | FIXED_OM | NEW | office-large | USD/gigalumen_year | us | us | 7544940257.3931
commercial lighting | High-Bay LFL: Sodium Vapor | 2022 | FIXED_OM | NEW | office-small | USD/gigalumen_year | us | us | 7544940257.3931
commercial lighting | High-Bay LFL: Sodium Vapor | 2022 | FIXED_OM | NEW | other | USD/gigalumen_year | us | us | 7544940257.3931
commercial lighting | High-Bay LFL: Sodium Vapor | 2022 | FIXED_OM | NEW | warehouse | USD/gigalumen_year | us | us | 7544940257.3931
commercial lighting | High-Bay LFL: Sodium Vapor | 2022 | FIXED_OM | REPLACEMENT | assembly | USD/gigalumen_year | us | us | 7544940257.3931
commercial lighting | High-Bay LFL: Sodium Vapor | 2022 | FIXED_OM | REPLACEMENT | education | USD/gigalumen_year | us | us | 7544940257.3931
commercial lighting | High-Bay LFL: Sodium Vapor | 2022 | FIXED_OM | REPLACEMENT | food sales | USD/gigalumen_year | us | us | 7544940257.3931
commercial lighting | High-Bay LFL: Sodium Vapor | 2022 | FIXED_OM | REPLACEMENT | food service | USD/gigalumen_year | us | us | 7544940257.3931
commercial lighting | High-Bay LFL: Sodium Vapor | 2022 | FIXED_OM | REPLACEMENT | health | USD/gigalumen_year | us | us | 7544940257.3931
commercial lighting | High-Bay LFL: Sodium Vapor | 2022 | FIXED_OM | REPLACEMENT | lodging | USD/gigalumen_year | us | us | 7544940257.3931
commercial lighting | High-Bay LFL: Sodium Vapor | 2022 | FIXED_OM | REPLACEMENT | merc/service | USD/gigalumen_year | us | us | 7544940257.3931
commercial lighting | High-Bay LFL: Sodium Vapor | 2022 | FIXED_OM | REPLACEMENT | office-large | USD/gigalumen_year | us | us | 7544940257.3931
commercial lighting | High-Bay LFL: Sodium Vapor | 2022 | FIXED_OM | REPLACEMENT | office-small | USD/gigalumen_year | us | us | 7544940257.3931
commercial lighting | High-Bay LFL: Sodium Vapor | 2022 | FIXED_OM | REPLACEMENT | other | USD/gigalumen_year | us | us | 7544940257.3931
commercial lighting | High-Bay LFL: Sodium Vapor | 2022 | FIXED_OM | REPLACEMENT | warehouse | USD/gigalumen_year | us | us | 7544940257.3931
commercial lighting | High-Bay LFL: Sodium Vapor | 2023 | CAPITAL | NEW | assembly | USD/gigalumen_year | us | us | 137720998533.921
commercial lighting | High-Bay LFL: Sodium Vapor | 2023 | CAPITAL | NEW | education | USD/gigalumen_year | us | us | 137720998533.921
commercial lighting | High-Bay LFL: Sodium Vapor | 2023 | CAPITAL | NEW | food sales | USD/gigalumen_year | us | us | 137720998533.921
commercial lighting | High-Bay LFL: Sodium Vapor | 2023 | CAPITAL | NEW | food service | USD/gigalumen_year | us | us | 137720998533.921
commercial lighting | High-Bay LFL: Sodium Vapor | 2023 | CAPITAL | NEW | health | USD/gigalumen_year | us | us | 137720998533.921
commercial lighting | High-Bay LFL: Sodium Vapor | 2023 | CAPITAL | NEW | lodging | USD/gigalumen_year | us | us | 137720998533.921
commercial lighting | High-Bay LFL: Sodium Vapor | 2023 | CAPITAL | NEW | merc/service | USD/gigalumen_year | us | us | 137720998533.921
commercial lighting | High-Bay LFL: Sodium Vapor | 2023 | CAPITAL | NEW | office-large | USD/gigalumen_year | us | us | 137720998533.921
commercial lighting | High-Bay LFL: Sodium Vapor | 2023 | CAPITAL | NEW | office-small | USD/gigalumen_year | us | us | 137720998533.921
commercial lighting | High-Bay LFL: Sodium Vapor | 2023 | CAPITAL | NEW | other | USD/gigalumen_year | us | us | 137720998533.921
commercial lighting | High-Bay LFL: Sodium Vapor | 2023 | CAPITAL | NEW | warehouse | USD/gigalumen_year | us | us | 137720998533.921
commercial lighting | High-Bay LFL: Sodium Vapor | 2023 | CAPITAL | REPLACEMENT | assembly | USD/gigalumen_year | us | us | 137720998533.921
commercial lighting | High-Bay LFL: Sodium Vapor | 2023 | CAPITAL | REPLACEMENT | education | USD/gigalumen_year | us | us | 137720998533.921
commercial lighting | High-Bay LFL: Sodium Vapor | 2023 | CAPITAL | REPLACEMENT | food sales | USD/gigalumen_year | us | us | 137720998533.921
commercial lighting | High-Bay LFL: Sodium Vapor | 2023 | CAPITAL | REPLACEMENT | food service | USD/gigalumen_year | us | us | 137720998533.921
commercial lighting | High-Bay LFL: Sodium Vapor | 2023 | CAPITAL | REPLACEMENT | health | USD/gigalumen_year | us | us | 137720998533.921
commercial lighting | High-Bay LFL: Sodium Vapor | 2023 | CAPITAL | REPLACEMENT | lodging | USD/gigalumen_year | us | us | 137720998533.921
commercial lighting | High-Bay LFL: Sodium Vapor | 2023 | CAPITAL | REPLACEMENT | merc/service | USD/gigalumen_year | us | us | 137720998533.921
commercial lighting | High-Bay LFL: Sodium Vapor | 2023 | CAPITAL | REPLACEMENT | office-large | USD/gigalumen_year | us | us | 137720998533.921
commercial lighting | High-Bay LFL: Sodium Vapor | 2023 | CAPITAL | REPLACEMENT | office-small | USD/gigalumen_year | us | us | 137720998533.921
commercial lighting | High-Bay LFL: Sodium Vapor | 2023 | CAPITAL | REPLACEMENT | other | USD/gigalumen_year | us | us | 137720998533.921
commercial lighting | High-Bay LFL: Sodium Vapor | 2023 | CAPITAL | REPLACEMENT | warehouse | USD/gigalumen_year | us | us | 137720998533.921
commercial lighting | High-Bay LFL: Sodium Vapor | 2023 | FIXED_OM | NEW | assembly | USD/gigalumen_year | us | us | 7488564614.1249
commercial lighting | High-Bay LFL: Sodium Vapor | 2023 | FIXED_OM | NEW | education | USD/gigalumen_year | us | us | 7488564614.1249
commercial lighting | High-Bay LFL: Sodium Vapor | 2023 | FIXED_OM | NEW | food sales | USD/gigalumen_year | us | us | 7488564614.1249
commercial lighting | High-Bay LFL: Sodium Vapor | 2023 | FIXED_OM | NEW | food service | USD/gigalumen_year | us | us | 7488564614.1249
commercial lighting | High-Bay LFL: Sodium Vapor | 2023 | FIXED_OM | NEW | health | USD/gigalumen_year | us | us | 7488564614.1249
commercial lighting | High-Bay LFL: Sodium Vapor | 2023 | FIXED_OM | NEW | lodging | USD/gigalumen_year | us | us | 7488564614.1249
commercial lighting | High-Bay LFL: Sodium Vapor | 2023 | FIXED_OM | NEW | merc/service | USD/gigalumen_year | us | us | 7488564614.1249
commercial lighting | High-Bay LFL: Sodium Vapor | 2023 | FIXED_OM | NEW | office-large | USD/gigalumen_year | us | us | 7488564614.1249
commercial lighting | High-Bay LFL: Sodium Vapor | 2023 | FIXED_OM | NEW | office-small | USD/gigalumen_year | us | us | 7488564614.1249
commercial lighting | High-Bay LFL: Sodium Vapor | 2023 | FIXED_OM | NEW | other | USD/gigalumen_year | us | us | 7488564614.1249
commercial lighting | High-Bay LFL: Sodium Vapor | 2023 | FIXED_OM | NEW | warehouse | USD/gigalumen_year | us | us | 7488564614.1249
commercial lighting | High-Bay LFL: Sodium Vapor | 2023 | FIXED_OM | REPLACEMENT | assembly | USD/gigalumen_year | us | us | 7488564614.1249
commercial lighting | High-Bay LFL: Sodium Vapor | 2023 | FIXED_OM | REPLACEMENT | education | USD/gigalumen_year | us | us | 7488564614.1249
commercial lighting | High-Bay LFL: Sodium Vapor | 2023 | FIXED_OM | REPLACEMENT | food sales | USD/gigalumen_year | us | us | 7488564614.1249
commercial lighting | High-Bay LFL: Sodium Vapor | 2023 | FIXED_OM | REPLACEMENT | food service | USD/gigalumen_year | us | us | 7488564614.1249
commercial lighting | High-Bay LFL: Sodium Vapor | 2023 | FIXED_OM | REPLACEMENT | health | USD/gigalumen_year | us | us | 7488564614.1249
commercial lighting | High-Bay LFL: Sodium Vapor | 2023 | FIXED_OM | REPLACEMENT | lodging | USD/gigalumen_year | us | us | 7488564614.1249
commercial lighting | High-Bay LFL: Sodium Vapor | 2023 | FIXED_OM | REPLACEMENT | merc/service | USD/gigalumen_year | us | us | 7488564614.1249
commercial lighting | High-Bay LFL: Sodium Vapor | 2023 | FIXED_OM | REPLACEMENT | office-large | USD/gigalumen_year | us | us | 7488564614.1249
commercial lighting | High-Bay LFL: Sodium Vapor | 2023 | FIXED_OM | REPLACEMENT | office-small | USD/gigalumen_year | us | us | 7488564614.1249
commercial lighting | High-Bay LFL: Sodium Vapor | 2023 | FIXED_OM | REPLACEMENT | other | USD/gigalumen_year | us | us | 7488564614.1249
commercial lighting | High-Bay LFL: Sodium Vapor | 2023 | FIXED_OM | REPLACEMENT | warehouse | USD/gigalumen_year | us | us | 7488564614.1249
commercial lighting | High-Bay LFL: Sodium Vapor | 2024 | CAPITAL | NEW | assembly | USD/gigalumen_year | us | us | 137227711655.324
commercial lighting | High-Bay LFL: Sodium Vapor | 2024 | CAPITAL | NEW | education | USD/gigalumen_year | us | us | 137227711655.324
commercial lighting | High-Bay LFL: Sodium Vapor | 2024 | CAPITAL | NEW | food sales | USD/gigalumen_year | us | us | 137227711655.324
commercial lighting | High-Bay LFL: Sodium Vapor | 2024 | CAPITAL | NEW | food service | USD/gigalumen_year | us | us | 137227711655.324
commercial lighting | High-Bay LFL: Sodium Vapor | 2024 | CAPITAL | NEW | health | USD/gigalumen_year | us | us | 137227711655.324
commercial lighting | High-Bay LFL: Sodium Vapor | 2024 | CAPITAL | NEW | lodging | USD/gigalumen_year | us | us | 137227711655.324
commercial lighting | High-Bay LFL: Sodium Vapor | 2024 | CAPITAL | NEW | merc/service | USD/gigalumen_year | us | us | 137227711655.324
commercial lighting | High-Bay LFL: Sodium Vapor | 2024 | CAPITAL | NEW | office-large | USD/gigalumen_year | us | us | 137227711655.324
commercial lighting | High-Bay LFL: Sodium Vapor | 2024 | CAPITAL | NEW | office-small | USD/gigalumen_year | us | us | 137227711655.324
commercial lighting | High-Bay LFL: Sodium Vapor | 2024 | CAPITAL | NEW | other | USD/gigalumen_year | us | us | 137227711655.324
commercial lighting | High-Bay LFL: Sodium Vapor | 2024 | CAPITAL | NEW | warehouse | USD/gigalumen_year | us | us | 137227711655.324
commercial lighting | High-Bay LFL: Sodium Vapor | 2024 | CAPITAL | REPLACEMENT | assembly | USD/gigalumen_year | us | us | 137227711655.324
commercial lighting | High-Bay LFL: Sodium Vapor | 2024 | CAPITAL | REPLACEMENT | education | USD/gigalumen_year | us | us | 137227711655.324
commercial lighting | High-Bay LFL: Sodium Vapor | 2024 | CAPITAL | REPLACEMENT | food sales | USD/gigalumen_year | us | us | 137227711655.324
commercial lighting | High-Bay LFL: Sodium Vapor | 2024 | CAPITAL | REPLACEMENT | food service | USD/gigalumen_year | us | us | 137227711655.324
commercial lighting | High-Bay LFL: Sodium Vapor | 2024 | CAPITAL | REPLACEMENT | health | USD/gigalumen_year | us | us | 137227711655.324
commercial lighting | High-Bay LFL: Sodium Vapor | 2024 | CAPITAL | REPLACEMENT | lodging | USD/gigalumen_year | us | us | 137227711655.324
commercial lighting | High-Bay LFL: Sodium Vapor | 2024 | CAPITAL | REPLACEMENT | merc/service | USD/gigalumen_year | us | us | 137227711655.324
commercial lighting | High-Bay LFL: Sodium Vapor | 2024 | CAPITAL | REPLACEMENT | office-large | USD/gigalumen_year | us | us | 137227711655.324
commercial lighting | High-Bay LFL: Sodium Vapor | 2024 | CAPITAL | REPLACEMENT | office-small | USD/gigalumen_year | us | us | 137227711655.324
commercial lighting | High-Bay LFL: Sodium Vapor | 2024 | CAPITAL | REPLACEMENT | other | USD/gigalumen_year | us | us | 137227711655.324
commercial lighting | High-Bay LFL: Sodium Vapor | 2024 | CAPITAL | REPLACEMENT | warehouse | USD/gigalumen_year | us | us | 137227711655.324
commercial lighting | High-Bay LFL: Sodium Vapor | 2024 | FIXED_OM | NEW | assembly | USD/gigalumen_year | us | us | 7432188970.8567
commercial lighting | High-Bay LFL: Sodium Vapor | 2024 | FIXED_OM | NEW | education | USD/gigalumen_year | us | us | 7432188970.8567
commercial lighting | High-Bay LFL: Sodium Vapor | 2024 | FIXED_OM | NEW | food sales | USD/gigalumen_year | us | us | 7432188970.8567
commercial lighting | High-Bay LFL: Sodium Vapor | 2024 | FIXED_OM | NEW | food service | USD/gigalumen_year | us | us | 7432188970.8567
commercial lighting | High-Bay LFL: Sodium Vapor | 2024 | FIXED_OM | NEW | health | USD/gigalumen_year | us | us | 7432188970.8567
commercial lighting | High-Bay LFL: Sodium Vapor | 2024 | FIXED_OM | NEW | lodging | USD/gigalumen_year | us | us | 7432188970.8567
commercial lighting | High-Bay LFL: Sodium Vapor | 2024 | FIXED_OM | NEW | merc/service | USD/gigalumen_year | us | us | 7432188970.8567
commercial lighting | High-Bay LFL: Sodium Vapor | 2024 | FIXED_OM | NEW | office-large | USD/gigalumen_year | us | us | 7432188970.8567
commercial lighting | High-Bay LFL: Sodium Vapor | 2024 | FIXED_OM | NEW | office-small | USD/gigalumen_year | us | us | 7432188970.8567
commercial lighting | High-Bay LFL: Sodium Vapor | 2024 | FIXED_OM | NEW | other | USD/gigalumen_year | us | us | 7432188970.8567
commercial lighting | High-Bay LFL: Sodium Vapor | 2024 | FIXED_OM | NEW | warehouse | USD/gigalumen_year | us | us | 7432188970.8567
commercial lighting | High-Bay LFL: Sodium Vapor | 2024 | FIXED_OM | REPLACEMENT | assembly | USD/gigalumen_year | us | us | 7432188970.8567
commercial lighting | High-Bay LFL: Sodium Vapor | 2024 | FIXED_OM | REPLACEMENT | education | USD/gigalumen_year | us | us | 7432188970.8567
commercial lighting | High-Bay LFL: Sodium Vapor | 2024 | FIXED_OM | REPLACEMENT | food sales | USD/gigalumen_year | us | us | 7432188970.8567
commercial lighting | High-Bay LFL: Sodium Vapor | 2024 | FIXED_OM | REPLACEMENT | food service | USD/gigalumen_year | us | us | 7432188970.8567
commercial lighting | High-Bay LFL: Sodium Vapor | 2024 | FIXED_OM | REPLACEMENT | health | USD/gigalumen_year | us | us | 7432188970.8567
commercial lighting | High-Bay LFL: Sodium Vapor | 2024 | FIXED_OM | REPLACEMENT | lodging | USD/gigalumen_year | us | us | 7432188970.8567
commercial lighting | High-Bay LFL: Sodium Vapor | 2024 | FIXED_OM | REPLACEMENT | merc/service | USD/gigalumen_year | us | us | 7432188970.8567
commercial lighting | High-Bay LFL: Sodium Vapor | 2024 | FIXED_OM | REPLACEMENT | office-large | USD/gigalumen_year | us | us | 7432188970.8567
commercial lighting | High-Bay LFL: Sodium Vapor | 2024 | FIXED_OM | REPLACEMENT | office-small | USD/gigalumen_year | us | us | 7432188970.8567
commercial lighting | High-Bay LFL: Sodium Vapor | 2024 | FIXED_OM | REPLACEMENT | other | USD/gigalumen_year | us | us | 7432188970.8567
commercial lighting | High-Bay LFL: Sodium Vapor | 2024 | FIXED_OM | REPLACEMENT | warehouse | USD/gigalumen_year | us | us | 7432188970.8567
commercial lighting | High-Bay LFL: Sodium Vapor | 2025 | CAPITAL | NEW | assembly | USD/gigalumen_year | us | us | 136734424776.727
commercial lighting | High-Bay LFL: Sodium Vapor | 2025 | CAPITAL | NEW | education | USD/gigalumen_year | us | us | 136734424776.727
commercial lighting | High-Bay LFL: Sodium Vapor | 2025 | CAPITAL | NEW | food sales | USD/gigalumen_year | us | us | 136734424776.727
commercial lighting | High-Bay LFL: Sodium Vapor | 2025 | CAPITAL | NEW | food service | USD/gigalumen_year | us | us | 136734424776.727
commercial lighting | High-Bay LFL: Sodium Vapor | 2025 | CAPITAL | NEW | health | USD/gigalumen_year | us | us | 136734424776.727
commercial lighting | High-Bay LFL: Sodium Vapor | 2025 | CAPITAL | NEW | lodging | USD/gigalumen_year | us | us | 136734424776.727
commercial lighting | High-Bay LFL: Sodium Vapor | 2025 | CAPITAL | NEW | merc/service | USD/gigalumen_year | us | us | 136734424776.727
commercial lighting | High-Bay LFL: Sodium Vapor | 2025 | CAPITAL | NEW | office-large | USD/gigalumen_year | us | us | 136734424776.727
commercial lighting | High-Bay LFL: Sodium Vapor | 2025 | CAPITAL | NEW | office-small | USD/gigalumen_year | us | us | 136734424776.727
commercial lighting | High-Bay LFL: Sodium Vapor | 2025 | CAPITAL | NEW | other | USD/gigalumen_year | us | us | 136734424776.727
commercial lighting | High-Bay LFL: Sodium Vapor | 2025 | CAPITAL | NEW | warehouse | USD/gigalumen_year | us | us | 136734424776.727
commercial lighting | High-Bay LFL: Sodium Vapor | 2025 | CAPITAL | REPLACEMENT | assembly | USD/gigalumen_year | us | us | 136734424776.727
commercial lighting | High-Bay LFL: Sodium Vapor | 2025 | CAPITAL | REPLACEMENT | education | USD/gigalumen_year | us | us | 136734424776.727
commercial lighting | High-Bay LFL: Sodium Vapor | 2025 | CAPITAL | REPLACEMENT | food sales | USD/gigalumen_year | us | us | 136734424776.727
commercial lighting | High-Bay LFL: Sodium Vapor | 2025 | CAPITAL | REPLACEMENT | food service | USD/gigalumen_year | us | us | 136734424776.727
commercial lighting | High-Bay LFL: Sodium Vapor | 2025 | CAPITAL | REPLACEMENT | health | USD/gigalumen_year | us | us | 136734424776.727
commercial lighting | High-Bay LFL: Sodium Vapor | 2025 | CAPITAL | REPLACEMENT | lodging | USD/gigalumen_year | us | us | 136734424776.727
commercial lighting | High-Bay LFL: Sodium Vapor | 2025 | CAPITAL | REPLACEMENT | merc/service | USD/gigalumen_year | us | us | 136734424776.727
commercial lighting | High-Bay LFL: Sodium Vapor | 2025 | CAPITAL | REPLACEMENT | office-large | USD/gigalumen_year | us | us | 136734424776.727
commercial lighting | High-Bay LFL: Sodium Vapor | 2025 | CAPITAL | REPLACEMENT | office-small | USD/gigalumen_year | us | us | 136734424776.727
commercial lighting | High-Bay LFL: Sodium Vapor | 2025 | CAPITAL | REPLACEMENT | other | USD/gigalumen_year | us | us | 136734424776.727
commercial lighting | High-Bay LFL: Sodium Vapor | 2025 | CAPITAL | REPLACEMENT | warehouse | USD/gigalumen_year | us | us | 136734424776.727
commercial lighting | High-Bay LFL: Sodium Vapor | 2025 | FIXED_OM | NEW | assembly | USD/gigalumen_year | us | us | 7375813327.5885
commercial lighting | High-Bay LFL: Sodium Vapor | 2025 | FIXED_OM | NEW | education | USD/gigalumen_year | us | us | 7375813327.5885
commercial lighting | High-Bay LFL: Sodium Vapor | 2025 | FIXED_OM | NEW | food sales | USD/gigalumen_year | us | us | 7375813327.5885
commercial lighting | High-Bay LFL: Sodium Vapor | 2025 | FIXED_OM | NEW | food service | USD/gigalumen_year | us | us | 7375813327.5885
commercial lighting | High-Bay LFL: Sodium Vapor | 2025 | FIXED_OM | NEW | health | USD/gigalumen_year | us | us | 7375813327.5885
commercial lighting | High-Bay LFL: Sodium Vapor | 2025 | FIXED_OM | NEW | lodging | USD/gigalumen_year | us | us | 7375813327.5885
commercial lighting | High-Bay LFL: Sodium Vapor | 2025 | FIXED_OM | NEW | merc/service | USD/gigalumen_year | us | us | 7375813327.5885
commercial lighting | High-Bay LFL: Sodium Vapor | 2025 | FIXED_OM | NEW | office-large | USD/gigalumen_year | us | us | 7375813327.5885
commercial lighting | High-Bay LFL: Sodium Vapor | 2025 | FIXED_OM | NEW | office-small | USD/gigalumen_year | us | us | 7375813327.5885
commercial lighting | High-Bay LFL: Sodium Vapor | 2025 | FIXED_OM | NEW | other | USD/gigalumen_year | us | us | 7375813327.5885
commercial lighting | High-Bay LFL: Sodium Vapor | 2025 | FIXED_OM | NEW | warehouse | USD/gigalumen_year | us | us | 7375813327.5885
commercial lighting | High-Bay LFL: Sodium Vapor | 2025 | FIXED_OM | REPLACEMENT | assembly | USD/gigalumen_year | us | us | 7375813327.5885
commercial lighting | High-Bay LFL: Sodium Vapor | 2025 | FIXED_OM | REPLACEMENT | education | USD/gigalumen_year | us | us | 7375813327.5885
commercial lighting | High-Bay LFL: Sodium Vapor | 2025 | FIXED_OM | REPLACEMENT | food sales | USD/gigalumen_year | us | us | 7375813327.5885
commercial lighting | High-Bay LFL: Sodium Vapor | 2025 | FIXED_OM | REPLACEMENT | food service | USD/gigalumen_year | us | us | 7375813327.5885
commercial lighting | High-Bay LFL: Sodium Vapor | 2025 | FIXED_OM | REPLACEMENT | health | USD/gigalumen_year | us | us | 7375813327.5885
commercial lighting | High-Bay LFL: Sodium Vapor | 2025 | FIXED_OM | REPLACEMENT | lodging | USD/gigalumen_year | us | us | 7375813327.5885
commercial lighting | High-Bay LFL: Sodium Vapor | 2025 | FIXED_OM | REPLACEMENT | merc/service | USD/gigalumen_year | us | us | 7375813327.5885
commercial lighting | High-Bay LFL: Sodium Vapor | 2025 | FIXED_OM | REPLACEMENT | office-large | USD/gigalumen_year | us | us | 7375813327.5885
commercial lighting | High-Bay LFL: Sodium Vapor | 2025 | FIXED_OM | REPLACEMENT | office-small | USD/gigalumen_year | us | us | 7375813327.5885
commercial lighting | High-Bay LFL: Sodium Vapor | 2025 | FIXED_OM | REPLACEMENT | other | USD/gigalumen_year | us | us | 7375813327.5885
commercial lighting | High-Bay LFL: Sodium Vapor | 2025 | FIXED_OM | REPLACEMENT | warehouse | USD/gigalumen_year | us | us | 7375813327.5885
commercial lighting | High-Bay LFL: Sodium Vapor | 2026 | CAPITAL | NEW | assembly | USD/gigalumen_year | us | us | 136241137898.131
commercial lighting | High-Bay LFL: Sodium Vapor | 2026 | CAPITAL | NEW | education | USD/gigalumen_year | us | us | 136241137898.131
commercial lighting | High-Bay LFL: Sodium Vapor | 2026 | CAPITAL | NEW | food sales | USD/gigalumen_year | us | us | 136241137898.131
commercial lighting | High-Bay LFL: Sodium Vapor | 2026 | CAPITAL | NEW | food service | USD/gigalumen_year | us | us | 136241137898.131
commercial lighting | High-Bay LFL: Sodium Vapor | 2026 | CAPITAL | NEW | health | USD/gigalumen_year | us | us | 136241137898.131
commercial lighting | High-Bay LFL: Sodium Vapor | 2026 | CAPITAL | NEW | lodging | USD/gigalumen_year | us | us | 136241137898.131
commercial lighting | High-Bay LFL: Sodium Vapor | 2026 | CAPITAL | NEW | merc/service | USD/gigalumen_year | us | us | 136241137898.131
commercial lighting | High-Bay LFL: Sodium Vapor | 2026 | CAPITAL | NEW | office-large | USD/gigalumen_year | us | us | 136241137898.131
commercial lighting | High-Bay LFL: Sodium Vapor | 2026 | CAPITAL | NEW | office-small | USD/gigalumen_year | us | us | 136241137898.131
commercial lighting | High-Bay LFL: Sodium Vapor | 2026 | CAPITAL | NEW | other | USD/gigalumen_year | us | us | 136241137898.131
commercial lighting | High-Bay LFL: Sodium Vapor | 2026 | CAPITAL | NEW | warehouse | USD/gigalumen_year | us | us | 136241137898.131
commercial lighting | High-Bay LFL: Sodium Vapor | 2026 | CAPITAL | REPLACEMENT | assembly | USD/gigalumen_year | us | us | 136241137898.131
commercial lighting | High-Bay LFL: Sodium Vapor | 2026 | CAPITAL | REPLACEMENT | education | USD/gigalumen_year | us | us | 136241137898.131
commercial lighting | High-Bay LFL: Sodium Vapor | 2026 | CAPITAL | REPLACEMENT | food sales | USD/gigalumen_year | us | us | 136241137898.131
commercial lighting | High-Bay LFL: Sodium Vapor | 2026 | CAPITAL | REPLACEMENT | food service | USD/gigalumen_year | us | us | 136241137898.131
commercial lighting | High-Bay LFL: Sodium Vapor | 2026 | CAPITAL | REPLACEMENT | health | USD/gigalumen_year | us | us | 136241137898.131
commercial lighting | High-Bay LFL: Sodium Vapor | 2026 | CAPITAL | REPLACEMENT | lodging | USD/gigalumen_year | us | us | 136241137898.131
commercial lighting | High-Bay LFL: Sodium Vapor | 2026 | CAPITAL | REPLACEMENT | merc/service | USD/gigalumen_year | us | us | 136241137898.131
commercial lighting | High-Bay LFL: Sodium Vapor | 2026 | CAPITAL | REPLACEMENT | office-large | USD/gigalumen_year | us | us | 136241137898.131
commercial lighting | High-Bay LFL: Sodium Vapor | 2026 | CAPITAL | REPLACEMENT | office-small | USD/gigalumen_year | us | us | 136241137898.131
commercial lighting | High-Bay LFL: Sodium Vapor | 2026 | CAPITAL | REPLACEMENT | other | USD/gigalumen_year | us | us | 136241137898.131
commercial lighting | High-Bay LFL: Sodium Vapor | 2026 | CAPITAL | REPLACEMENT | warehouse | USD/gigalumen_year | us | us | 136241137898.131
commercial lighting | High-Bay LFL: Sodium Vapor | 2026 | FIXED_OM | NEW | assembly | USD/gigalumen_year | us | us | 7319437684.3203
commercial lighting | High-Bay LFL: Sodium Vapor | 2026 | FIXED_OM | NEW | education | USD/gigalumen_year | us | us | 7319437684.3203
commercial lighting | High-Bay LFL: Sodium Vapor | 2026 | FIXED_OM | NEW | food sales | USD/gigalumen_year | us | us | 7319437684.3203
commercial lighting | High-Bay LFL: Sodium Vapor | 2026 | FIXED_OM | NEW | food service | USD/gigalumen_year | us | us | 7319437684.3203
commercial lighting | High-Bay LFL: Sodium Vapor | 2026 | FIXED_OM | NEW | health | USD/gigalumen_year | us | us | 7319437684.3203
commercial lighting | High-Bay LFL: Sodium Vapor | 2026 | FIXED_OM | NEW | lodging | USD/gigalumen_year | us | us | 7319437684.3203
commercial lighting | High-Bay LFL: Sodium Vapor | 2026 | FIXED_OM | NEW | merc/service | USD/gigalumen_year | us | us | 7319437684.3203
commercial lighting | High-Bay LFL: Sodium Vapor | 2026 | FIXED_OM | NEW | office-large | USD/gigalumen_year | us | us | 7319437684.3203
commercial lighting | High-Bay LFL: Sodium Vapor | 2026 | FIXED_OM | NEW | office-small | USD/gigalumen_year | us | us | 7319437684.3203
commercial lighting | High-Bay LFL: Sodium Vapor | 2026 | FIXED_OM | NEW | other | USD/gigalumen_year | us | us | 7319437684.3203
commercial lighting | High-Bay LFL: Sodium Vapor | 2026 | FIXED_OM | NEW | warehouse | USD/gigalumen_year | us | us | 7319437684.3203
commercial lighting | High-Bay LFL: Sodium Vapor | 2026 | FIXED_OM | REPLACEMENT | assembly | USD/gigalumen_year | us | us | 7319437684.3203
commercial lighting | High-Bay LFL: Sodium Vapor | 2026 | FIXED_OM | REPLACEMENT | education | USD/gigalumen_year | us | us | 7319437684.3203
commercial lighting | High-Bay LFL: Sodium Vapor | 2026 | FIXED_OM | REPLACEMENT | food sales | USD/gigalumen_year | us | us | 7319437684.3203
commercial lighting | High-Bay LFL: Sodium Vapor | 2026 | FIXED_OM | REPLACEMENT | food service | USD/gigalumen_year | us | us | 7319437684.3203
commercial lighting | High-Bay LFL: Sodium Vapor | 2026 | FIXED_OM | REPLACEMENT | health | USD/gigalumen_year | us | us | 7319437684.3203
commercial lighting | High-Bay LFL: Sodium Vapor | 2026 | FIXED_OM | REPLACEMENT | lodging | USD/gigalumen_year | us | us | 7319437684.3203
commercial lighting | High-Bay LFL: Sodium Vapor | 2026 | FIXED_OM | REPLACEMENT | merc/service | USD/gigalumen_year | us | us | 7319437684.3203
commercial lighting | High-Bay LFL: Sodium Vapor | 2026 | FIXED_OM | REPLACEMENT | office-large | USD/gigalumen_year | us | us | 7319437684.3203
commercial lighting | High-Bay LFL: Sodium Vapor | 2026 | FIXED_OM | REPLACEMENT | office-small | USD/gigalumen_year | us | us | 7319437684.3203
commercial lighting | High-Bay LFL: Sodium Vapor | 2026 | FIXED_OM | REPLACEMENT | other | USD/gigalumen_year | us | us | 7319437684.3203
commercial lighting | High-Bay LFL: Sodium Vapor | 2026 | FIXED_OM | REPLACEMENT | warehouse | USD/gigalumen_year | us | us | 7319437684.3203
commercial lighting | High-Bay LFL: Sodium Vapor | 2027 | CAPITAL | NEW | assembly | USD/gigalumen_year | us | us | 135747851019.534
commercial lighting | High-Bay LFL: Sodium Vapor | 2027 | CAPITAL | NEW | education | USD/gigalumen_year | us | us | 135747851019.534
commercial lighting | High-Bay LFL: Sodium Vapor | 2027 | CAPITAL | NEW | food sales | USD/gigalumen_year | us | us | 135747851019.534
commercial lighting | High-Bay LFL: Sodium Vapor | 2027 | CAPITAL | NEW | food service | USD/gigalumen_year | us | us | 135747851019.534
commercial lighting | High-Bay LFL: Sodium Vapor | 2027 | CAPITAL | NEW | health | USD/gigalumen_year | us | us | 135747851019.534
commercial lighting | High-Bay LFL: Sodium Vapor | 2027 | CAPITAL | NEW | lodging | USD/gigalumen_year | us | us | 135747851019.534
commercial lighting | High-Bay LFL: Sodium Vapor | 2027 | CAPITAL | NEW | merc/service | USD/gigalumen_year | us | us | 135747851019.534
commercial lighting | High-Bay LFL: Sodium Vapor | 2027 | CAPITAL | NEW | office-large | USD/gigalumen_year | us | us | 135747851019.534
commercial lighting | High-Bay LFL: Sodium Vapor | 2027 | CAPITAL | NEW | office-small | USD/gigalumen_year | us | us | 135747851019.534
commercial lighting | High-Bay LFL: Sodium Vapor | 2027 | CAPITAL | NEW | other | USD/gigalumen_year | us | us | 135747851019.534
commercial lighting | High-Bay LFL: Sodium Vapor | 2027 | CAPITAL | NEW | warehouse | USD/gigalumen_year | us | us | 135747851019.534
commercial lighting | High-Bay LFL: Sodium Vapor | 2027 | CAPITAL | REPLACEMENT | assembly | USD/gigalumen_year | us | us | 135747851019.534
commercial lighting | High-Bay LFL: Sodium Vapor | 2027 | CAPITAL | REPLACEMENT | education | USD/gigalumen_year | us | us | 135747851019.534
commercial lighting | High-Bay LFL: Sodium Vapor | 2027 | CAPITAL | REPLACEMENT | food sales | USD/gigalumen_year | us | us | 135747851019.534
commercial lighting | High-Bay LFL: Sodium Vapor | 2027 | CAPITAL | REPLACEMENT | food service | USD/gigalumen_year | us | us | 135747851019.534
commercial lighting | High-Bay LFL: Sodium Vapor | 2027 | CAPITAL | REPLACEMENT | health | USD/gigalumen_year | us | us | 135747851019.534
commercial lighting | High-Bay LFL: Sodium Vapor | 2027 | CAPITAL | REPLACEMENT | lodging | USD/gigalumen_year | us | us | 135747851019.534
commercial lighting | High-Bay LFL: Sodium Vapor | 2027 | CAPITAL | REPLACEMENT | merc/service | USD/gigalumen_year | us | us | 135747851019.534
commercial lighting | High-Bay LFL: Sodium Vapor | 2027 | CAPITAL | REPLACEMENT | office-large | USD/gigalumen_year | us | us | 135747851019.534
commercial lighting | High-Bay LFL: Sodium Vapor | 2027 | CAPITAL | REPLACEMENT | office-small | USD/gigalumen_year | us | us | 135747851019.534
commercial lighting | High-Bay LFL: Sodium Vapor | 2027 | CAPITAL | REPLACEMENT | other | USD/gigalumen_year | us | us | 135747851019.534
commercial lighting | High-Bay LFL: Sodium Vapor | 2027 | CAPITAL | REPLACEMENT | warehouse | USD/gigalumen_year | us | us | 135747851019.534
commercial lighting | High-Bay LFL: Sodium Vapor | 2027 | FIXED_OM | NEW | assembly | USD/gigalumen_year | us | us | 7263062041.0521
commercial lighting | High-Bay LFL: Sodium Vapor | 2027 | FIXED_OM | NEW | education | USD/gigalumen_year | us | us | 7263062041.0521
commercial lighting | High-Bay LFL: Sodium Vapor | 2027 | FIXED_OM | NEW | food sales | USD/gigalumen_year | us | us | 7263062041.0521
commercial lighting | High-Bay LFL: Sodium Vapor | 2027 | FIXED_OM | NEW | food service | USD/gigalumen_year | us | us | 7263062041.0521
commercial lighting | High-Bay LFL: Sodium Vapor | 2027 | FIXED_OM | NEW | health | USD/gigalumen_year | us | us | 7263062041.0521
commercial lighting | High-Bay LFL: Sodium Vapor | 2027 | FIXED_OM | NEW | lodging | USD/gigalumen_year | us | us | 7263062041.0521
commercial lighting | High-Bay LFL: Sodium Vapor | 2027 | FIXED_OM | NEW | merc/service | USD/gigalumen_year | us | us | 7263062041.0521
commercial lighting | High-Bay LFL: Sodium Vapor | 2027 | FIXED_OM | NEW | office-large | USD/gigalumen_year | us | us | 7263062041.0521
commercial lighting | High-Bay LFL: Sodium Vapor | 2027 | FIXED_OM | NEW | office-small | USD/gigalumen_year | us | us | 7263062041.0521
commercial lighting | High-Bay LFL: Sodium Vapor | 2027 | FIXED_OM | NEW | other | USD/gigalumen_year | us | us | 7263062041.0521
commercial lighting | High-Bay LFL: Sodium Vapor | 2027 | FIXED_OM | NEW | warehouse | USD/gigalumen_year | us | us | 7263062041.0521
commercial lighting | High-Bay LFL: Sodium Vapor | 2027 | FIXED_OM | REPLACEMENT | assembly | USD/gigalumen_year | us | us | 7263062041.0521
commercial lighting | High-Bay LFL: Sodium Vapor | 2027 | FIXED_OM | REPLACEMENT | education | USD/gigalumen_year | us | us | 7263062041.0521
commercial lighting | High-Bay LFL: Sodium Vapor | 2027 | FIXED_OM | REPLACEMENT | food sales | USD/gigalumen_year | us | us | 7263062041.0521
commercial lighting | High-Bay LFL: Sodium Vapor | 2027 | FIXED_OM | REPLACEMENT | food service | USD/gigalumen_year | us | us | 7263062041.0521
commercial lighting | High-Bay LFL: Sodium Vapor | 2027 | FIXED_OM | REPLACEMENT | health | USD/gigalumen_year | us | us | 7263062041.0521
commercial lighting | High-Bay LFL: Sodium Vapor | 2027 | FIXED_OM | REPLACEMENT | lodging | USD/gigalumen_year | us | us | 7263062041.0521
commercial lighting | High-Bay LFL: Sodium Vapor | 2027 | FIXED_OM | REPLACEMENT | merc/service | USD/gigalumen_year | us | us | 7263062041.0521
commercial lighting | High-Bay LFL: Sodium Vapor | 2027 | FIXED_OM | REPLACEMENT | office-large | USD/gigalumen_year | us | us | 7263062041.0521
commercial lighting | High-Bay LFL: Sodium Vapor | 2027 | FIXED_OM | REPLACEMENT | office-small | USD/gigalumen_year | us | us | 7263062041.0521
commercial lighting | High-Bay LFL: Sodium Vapor | 2027 | FIXED_OM | REPLACEMENT | other | USD/gigalumen_year | us | us | 7263062041.0521
commercial lighting | High-Bay LFL: Sodium Vapor | 2027 | FIXED_OM | REPLACEMENT | warehouse | USD/gigalumen_year | us | us | 7263062041.0521
commercial lighting | High-Bay LFL: Sodium Vapor | 2028 | CAPITAL | NEW | assembly | USD/gigalumen_year | us | us | 135254564140.937
commercial lighting | High-Bay LFL: Sodium Vapor | 2028 | CAPITAL | NEW | education | USD/gigalumen_year | us | us | 135254564140.937
commercial lighting | High-Bay LFL: Sodium Vapor | 2028 | CAPITAL | NEW | food sales | USD/gigalumen_year | us | us | 135254564140.937
commercial lighting | High-Bay LFL: Sodium Vapor | 2028 | CAPITAL | NEW | food service | USD/gigalumen_year | us | us | 135254564140.937
commercial lighting | High-Bay LFL: Sodium Vapor | 2028 | CAPITAL | NEW | health | USD/gigalumen_year | us | us | 135254564140.937
commercial lighting | High-Bay LFL: Sodium Vapor | 2028 | CAPITAL | NEW | lodging | USD/gigalumen_year | us | us | 135254564140.937
commercial lighting | High-Bay LFL: Sodium Vapor | 2028 | CAPITAL | NEW | merc/service | USD/gigalumen_year | us | us | 135254564140.937
commercial lighting | High-Bay LFL: Sodium Vapor | 2028 | CAPITAL | NEW | office-large | USD/gigalumen_year | us | us | 135254564140.937
commercial lighting | High-Bay LFL: Sodium Vapor | 2028 | CAPITAL | NEW | office-small | USD/gigalumen_year | us | us | 135254564140.937
commercial lighting | High-Bay LFL: Sodium Vapor | 2028 | CAPITAL | NEW | other | USD/gigalumen_year | us | us | 135254564140.937
commercial lighting | High-Bay LFL: Sodium Vapor | 2028 | CAPITAL | NEW | warehouse | USD/gigalumen_year | us | us | 135254564140.937
commercial lighting | High-Bay LFL: Sodium Vapor | 2028 | CAPITAL | REPLACEMENT | assembly | USD/gigalumen_year | us | us | 135254564140.937
commercial lighting | High-Bay LFL: Sodium Vapor | 2028 | CAPITAL | REPLACEMENT | education | USD/gigalumen_year | us | us | 135254564140.937
commercial lighting | High-Bay LFL: Sodium Vapor | 2028 | CAPITAL | REPLACEMENT | food sales | USD/gigalumen_year | us | us | 135254564140.937
commercial lighting | High-Bay LFL: Sodium Vapor | 2028 | CAPITAL | REPLACEMENT | food service | USD/gigalumen_year | us | us | 135254564140.937
commercial lighting | High-Bay LFL: Sodium Vapor | 2028 | CAPITAL | REPLACEMENT | health | USD/gigalumen_year | us | us | 135254564140.937
commercial lighting | High-Bay LFL: Sodium Vapor | 2028 | CAPITAL | REPLACEMENT | lodging | USD/gigalumen_year | us | us | 135254564140.937
commercial lighting | High-Bay LFL: Sodium Vapor | 2028 | CAPITAL | REPLACEMENT | merc/service | USD/gigalumen_year | us | us | 135254564140.937
commercial lighting | High-Bay LFL: Sodium Vapor | 2028 | CAPITAL | REPLACEMENT | office-large | USD/gigalumen_year | us | us | 135254564140.937
commercial lighting | High-Bay LFL: Sodium Vapor | 2028 | CAPITAL | REPLACEMENT | office-small | USD/gigalumen_year | us | us | 135254564140.937
commercial lighting | High-Bay LFL: Sodium Vapor | 2028 | CAPITAL | REPLACEMENT | other | USD/gigalumen_year | us | us | 135254564140.937
commercial lighting | High-Bay LFL: Sodium Vapor | 2028 | CAPITAL | REPLACEMENT | warehouse | USD/gigalumen_year | us | us | 135254564140.937
commercial lighting | High-Bay LFL: Sodium Vapor | 2028 | FIXED_OM | NEW | assembly | USD/gigalumen_year | us | us | 7206686397.7839
commercial lighting | High-Bay LFL: Sodium Vapor | 2028 | FIXED_OM | NEW | education | USD/gigalumen_year | us | us | 7206686397.7839
commercial lighting | High-Bay LFL: Sodium Vapor | 2028 | FIXED_OM | NEW | food sales | USD/gigalumen_year | us | us | 7206686397.7839
commercial lighting | High-Bay LFL: Sodium Vapor | 2028 | FIXED_OM | NEW | food service | USD/gigalumen_year | us | us | 7206686397.7839
commercial lighting | High-Bay LFL: Sodium Vapor | 2028 | FIXED_OM | NEW | health | USD/gigalumen_year | us | us | 7206686397.7839
commercial lighting | High-Bay LFL: Sodium Vapor | 2028 | FIXED_OM | NEW | lodging | USD/gigalumen_year | us | us | 7206686397.7839
commercial lighting | High-Bay LFL: Sodium Vapor | 2028 | FIXED_OM | NEW | merc/service | USD/gigalumen_year | us | us | 7206686397.7839
commercial lighting | High-Bay LFL: Sodium Vapor | 2028 | FIXED_OM | NEW | office-large | USD/gigalumen_year | us | us | 7206686397.7839
commercial lighting | High-Bay LFL: Sodium Vapor | 2028 | FIXED_OM | NEW | office-small | USD/gigalumen_year | us | us | 7206686397.7839
commercial lighting | High-Bay LFL: Sodium Vapor | 2028 | FIXED_OM | NEW | other | USD/gigalumen_year | us | us | 7206686397.7839
commercial lighting | High-Bay LFL: Sodium Vapor | 2028 | FIXED_OM | NEW | warehouse | USD/gigalumen_year | us | us | 7206686397.7839
commercial lighting | High-Bay LFL: Sodium Vapor | 2028 | FIXED_OM | REPLACEMENT | assembly | USD/gigalumen_year | us | us | 7206686397.7839
commercial lighting | High-Bay LFL: Sodium Vapor | 2028 | FIXED_OM | REPLACEMENT | education | USD/gigalumen_year | us | us | 7206686397.7839
commercial lighting | High-Bay LFL: Sodium Vapor | 2028 | FIXED_OM | REPLACEMENT | food sales | USD/gigalumen_year | us | us | 7206686397.7839
commercial lighting | High-Bay LFL: Sodium Vapor | 2028 | FIXED_OM | REPLACEMENT | food service | USD/gigalumen_year | us | us | 7206686397.7839
commercial lighting | High-Bay LFL: Sodium Vapor | 2028 | FIXED_OM | REPLACEMENT | health | USD/gigalumen_year | us | us | 7206686397.7839
commercial lighting | High-Bay LFL: Sodium Vapor | 2028 | FIXED_OM | REPLACEMENT | lodging | USD/gigalumen_year | us | us | 7206686397.7839
commercial lighting | High-Bay LFL: Sodium Vapor | 2028 | FIXED_OM | REPLACEMENT | merc/service | USD/gigalumen_year | us | us | 7206686397.7839
commercial lighting | High-Bay LFL: Sodium Vapor | 2028 | FIXED_OM | REPLACEMENT | office-large | USD/gigalumen_year | us | us | 7206686397.7839
commercial lighting | High-Bay LFL: Sodium Vapor | 2028 | FIXED_OM | REPLACEMENT | office-small | USD/gigalumen_year | us | us | 7206686397.7839
commercial lighting | High-Bay LFL: Sodium Vapor | 2028 | FIXED_OM | REPLACEMENT | other | USD/gigalumen_year | us | us | 7206686397.7839
commercial lighting | High-Bay LFL: Sodium Vapor | 2028 | FIXED_OM | REPLACEMENT | warehouse | USD/gigalumen_year | us | us | 7206686397.7839
commercial lighting | High-Bay LFL: Sodium Vapor | 2029 | CAPITAL | NEW | assembly | USD/gigalumen_year | us | us | 134761277262.341
commercial lighting | High-Bay LFL: Sodium Vapor | 2029 | CAPITAL | NEW | education | USD/gigalumen_year | us | us | 134761277262.341
commercial lighting | High-Bay LFL: Sodium Vapor | 2029 | CAPITAL | NEW | food sales | USD/gigalumen_year | us | us | 134761277262.341
commercial lighting | High-Bay LFL: Sodium Vapor | 2029 | CAPITAL | NEW | food service | USD/gigalumen_year | us | us | 134761277262.341
commercial lighting | High-Bay LFL: Sodium Vapor | 2029 | CAPITAL | NEW | health | USD/gigalumen_year | us | us | 134761277262.341
commercial lighting | High-Bay LFL: Sodium Vapor | 2029 | CAPITAL | NEW | lodging | USD/gigalumen_year | us | us | 134761277262.341
commercial lighting | High-Bay LFL: Sodium Vapor | 2029 | CAPITAL | NEW | merc/service | USD/gigalumen_year | us | us | 134761277262.341
commercial lighting | High-Bay LFL: Sodium Vapor | 2029 | CAPITAL | NEW | office-large | USD/gigalumen_year | us | us | 134761277262.341
commercial lighting | High-Bay LFL: Sodium Vapor | 2029 | CAPITAL | NEW | office-small | USD/gigalumen_year | us | us | 134761277262.341
commercial lighting | High-Bay LFL: Sodium Vapor | 2029 | CAPITAL | NEW | other | USD/gigalumen_year | us | us | 134761277262.341
commercial lighting | High-Bay LFL: Sodium Vapor | 2029 | CAPITAL | NEW | warehouse | USD/gigalumen_year | us | us | 134761277262.341
commercial lighting | High-Bay LFL: Sodium Vapor | 2029 | CAPITAL | REPLACEMENT | assembly | USD/gigalumen_year | us | us | 134761277262.341
commercial lighting | High-Bay LFL: Sodium Vapor | 2029 | CAPITAL | REPLACEMENT | education | USD/gigalumen_year | us | us | 134761277262.341
commercial lighting | High-Bay LFL: Sodium Vapor | 2029 | CAPITAL | REPLACEMENT | food sales | USD/gigalumen_year | us | us | 134761277262.341
commercial lighting | High-Bay LFL: Sodium Vapor | 2029 | CAPITAL | REPLACEMENT | food service | USD/gigalumen_year | us | us | 134761277262.341
commercial lighting | High-Bay LFL: Sodium Vapor | 2029 | CAPITAL | REPLACEMENT | health | USD/gigalumen_year | us | us | 134761277262.341
commercial lighting | High-Bay LFL: Sodium Vapor | 2029 | CAPITAL | REPLACEMENT | lodging | USD/gigalumen_year | us | us | 134761277262.341
commercial lighting | High-Bay LFL: Sodium Vapor | 2029 | CAPITAL | REPLACEMENT | merc/service | USD/gigalumen_year | us | us | 134761277262.341
commercial lighting | High-Bay LFL: Sodium Vapor | 2029 | CAPITAL | REPLACEMENT | office-large | USD/gigalumen_year | us | us | 134761277262.341
commercial lighting | High-Bay LFL: Sodium Vapor | 2029 | CAPITAL | REPLACEMENT | office-small | USD/gigalumen_year | us | us | 134761277262.341
commercial lighting | High-Bay LFL: Sodium Vapor | 2029 | CAPITAL | REPLACEMENT | other | USD/gigalumen_year | us | us | 134761277262.341
commercial lighting | High-Bay LFL: Sodium Vapor | 2029 | CAPITAL | REPLACEMENT | warehouse | USD/gigalumen_year | us | us | 134761277262.341
commercial lighting | High-Bay LFL: Sodium Vapor | 2029 | FIXED_OM | NEW | assembly | USD/gigalumen_year | us | us | 7150310754.5157
commercial lighting | High-Bay LFL: Sodium Vapor | 2029 | FIXED_OM | NEW | education | USD/gigalumen_year | us | us | 7150310754.5157
commercial lighting | High-Bay LFL: Sodium Vapor | 2029 | FIXED_OM | NEW | food sales | USD/gigalumen_year | us | us | 7150310754.5157
commercial lighting | High-Bay LFL: Sodium Vapor | 2029 | FIXED_OM | NEW | food service | USD/gigalumen_year | us | us | 7150310754.5157
commercial lighting | High-Bay LFL: Sodium Vapor | 2029 | FIXED_OM | NEW | health | USD/gigalumen_year | us | us | 7150310754.5157
commercial lighting | High-Bay LFL: Sodium Vapor | 2029 | FIXED_OM | NEW | lodging | USD/gigalumen_year | us | us | 7150310754.5157
commercial lighting | High-Bay LFL: Sodium Vapor | 2029 | FIXED_OM | NEW | merc/service | USD/gigalumen_year | us | us | 7150310754.5157
commercial lighting | High-Bay LFL: Sodium Vapor | 2029 | FIXED_OM | NEW | office-large | USD/gigalumen_year | us | us | 7150310754.5157
commercial lighting | High-Bay LFL: Sodium Vapor | 2029 | FIXED_OM | NEW | office-small | USD/gigalumen_year | us | us | 7150310754.5157
commercial lighting | High-Bay LFL: Sodium Vapor | 2029 | FIXED_OM | NEW | other | USD/gigalumen_year | us | us | 7150310754.5157
commercial lighting | High-Bay LFL: Sodium Vapor | 2029 | FIXED_OM | NEW | warehouse | USD/gigalumen_year | us | us | 7150310754.5157
commercial lighting | High-Bay LFL: Sodium Vapor | 2029 | FIXED_OM | REPLACEMENT | assembly | USD/gigalumen_year | us | us | 7150310754.5157
commercial lighting | High-Bay LFL: Sodium Vapor | 2029 | FIXED_OM | REPLACEMENT | education | USD/gigalumen_year | us | us | 7150310754.5157
commercial lighting | High-Bay LFL: Sodium Vapor | 2029 | FIXED_OM | REPLACEMENT | food sales | USD/gigalumen_year | us | us | 7150310754.5157
commercial lighting | High-Bay LFL: Sodium Vapor | 2029 | FIXED_OM | REPLACEMENT | food service | USD/gigalumen_year | us | us | 7150310754.5157
commercial lighting | High-Bay LFL: Sodium Vapor | 2029 | FIXED_OM | REPLACEMENT | health | USD/gigalumen_year | us | us | 7150310754.5157
commercial lighting | High-Bay LFL: Sodium Vapor | 2029 | FIXED_OM | REPLACEMENT | lodging | USD/gigalumen_year | us | us | 7150310754.5157
commercial lighting | High-Bay LFL: Sodium Vapor | 2029 | FIXED_OM | REPLACEMENT | merc/service | USD/gigalumen_year | us | us | 7150310754.5157
commercial lighting | High-Bay LFL: Sodium Vapor | 2029 | FIXED_OM | REPLACEMENT | office-large | USD/gigalumen_year | us | us | 7150310754.5157
commercial lighting | High-Bay LFL: Sodium Vapor | 2029 | FIXED_OM | REPLACEMENT | office-small | USD/gigalumen_year | us | us | 7150310754.5157
commercial lighting | High-Bay LFL: Sodium Vapor | 2029 | FIXED_OM | REPLACEMENT | other | USD/gigalumen_year | us | us | 7150310754.5157
commercial lighting | High-Bay LFL: Sodium Vapor | 2029 | FIXED_OM | REPLACEMENT | warehouse | USD/gigalumen_year | us | us | 7150310754.5157
commercial lighting | High-Bay LFL: Sodium Vapor | 2030 | CAPITAL | NEW | assembly | USD/gigalumen_year | us | us | 134267990383.744
commercial lighting | High-Bay LFL: Sodium Vapor | 2030 | CAPITAL | NEW | education | USD/gigalumen_year | us | us | 134267990383.744
commercial lighting | High-Bay LFL: Sodium Vapor | 2030 | CAPITAL | NEW | food sales | USD/gigalumen_year | us | us | 134267990383.744
commercial lighting | High-Bay LFL: Sodium Vapor | 2030 | CAPITAL | NEW | food service | USD/gigalumen_year | us | us | 134267990383.744
commercial lighting | High-Bay LFL: Sodium Vapor | 2030 | CAPITAL | NEW | health | USD/gigalumen_year | us | us | 134267990383.744
commercial lighting | High-Bay LFL: Sodium Vapor | 2030 | CAPITAL | NEW | lodging | USD/gigalumen_year | us | us | 134267990383.744
commercial lighting | High-Bay LFL: Sodium Vapor | 2030 | CAPITAL | NEW | merc/service | USD/gigalumen_year | us | us | 134267990383.744
commercial lighting | High-Bay LFL: Sodium Vapor | 2030 | CAPITAL | NEW | office-large | USD/gigalumen_year | us | us | 134267990383.744
commercial lighting | High-Bay LFL: Sodium Vapor | 2030 | CAPITAL | NEW | office-small | USD/gigalumen_year | us | us | 134267990383.744
commercial lighting | High-Bay LFL: Sodium Vapor | 2030 | CAPITAL | NEW | other | USD/gigalumen_year | us | us | 134267990383.744
commercial lighting | High-Bay LFL: Sodium Vapor | 2030 | CAPITAL | NEW | warehouse | USD/gigalumen_year | us | us | 134267990383.744
commercial lighting | High-Bay LFL: Sodium Vapor | 2030 | CAPITAL | REPLACEMENT | assembly | USD/gigalumen_year | us | us | 134267990383.744
commercial lighting | High-Bay LFL: Sodium Vapor | 2030 | CAPITAL | REPLACEMENT | education | USD/gigalumen_year | us | us | 134267990383.744
commercial lighting | High-Bay LFL: Sodium Vapor | 2030 | CAPITAL | REPLACEMENT | food sales | USD/gigalumen_year | us | us | 134267990383.744
commercial lighting | High-Bay LFL: Sodium Vapor | 2030 | CAPITAL | REPLACEMENT | food service | USD/gigalumen_year | us | us | 134267990383.744
commercial lighting | High-Bay LFL: Sodium Vapor | 2030 | CAPITAL | REPLACEMENT | health | USD/gigalumen_year | us | us | 134267990383.744
commercial lighting | High-Bay LFL: Sodium Vapor | 2030 | CAPITAL | REPLACEMENT | lodging | USD/gigalumen_year | us | us | 134267990383.744
commercial lighting | High-Bay LFL: Sodium Vapor | 2030 | CAPITAL | REPLACEMENT | merc/service | USD/gigalumen_year | us | us | 134267990383.744
commercial lighting | High-Bay LFL: Sodium Vapor | 2030 | CAPITAL | REPLACEMENT | office-large | USD/gigalumen_year | us | us | 134267990383.744
commercial lighting | High-Bay LFL: Sodium Vapor | 2030 | CAPITAL | REPLACEMENT | office-small | USD/gigalumen_year | us | us | 134267990383.744
commercial lighting | High-Bay LFL: Sodium Vapor | 2030 | CAPITAL | REPLACEMENT | other | USD/gigalumen_year | us | us | 134267990383.744
commercial lighting | High-Bay LFL: Sodium Vapor | 2030 | CAPITAL | REPLACEMENT | warehouse | USD/gigalumen_year | us | us | 134267990383.744
commercial lighting | High-Bay LFL: Sodium Vapor | 2030 | FIXED_OM | NEW | assembly | USD/gigalumen_year | us | us | 7093935111.2475
commercial lighting | High-Bay LFL: Sodium Vapor | 2030 | FIXED_OM | NEW | education | USD/gigalumen_year | us | us | 7093935111.2475
commercial lighting | High-Bay LFL: Sodium Vapor | 2030 | FIXED_OM | NEW | food sales | USD/gigalumen_year | us | us | 7093935111.2475
commercial lighting | High-Bay LFL: Sodium Vapor | 2030 | FIXED_OM | NEW | food service | USD/gigalumen_year | us | us | 7093935111.2475
commercial lighting | High-Bay LFL: Sodium Vapor | 2030 | FIXED_OM | NEW | health | USD/gigalumen_year | us | us | 7093935111.2475
commercial lighting | High-Bay LFL: Sodium Vapor | 2030 | FIXED_OM | NEW | lodging | USD/gigalumen_year | us | us | 7093935111.2475
commercial lighting | High-Bay LFL: Sodium Vapor | 2030 | FIXED_OM | NEW | merc/service | USD/gigalumen_year | us | us | 7093935111.2475
commercial lighting | High-Bay LFL: Sodium Vapor | 2030 | FIXED_OM | NEW | office-large | USD/gigalumen_year | us | us | 7093935111.2475
commercial lighting | High-Bay LFL: Sodium Vapor | 2030 | FIXED_OM | NEW | office-small | USD/gigalumen_year | us | us | 7093935111.2475
commercial lighting | High-Bay LFL: Sodium Vapor | 2030 | FIXED_OM | NEW | other | USD/gigalumen_year | us | us | 7093935111.2475
commercial lighting | High-Bay LFL: Sodium Vapor | 2030 | FIXED_OM | NEW | warehouse | USD/gigalumen_year | us | us | 7093935111.2475
commercial lighting | High-Bay LFL: Sodium Vapor | 2030 | FIXED_OM | REPLACEMENT | assembly | USD/gigalumen_year | us | us | 7093935111.2475
commercial lighting | High-Bay LFL: Sodium Vapor | 2030 | FIXED_OM | REPLACEMENT | education | USD/gigalumen_year | us | us | 7093935111.2475
commercial lighting | High-Bay LFL: Sodium Vapor | 2030 | FIXED_OM | REPLACEMENT | food sales | USD/gigalumen_year | us | us | 7093935111.2475
commercial lighting | High-Bay LFL: Sodium Vapor | 2030 | FIXED_OM | REPLACEMENT | food service | USD/gigalumen_year | us | us | 7093935111.2475
commercial lighting | High-Bay LFL: Sodium Vapor | 2030 | FIXED_OM | REPLACEMENT | health | USD/gigalumen_year | us | us | 7093935111.2475
commercial lighting | High-Bay LFL: Sodium Vapor | 2030 | FIXED_OM | REPLACEMENT | lodging | USD/gigalumen_year | us | us | 7093935111.2475
commercial lighting | High-Bay LFL: Sodium Vapor | 2030 | FIXED_OM | REPLACEMENT | merc/service | USD/gigalumen_year | us | us | 7093935111.2475
commercial lighting | High-Bay LFL: Sodium Vapor | 2030 | FIXED_OM | REPLACEMENT | office-large | USD/gigalumen_year | us | us | 7093935111.2475
commercial lighting | High-Bay LFL: Sodium Vapor | 2030 | FIXED_OM | REPLACEMENT | office-small | USD/gigalumen_year | us | us | 7093935111.2475
commercial lighting | High-Bay LFL: Sodium Vapor | 2030 | FIXED_OM | REPLACEMENT | other | USD/gigalumen_year | us | us | 7093935111.2475
commercial lighting | High-Bay LFL: Sodium Vapor | 2030 | FIXED_OM | REPLACEMENT | warehouse | USD/gigalumen_year | us | us | 7093935111.2475
commercial lighting | High-Bay LFL: Sodium Vapor | 2031 | CAPITAL | NEW | assembly | USD/gigalumen_year | us | us | 133793495386.237
commercial lighting | High-Bay LFL: Sodium Vapor | 2031 | CAPITAL | NEW | education | USD/gigalumen_year | us | us | 133793495386.237
commercial lighting | High-Bay LFL: Sodium Vapor | 2031 | CAPITAL | NEW | food sales | USD/gigalumen_year | us | us | 133793495386.237
commercial lighting | High-Bay LFL: Sodium Vapor | 2031 | CAPITAL | NEW | food service | USD/gigalumen_year | us | us | 133793495386.237
commercial lighting | High-Bay LFL: Sodium Vapor | 2031 | CAPITAL | NEW | health | USD/gigalumen_year | us | us | 133793495386.237
commercial lighting | High-Bay LFL: Sodium Vapor | 2031 | CAPITAL | NEW | lodging | USD/gigalumen_year | us | us | 133793495386.237
commercial lighting | High-Bay LFL: Sodium Vapor | 2031 | CAPITAL | NEW | merc/service | USD/gigalumen_year | us | us | 133793495386.237
commercial lighting | High-Bay LFL: Sodium Vapor | 2031 | CAPITAL | NEW | office-large | USD/gigalumen_year | us | us | 133793495386.237
commercial lighting | High-Bay LFL: Sodium Vapor | 2031 | CAPITAL | NEW | office-small | USD/gigalumen_year | us | us | 133793495386.237
commercial lighting | High-Bay LFL: Sodium Vapor | 2031 | CAPITAL | NEW | other | USD/gigalumen_year | us | us | 133793495386.237
commercial lighting | High-Bay LFL: Sodium Vapor | 2031 | CAPITAL | NEW | warehouse | USD/gigalumen_year | us | us | 133793495386.237
commercial lighting | High-Bay LFL: Sodium Vapor | 2031 | CAPITAL | REPLACEMENT | assembly | USD/gigalumen_year | us | us | 133793495386.237
commercial lighting | High-Bay LFL: Sodium Vapor | 2031 | CAPITAL | REPLACEMENT | education | USD/gigalumen_year | us | us | 133793495386.237
commercial lighting | High-Bay LFL: Sodium Vapor | 2031 | CAPITAL | REPLACEMENT | food sales | USD/gigalumen_year | us | us | 133793495386.237
commercial lighting | High-Bay LFL: Sodium Vapor | 2031 | CAPITAL | REPLACEMENT | food service | USD/gigalumen_year | us | us | 133793495386.237
commercial lighting | High-Bay LFL: Sodium Vapor | 2031 | CAPITAL | REPLACEMENT | health | USD/gigalumen_year | us | us | 133793495386.237
commercial lighting | High-Bay LFL: Sodium Vapor | 2031 | CAPITAL | REPLACEMENT | lodging | USD/gigalumen_year | us | us | 133793495386.237
commercial lighting | High-Bay LFL: Sodium Vapor | 2031 | CAPITAL | REPLACEMENT | merc/service | USD/gigalumen_year | us | us | 133793495386.237
commercial lighting | High-Bay LFL: Sodium Vapor | 2031 | CAPITAL | REPLACEMENT | office-large | USD/gigalumen_year | us | us | 133793495386.237
commercial lighting | High-Bay LFL: Sodium Vapor | 2031 | CAPITAL | REPLACEMENT | office-small | USD/gigalumen_year | us | us | 133793495386.237
commercial lighting | High-Bay LFL: Sodium Vapor | 2031 | CAPITAL | REPLACEMENT | other | USD/gigalumen_year | us | us | 133793495386.237
commercial lighting | High-Bay LFL: Sodium Vapor | 2031 | CAPITAL | REPLACEMENT | warehouse | USD/gigalumen_year | us | us | 133793495386.237
commercial lighting | High-Bay LFL: Sodium Vapor | 2031 | FIXED_OM | NEW | assembly | USD/gigalumen_year | us | us | 7046955408.524
commercial lighting | High-Bay LFL: Sodium Vapor | 2031 | FIXED_OM | NEW | education | USD/gigalumen_year | us | us | 7046955408.524
commercial lighting | High-Bay LFL: Sodium Vapor | 2031 | FIXED_OM | NEW | food sales | USD/gigalumen_year | us | us | 7046955408.524
commercial lighting | High-Bay LFL: Sodium Vapor | 2031 | FIXED_OM | NEW | food service | USD/gigalumen_year | us | us | 7046955408.524
commercial lighting | High-Bay LFL: Sodium Vapor | 2031 | FIXED_OM | NEW | health | USD/gigalumen_year | us | us | 7046955408.524
commercial lighting | High-Bay LFL: Sodium Vapor | 2031 | FIXED_OM | NEW | lodging | USD/gigalumen_year | us | us | 7046955408.524
commercial lighting | High-Bay LFL: Sodium Vapor | 2031 | FIXED_OM | NEW | merc/service | USD/gigalumen_year | us | us | 7046955408.524
commercial lighting | High-Bay LFL: Sodium Vapor | 2031 | FIXED_OM | NEW | office-large | USD/gigalumen_year | us | us | 7046955408.524
commercial lighting | High-Bay LFL: Sodium Vapor | 2031 | FIXED_OM | NEW | office-small | USD/gigalumen_year | us | us | 7046955408.524
commercial lighting | High-Bay LFL: Sodium Vapor | 2031 | FIXED_OM | NEW | other | USD/gigalumen_year | us | us | 7046955408.524
commercial lighting | High-Bay LFL: Sodium Vapor | 2031 | FIXED_OM | NEW | warehouse | USD/gigalumen_year | us | us | 7046955408.524
commercial lighting | High-Bay LFL: Sodium Vapor | 2031 | FIXED_OM | REPLACEMENT | assembly | USD/gigalumen_year | us | us | 7046955408.524
commercial lighting | High-Bay LFL: Sodium Vapor | 2031 | FIXED_OM | REPLACEMENT | education | USD/gigalumen_year | us | us | 7046955408.524
commercial lighting | High-Bay LFL: Sodium Vapor | 2031 | FIXED_OM | REPLACEMENT | food sales | USD/gigalumen_year | us | us | 7046955408.524
commercial lighting | High-Bay LFL: Sodium Vapor | 2031 | FIXED_OM | REPLACEMENT | food service | USD/gigalumen_year | us | us | 7046955408.524
commercial lighting | High-Bay LFL: Sodium Vapor | 2031 | FIXED_OM | REPLACEMENT | health | USD/gigalumen_year | us | us | 7046955408.524
commercial lighting | High-Bay LFL: Sodium Vapor | 2031 | FIXED_OM | REPLACEMENT | lodging | USD/gigalumen_year | us | us | 7046955408.524
commercial lighting | High-Bay LFL: Sodium Vapor | 2031 | FIXED_OM | REPLACEMENT | merc/service | USD/gigalumen_year | us | us | 7046955408.524
commercial lighting | High-Bay LFL: Sodium Vapor | 2031 | FIXED_OM | REPLACEMENT | office-large | USD/gigalumen_year | us | us | 7046955408.524
commercial lighting | High-Bay LFL: Sodium Vapor | 2031 | FIXED_OM | REPLACEMENT | office-small | USD/gigalumen_year | us | us | 7046955408.524
commercial lighting | High-Bay LFL: Sodium Vapor | 2031 | FIXED_OM | REPLACEMENT | other | USD/gigalumen_year | us | us | 7046955408.524
commercial lighting | High-Bay LFL: Sodium Vapor | 2031 | FIXED_OM | REPLACEMENT | warehouse | USD/gigalumen_year | us | us | 7046955408.524
commercial lighting | High-Bay LFL: Sodium Vapor | 2032 | CAPITAL | NEW | assembly | USD/gigalumen_year | us | us | 133319000388.729
commercial lighting | High-Bay LFL: Sodium Vapor | 2032 | CAPITAL | NEW | education | USD/gigalumen_year | us | us | 133319000388.729
commercial lighting | High-Bay LFL: Sodium Vapor | 2032 | CAPITAL | NEW | food sales | USD/gigalumen_year | us | us | 133319000388.729
commercial lighting | High-Bay LFL: Sodium Vapor | 2032 | CAPITAL | NEW | food service | USD/gigalumen_year | us | us | 133319000388.729
commercial lighting | High-Bay LFL: Sodium Vapor | 2032 | CAPITAL | NEW | health | USD/gigalumen_year | us | us | 133319000388.729
commercial lighting | High-Bay LFL: Sodium Vapor | 2032 | CAPITAL | NEW | lodging | USD/gigalumen_year | us | us | 133319000388.729
commercial lighting | High-Bay LFL: Sodium Vapor | 2032 | CAPITAL | NEW | merc/service | USD/gigalumen_year | us | us | 133319000388.729
commercial lighting | High-Bay LFL: Sodium Vapor | 2032 | CAPITAL | NEW | office-large | USD/gigalumen_year | us | us | 133319000388.729
commercial lighting | High-Bay LFL: Sodium Vapor | 2032 | CAPITAL | NEW | office-small | USD/gigalumen_year | us | us | 133319000388.729
commercial lighting | High-Bay LFL: Sodium Vapor | 2032 | CAPITAL | NEW | other | USD/gigalumen_year | us | us | 133319000388.729
commercial lighting | High-Bay LFL: Sodium Vapor | 2032 | CAPITAL | NEW | warehouse | USD/gigalumen_year | us | us | 133319000388.729
commercial lighting | High-Bay LFL: Sodium Vapor | 2032 | CAPITAL | REPLACEMENT | assembly | USD/gigalumen_year | us | us | 133319000388.729
commercial lighting | High-Bay LFL: Sodium Vapor | 2032 | CAPITAL | REPLACEMENT | education | USD/gigalumen_year | us | us | 133319000388.729
commercial lighting | High-Bay LFL: Sodium Vapor | 2032 | CAPITAL | REPLACEMENT | food sales | USD/gigalumen_year | us | us | 133319000388.729
commercial lighting | High-Bay LFL: Sodium Vapor | 2032 | CAPITAL | REPLACEMENT | food service | USD/gigalumen_year | us | us | 133319000388.729
commercial lighting | High-Bay LFL: Sodium Vapor | 2032 | CAPITAL | REPLACEMENT | health | USD/gigalumen_year | us | us | 133319000388.729
commercial lighting | High-Bay LFL: Sodium Vapor | 2032 | CAPITAL | REPLACEMENT | lodging | USD/gigalumen_year | us | us | 133319000388.729
commercial lighting | High-Bay LFL: Sodium Vapor | 2032 | CAPITAL | REPLACEMENT | merc/service | USD/gigalumen_year | us | us | 133319000388.729
commercial lighting | High-Bay LFL: Sodium Vapor | 2032 | CAPITAL | REPLACEMENT | office-large | USD/gigalumen_year | us | us | 133319000388.729
commercial lighting | High-Bay LFL: Sodium Vapor | 2032 | CAPITAL | REPLACEMENT | office-small | USD/gigalumen_year | us | us | 133319000388.729
commercial lighting | High-Bay LFL: Sodium Vapor | 2032 | CAPITAL | REPLACEMENT | other | USD/gigalumen_year | us | us | 133319000388.729
commercial lighting | High-Bay LFL: Sodium Vapor | 2032 | CAPITAL | REPLACEMENT | warehouse | USD/gigalumen_year | us | us | 133319000388.729
commercial lighting | High-Bay LFL: Sodium Vapor | 2032 | FIXED_OM | NEW | assembly | USD/gigalumen_year | us | us | 6999975705.8005
commercial lighting | High-Bay LFL: Sodium Vapor | 2032 | FIXED_OM | NEW | education | USD/gigalumen_year | us | us | 6999975705.8005
commercial lighting | High-Bay LFL: Sodium Vapor | 2032 | FIXED_OM | NEW | food sales | USD/gigalumen_year | us | us | 6999975705.8005
commercial lighting | High-Bay LFL: Sodium Vapor | 2032 | FIXED_OM | NEW | food service | USD/gigalumen_year | us | us | 6999975705.8005
commercial lighting | High-Bay LFL: Sodium Vapor | 2032 | FIXED_OM | NEW | health | USD/gigalumen_year | us | us | 6999975705.8005
commercial lighting | High-Bay LFL: Sodium Vapor | 2032 | FIXED_OM | NEW | lodging | USD/gigalumen_year | us | us | 6999975705.8005
commercial lighting | High-Bay LFL: Sodium Vapor | 2032 | FIXED_OM | NEW | merc/service | USD/gigalumen_year | us | us | 6999975705.8005
commercial lighting | High-Bay LFL: Sodium Vapor | 2032 | FIXED_OM | NEW | office-large | USD/gigalumen_year | us | us | 6999975705.8005
commercial lighting | High-Bay LFL: Sodium Vapor | 2032 | FIXED_OM | NEW | office-small | USD/gigalumen_year | us | us | 6999975705.8005
commercial lighting | High-Bay LFL: Sodium Vapor | 2032 | FIXED_OM | NEW | other | USD/gigalumen_year | us | us | 6999975705.8005
commercial lighting | High-Bay LFL: Sodium Vapor | 2032 | FIXED_OM | NEW | warehouse | USD/gigalumen_year | us | us | 6999975705.8005
commercial lighting | High-Bay LFL: Sodium Vapor | 2032 | FIXED_OM | REPLACEMENT | assembly | USD/gigalumen_year | us | us | 6999975705.8005
commercial lighting | High-Bay LFL: Sodium Vapor | 2032 | FIXED_OM | REPLACEMENT | education | USD/gigalumen_year | us | us | 6999975705.8005
commercial lighting | High-Bay LFL: Sodium Vapor | 2032 | FIXED_OM | REPLACEMENT | food sales | USD/gigalumen_year | us | us | 6999975705.8005
commercial lighting | High-Bay LFL: Sodium Vapor | 2032 | FIXED_OM | REPLACEMENT | food service | USD/gigalumen_year | us | us | 6999975705.8005
commercial lighting | High-Bay LFL: Sodium Vapor | 2032 | FIXED_OM | REPLACEMENT | health | USD/gigalumen_year | us | us | 6999975705.8005
commercial lighting | High-Bay LFL: Sodium Vapor | 2032 | FIXED_OM | REPLACEMENT | lodging | USD/gigalumen_year | us | us | 6999975705.8005
commercial lighting | High-Bay LFL: Sodium Vapor | 2032 | FIXED_OM | REPLACEMENT | merc/service | USD/gigalumen_year | us | us | 6999975705.8005
commercial lighting | High-Bay LFL: Sodium Vapor | 2032 | FIXED_OM | REPLACEMENT | office-large | USD/gigalumen_year | us | us | 6999975705.8005
commercial lighting | High-Bay LFL: Sodium Vapor | 2032 | FIXED_OM | REPLACEMENT | office-small | USD/gigalumen_year | us | us | 6999975705.8005
commercial lighting | High-Bay LFL: Sodium Vapor | 2032 | FIXED_OM | REPLACEMENT | other | USD/gigalumen_year | us | us | 6999975705.8005
commercial lighting | High-Bay LFL: Sodium Vapor | 2032 | FIXED_OM | REPLACEMENT | warehouse | USD/gigalumen_year | us | us | 6999975705.8005
commercial lighting | High-Bay LFL: Sodium Vapor | 2033 | CAPITAL | NEW | assembly | USD/gigalumen_year | us | us | 132844505391.222
commercial lighting | High-Bay LFL: Sodium Vapor | 2033 | CAPITAL | NEW | education | USD/gigalumen_year | us | us | 132844505391.222
commercial lighting | High-Bay LFL: Sodium Vapor | 2033 | CAPITAL | NEW | food sales | USD/gigalumen_year | us | us | 132844505391.222
commercial lighting | High-Bay LFL: Sodium Vapor | 2033 | CAPITAL | NEW | food service | USD/gigalumen_year | us | us | 132844505391.222
commercial lighting | High-Bay LFL: Sodium Vapor | 2033 | CAPITAL | NEW | health | USD/gigalumen_year | us | us | 132844505391.222
commercial lighting | High-Bay LFL: Sodium Vapor | 2033 | CAPITAL | NEW | lodging | USD/gigalumen_year | us | us | 132844505391.222
commercial lighting | High-Bay LFL: Sodium Vapor | 2033 | CAPITAL | NEW | merc/service | USD/gigalumen_year | us | us | 132844505391.222
commercial lighting | High-Bay LFL: Sodium Vapor | 2033 | CAPITAL | NEW | office-large | USD/gigalumen_year | us | us | 132844505391.222
commercial lighting | High-Bay LFL: Sodium Vapor | 2033 | CAPITAL | NEW | office-small | USD/gigalumen_year | us | us | 132844505391.222
commercial lighting | High-Bay LFL: Sodium Vapor | 2033 | CAPITAL | NEW | other | USD/gigalumen_year | us | us | 132844505391.222
commercial lighting | High-Bay LFL: Sodium Vapor | 2033 | CAPITAL | NEW | warehouse | USD/gigalumen_year | us | us | 132844505391.222
commercial lighting | High-Bay LFL: Sodium Vapor | 2033 | CAPITAL | REPLACEMENT | assembly | USD/gigalumen_year | us | us | 132844505391.222
commercial lighting | High-Bay LFL: Sodium Vapor | 2033 | CAPITAL | REPLACEMENT | education | USD/gigalumen_year | us | us | 132844505391.222
commercial lighting | High-Bay LFL: Sodium Vapor | 2033 | CAPITAL | REPLACEMENT | food sales | USD/gigalumen_year | us | us | 132844505391.222
commercial lighting | High-Bay LFL: Sodium Vapor | 2033 | CAPITAL | REPLACEMENT | food service | USD/gigalumen_year | us | us | 132844505391.222
commercial lighting | High-Bay LFL: Sodium Vapor | 2033 | CAPITAL | REPLACEMENT | health | USD/gigalumen_year | us | us | 132844505391.222
commercial lighting | High-Bay LFL: Sodium Vapor | 2033 | CAPITAL | REPLACEMENT | lodging | USD/gigalumen_year | us | us | 132844505391.222
commercial lighting | High-Bay LFL: Sodium Vapor | 2033 | CAPITAL | REPLACEMENT | merc/service | USD/gigalumen_year | us | us | 132844505391.222
commercial lighting | High-Bay LFL: Sodium Vapor | 2033 | CAPITAL | REPLACEMENT | office-large | USD/gigalumen_year | us | us | 132844505391.222
commercial lighting | High-Bay LFL: Sodium Vapor | 2033 | CAPITAL | REPLACEMENT | office-small | USD/gigalumen_year | us | us | 132844505391.222
commercial lighting | High-Bay LFL: Sodium Vapor | 2033 | CAPITAL | REPLACEMENT | other | USD/gigalumen_year | us | us | 132844505391.222
commercial lighting | High-Bay LFL: Sodium Vapor | 2033 | CAPITAL | REPLACEMENT | warehouse | USD/gigalumen_year | us | us | 132844505391.222
commercial lighting | High-Bay LFL: Sodium Vapor | 2033 | FIXED_OM | NEW | assembly | USD/gigalumen_year | us | us | 6952996003.077
commercial lighting | High-Bay LFL: Sodium Vapor | 2033 | FIXED_OM | NEW | education | USD/gigalumen_year | us | us | 6952996003.077
commercial lighting | High-Bay LFL: Sodium Vapor | 2033 | FIXED_OM | NEW | food sales | USD/gigalumen_year | us | us | 6952996003.077
commercial lighting | High-Bay LFL: Sodium Vapor | 2033 | FIXED_OM | NEW | food service | USD/gigalumen_year | us | us | 6952996003.077
commercial lighting | High-Bay LFL: Sodium Vapor | 2033 | FIXED_OM | NEW | health | USD/gigalumen_year | us | us | 6952996003.077
commercial lighting | High-Bay LFL: Sodium Vapor | 2033 | FIXED_OM | NEW | lodging | USD/gigalumen_year | us | us | 6952996003.077
commercial lighting | High-Bay LFL: Sodium Vapor | 2033 | FIXED_OM | NEW | merc/service | USD/gigalumen_year | us | us | 6952996003.077
commercial lighting | High-Bay LFL: Sodium Vapor | 2033 | FIXED_OM | NEW | office-large | USD/gigalumen_year | us | us | 6952996003.077
commercial lighting | High-Bay LFL: Sodium Vapor | 2033 | FIXED_OM | NEW | office-small | USD/gigalumen_year | us | us | 6952996003.077
commercial lighting | High-Bay LFL: Sodium Vapor | 2033 | FIXED_OM | NEW | other | USD/gigalumen_year | us | us | 6952996003.077
commercial lighting | High-Bay LFL: Sodium Vapor | 2033 | FIXED_OM | NEW | warehouse | USD/gigalumen_year | us | us | 6952996003.077
commercial lighting | High-Bay LFL: Sodium Vapor | 2033 | FIXED_OM | REPLACEMENT | assembly | USD/gigalumen_year | us | us | 6952996003.077
commercial lighting | High-Bay LFL: Sodium Vapor | 2033 | FIXED_OM | REPLACEMENT | education | USD/gigalumen_year | us | us | 6952996003.077
commercial lighting | High-Bay LFL: Sodium Vapor | 2033 | FIXED_OM | REPLACEMENT | food sales | USD/gigalumen_year | us | us | 6952996003.077
commercial lighting | High-Bay LFL: Sodium Vapor | 2033 | FIXED_OM | REPLACEMENT | food service | USD/gigalumen_year | us | us | 6952996003.077
commercial lighting | High-Bay LFL: Sodium Vapor | 2033 | FIXED_OM | REPLACEMENT | health | USD/gigalumen_year | us | us | 6952996003.077
commercial lighting | High-Bay LFL: Sodium Vapor | 2033 | FIXED_OM | REPLACEMENT | lodging | USD/gigalumen_year | us | us | 6952996003.077
commercial lighting | High-Bay LFL: Sodium Vapor | 2033 | FIXED_OM | REPLACEMENT | merc/service | USD/gigalumen_year | us | us | 6952996003.077
commercial lighting | High-Bay LFL: Sodium Vapor | 2033 | FIXED_OM | REPLACEMENT | office-large | USD/gigalumen_year | us | us | 6952996003.077
commercial lighting | High-Bay LFL: Sodium Vapor | 2033 | FIXED_OM | REPLACEMENT | office-small | USD/gigalumen_year | us | us | 6952996003.077
commercial lighting | High-Bay LFL: Sodium Vapor | 2033 | FIXED_OM | REPLACEMENT | other | USD/gigalumen_year | us | us | 6952996003.077
commercial lighting | High-Bay LFL: Sodium Vapor | 2033 | FIXED_OM | REPLACEMENT | warehouse | USD/gigalumen_year | us | us | 6952996003.077
commercial lighting | High-Bay LFL: Sodium Vapor | 2034 | CAPITAL | NEW | assembly | USD/gigalumen_year | us | us | 132370010393.715
commercial lighting | High-Bay LFL: Sodium Vapor | 2034 | CAPITAL | NEW | education | USD/gigalumen_year | us | us | 132370010393.715
commercial lighting | High-Bay LFL: Sodium Vapor | 2034 | CAPITAL | NEW | food sales | USD/gigalumen_year | us | us | 132370010393.715
commercial lighting | High-Bay LFL: Sodium Vapor | 2034 | CAPITAL | NEW | food service | USD/gigalumen_year | us | us | 132370010393.715
commercial lighting | High-Bay LFL: Sodium Vapor | 2034 | CAPITAL | NEW | health | USD/gigalumen_year | us | us | 132370010393.715
commercial lighting | High-Bay LFL: Sodium Vapor | 2034 | CAPITAL | NEW | lodging | USD/gigalumen_year | us | us | 132370010393.715
commercial lighting | High-Bay LFL: Sodium Vapor | 2034 | CAPITAL | NEW | merc/service | USD/gigalumen_year | us | us | 132370010393.715
commercial lighting | High-Bay LFL: Sodium Vapor | 2034 | CAPITAL | NEW | office-large | USD/gigalumen_year | us | us | 132370010393.715
commercial lighting | High-Bay LFL: Sodium Vapor | 2034 | CAPITAL | NEW | office-small | USD/gigalumen_year | us | us | 132370010393.715
commercial lighting | High-Bay LFL: Sodium Vapor | 2034 | CAPITAL | NEW | other | USD/gigalumen_year | us | us | 132370010393.715
commercial lighting | High-Bay LFL: Sodium Vapor | 2034 | CAPITAL | NEW | warehouse | USD/gigalumen_year | us | us | 132370010393.715
commercial lighting | High-Bay LFL: Sodium Vapor | 2034 | CAPITAL | REPLACEMENT | assembly | USD/gigalumen_year | us | us | 132370010393.715
commercial lighting | High-Bay LFL: Sodium Vapor | 2034 | CAPITAL | REPLACEMENT | education | USD/gigalumen_year | us | us | 132370010393.715
commercial lighting | High-Bay LFL: Sodium Vapor | 2034 | CAPITAL | REPLACEMENT | food sales | USD/gigalumen_year | us | us | 132370010393.715
commercial lighting | High-Bay LFL: Sodium Vapor | 2034 | CAPITAL | REPLACEMENT | food service | USD/gigalumen_year | us | us | 132370010393.715
commercial lighting | High-Bay LFL: Sodium Vapor | 2034 | CAPITAL | REPLACEMENT | health | USD/gigalumen_year | us | us | 132370010393.715
commercial lighting | High-Bay LFL: Sodium Vapor | 2034 | CAPITAL | REPLACEMENT | lodging | USD/gigalumen_year | us | us | 132370010393.715
commercial lighting | High-Bay LFL: Sodium Vapor | 2034 | CAPITAL | REPLACEMENT | merc/service | USD/gigalumen_year | us | us | 132370010393.715
commercial lighting | High-Bay LFL: Sodium Vapor | 2034 | CAPITAL | REPLACEMENT | office-large | USD/gigalumen_year | us | us | 132370010393.715
commercial lighting | High-Bay LFL: Sodium Vapor | 2034 | CAPITAL | REPLACEMENT | office-small | USD/gigalumen_year | us | us | 132370010393.715
commercial lighting | High-Bay LFL: Sodium Vapor | 2034 | CAPITAL | REPLACEMENT | other | USD/gigalumen_year | us | us | 132370010393.715
commercial lighting | High-Bay LFL: Sodium Vapor | 2034 | CAPITAL | REPLACEMENT | warehouse | USD/gigalumen_year | us | us | 132370010393.715
commercial lighting | High-Bay LFL: Sodium Vapor | 2034 | FIXED_OM | NEW | assembly | USD/gigalumen_year | us | us | 6906016300.3535
commercial lighting | High-Bay LFL: Sodium Vapor | 2034 | FIXED_OM | NEW | education | USD/gigalumen_year | us | us | 6906016300.3535
commercial lighting | High-Bay LFL: Sodium Vapor | 2034 | FIXED_OM | NEW | food sales | USD/gigalumen_year | us | us | 6906016300.3535
commercial lighting | High-Bay LFL: Sodium Vapor | 2034 | FIXED_OM | NEW | food service | USD/gigalumen_year | us | us | 6906016300.3535
commercial lighting | High-Bay LFL: Sodium Vapor | 2034 | FIXED_OM | NEW | health | USD/gigalumen_year | us | us | 6906016300.3535
commercial lighting | High-Bay LFL: Sodium Vapor | 2034 | FIXED_OM | NEW | lodging | USD/gigalumen_year | us | us | 6906016300.3535
commercial lighting | High-Bay LFL: Sodium Vapor | 2034 | FIXED_OM | NEW | merc/service | USD/gigalumen_year | us | us | 6906016300.3535
commercial lighting | High-Bay LFL: Sodium Vapor | 2034 | FIXED_OM | NEW | office-large | USD/gigalumen_year | us | us | 6906016300.3535
commercial lighting | High-Bay LFL: Sodium Vapor | 2034 | FIXED_OM | NEW | office-small | USD/gigalumen_year | us | us | 6906016300.3535
commercial lighting | High-Bay LFL: Sodium Vapor | 2034 | FIXED_OM | NEW | other | USD/gigalumen_year | us | us | 6906016300.3535
commercial lighting | High-Bay LFL: Sodium Vapor | 2034 | FIXED_OM | NEW | warehouse | USD/gigalumen_year | us | us | 6906016300.3535
commercial lighting | High-Bay LFL: Sodium Vapor | 2034 | FIXED_OM | REPLACEMENT | assembly | USD/gigalumen_year | us | us | 6906016300.3535
commercial lighting | High-Bay LFL: Sodium Vapor | 2034 | FIXED_OM | REPLACEMENT | education | USD/gigalumen_year | us | us | 6906016300.3535
commercial lighting | High-Bay LFL: Sodium Vapor | 2034 | FIXED_OM | REPLACEMENT | food sales | USD/gigalumen_year | us | us | 6906016300.3535
commercial lighting | High-Bay LFL: Sodium Vapor | 2034 | FIXED_OM | REPLACEMENT | food service | USD/gigalumen_year | us | us | 6906016300.3535
commercial lighting | High-Bay LFL: Sodium Vapor | 2034 | FIXED_OM | REPLACEMENT | health | USD/gigalumen_year | us | us | 6906016300.3535
commercial lighting | High-Bay LFL: Sodium Vapor | 2034 | FIXED_OM | REPLACEMENT | lodging | USD/gigalumen_year | us | us | 6906016300.3535
commercial lighting | High-Bay LFL: Sodium Vapor | 2034 | FIXED_OM | REPLACEMENT | merc/service | USD/gigalumen_year | us | us | 6906016300.3535
commercial lighting | High-Bay LFL: Sodium Vapor | 2034 | FIXED_OM | REPLACEMENT | office-large | USD/gigalumen_year | us | us | 6906016300.3535
commercial lighting | High-Bay LFL: Sodium Vapor | 2034 | FIXED_OM | REPLACEMENT | office-small | USD/gigalumen_year | us | us | 6906016300.3535
commercial lighting | High-Bay LFL: Sodium Vapor | 2034 | FIXED_OM | REPLACEMENT | other | USD/gigalumen_year | us | us | 6906016300.3535
commercial lighting | High-Bay LFL: Sodium Vapor | 2034 | FIXED_OM | REPLACEMENT | warehouse | USD/gigalumen_year | us | us | 6906016300.3535
commercial lighting | High-Bay LFL: Sodium Vapor | 2035 | CAPITAL | NEW | assembly | USD/gigalumen_year | us | us | 131895515396.207
commercial lighting | High-Bay LFL: Sodium Vapor | 2035 | CAPITAL | NEW | education | USD/gigalumen_year | us | us | 131895515396.207
commercial lighting | High-Bay LFL: Sodium Vapor | 2035 | CAPITAL | NEW | food sales | USD/gigalumen_year | us | us | 131895515396.207
commercial lighting | High-Bay LFL: Sodium Vapor | 2035 | CAPITAL | NEW | food service | USD/gigalumen_year | us | us | 131895515396.207
commercial lighting | High-Bay LFL: Sodium Vapor | 2035 | CAPITAL | NEW | health | USD/gigalumen_year | us | us | 131895515396.207
commercial lighting | High-Bay LFL: Sodium Vapor | 2035 | CAPITAL | NEW | lodging | USD/gigalumen_year | us | us | 131895515396.207
commercial lighting | High-Bay LFL: Sodium Vapor | 2035 | CAPITAL | NEW | merc/service | USD/gigalumen_year | us | us | 131895515396.207
commercial lighting | High-Bay LFL: Sodium Vapor | 2035 | CAPITAL | NEW | office-large | USD/gigalumen_year | us | us | 131895515396.207
commercial lighting | High-Bay LFL: Sodium Vapor | 2035 | CAPITAL | NEW | office-small | USD/gigalumen_year | us | us | 131895515396.207
commercial lighting | High-Bay LFL: Sodium Vapor | 2035 | CAPITAL | NEW | other | USD/gigalumen_year | us | us | 131895515396.207
commercial lighting | High-Bay LFL: Sodium Vapor | 2035 | CAPITAL | NEW | warehouse | USD/gigalumen_year | us | us | 131895515396.207
commercial lighting | High-Bay LFL: Sodium Vapor | 2035 | CAPITAL | REPLACEMENT | assembly | USD/gigalumen_year | us | us | 131895515396.207
commercial lighting | High-Bay LFL: Sodium Vapor | 2035 | CAPITAL | REPLACEMENT | education | USD/gigalumen_year | us | us | 131895515396.207
commercial lighting | High-Bay LFL: Sodium Vapor | 2035 | CAPITAL | REPLACEMENT | food sales | USD/gigalumen_year | us | us | 131895515396.207
commercial lighting | High-Bay LFL: Sodium Vapor | 2035 | CAPITAL | REPLACEMENT | food service | USD/gigalumen_year | us | us | 131895515396.207
commercial lighting | High-Bay LFL: Sodium Vapor | 2035 | CAPITAL | REPLACEMENT | health | USD/gigalumen_year | us | us | 131895515396.207
commercial lighting | High-Bay LFL: Sodium Vapor | 2035 | CAPITAL | REPLACEMENT | lodging | USD/gigalumen_year | us | us | 131895515396.207
commercial lighting | High-Bay LFL: Sodium Vapor | 2035 | CAPITAL | REPLACEMENT | merc/service | USD/gigalumen_year | us | us | 131895515396.207
commercial lighting | High-Bay LFL: Sodium Vapor | 2035 | CAPITAL | REPLACEMENT | office-large | USD/gigalumen_year | us | us | 131895515396.207
commercial lighting | High-Bay LFL: Sodium Vapor | 2035 | CAPITAL | REPLACEMENT | office-small | USD/gigalumen_year | us | us | 131895515396.207
commercial lighting | High-Bay LFL: Sodium Vapor | 2035 | CAPITAL | REPLACEMENT | other | USD/gigalumen_year | us | us | 131895515396.207
commercial lighting | High-Bay LFL: Sodium Vapor | 2035 | CAPITAL | REPLACEMENT | warehouse | USD/gigalumen_year | us | us | 131895515396.207
commercial lighting | High-Bay LFL: Sodium Vapor | 2035 | FIXED_OM | NEW | assembly | USD/gigalumen_year | us | us | 6859036597.63
commercial lighting | High-Bay LFL: Sodium Vapor | 2035 | FIXED_OM | NEW | education | USD/gigalumen_year | us | us | 6859036597.63
commercial lighting | High-Bay LFL: Sodium Vapor | 2035 | FIXED_OM | NEW | food sales | USD/gigalumen_year | us | us | 6859036597.63
commercial lighting | High-Bay LFL: Sodium Vapor | 2035 | FIXED_OM | NEW | food service | USD/gigalumen_year | us | us | 6859036597.63
commercial lighting | High-Bay LFL: Sodium Vapor | 2035 | FIXED_OM | NEW | health | USD/gigalumen_year | us | us | 6859036597.63
commercial lighting | High-Bay LFL: Sodium Vapor | 2035 | FIXED_OM | NEW | lodging | USD/gigalumen_year | us | us | 6859036597.63
commercial lighting | High-Bay LFL: Sodium Vapor | 2035 | FIXED_OM | NEW | merc/service | USD/gigalumen_year | us | us | 6859036597.63
commercial lighting | High-Bay LFL: Sodium Vapor | 2035 | FIXED_OM | NEW | office-large | USD/gigalumen_year | us | us | 6859036597.63
commercial lighting | High-Bay LFL: Sodium Vapor | 2035 | FIXED_OM | NEW | office-small | USD/gigalumen_year | us | us | 6859036597.63
commercial lighting | High-Bay LFL: Sodium Vapor | 2035 | FIXED_OM | NEW | other | USD/gigalumen_year | us | us | 6859036597.63
commercial lighting | High-Bay LFL: Sodium Vapor | 2035 | FIXED_OM | NEW | warehouse | USD/gigalumen_year | us | us | 6859036597.63
commercial lighting | High-Bay LFL: Sodium Vapor | 2035 | FIXED_OM | REPLACEMENT | assembly | USD/gigalumen_year | us | us | 6859036597.63
commercial lighting | High-Bay LFL: Sodium Vapor | 2035 | FIXED_OM | REPLACEMENT | education | USD/gigalumen_year | us | us | 6859036597.63
commercial lighting | High-Bay LFL: Sodium Vapor | 2035 | FIXED_OM | REPLACEMENT | food sales | USD/gigalumen_year | us | us | 6859036597.63
commercial lighting | High-Bay LFL: Sodium Vapor | 2035 | FIXED_OM | REPLACEMENT | food service | USD/gigalumen_year | us | us | 6859036597.63
commercial lighting | High-Bay LFL: Sodium Vapor | 2035 | FIXED_OM | REPLACEMENT | health | USD/gigalumen_year | us | us | 6859036597.63
commercial lighting | High-Bay LFL: Sodium Vapor | 2035 | FIXED_OM | REPLACEMENT | lodging | USD/gigalumen_year | us | us | 6859036597.63
commercial lighting | High-Bay LFL: Sodium Vapor | 2035 | FIXED_OM | REPLACEMENT | merc/service | USD/gigalumen_year | us | us | 6859036597.63
commercial lighting | High-Bay LFL: Sodium Vapor | 2035 | FIXED_OM | REPLACEMENT | office-large | USD/gigalumen_year | us | us | 6859036597.63
commercial lighting | High-Bay LFL: Sodium Vapor | 2035 | FIXED_OM | REPLACEMENT | office-small | USD/gigalumen_year | us | us | 6859036597.63
commercial lighting | High-Bay LFL: Sodium Vapor | 2035 | FIXED_OM | REPLACEMENT | other | USD/gigalumen_year | us | us | 6859036597.63
commercial lighting | High-Bay LFL: Sodium Vapor | 2035 | FIXED_OM | REPLACEMENT | warehouse | USD/gigalumen_year | us | us | 6859036597.63
commercial lighting | High-Bay LFL: Sodium Vapor | 2036 | CAPITAL | NEW | assembly | USD/gigalumen_year | us | us | 131421020398.7
commercial lighting | High-Bay LFL: Sodium Vapor | 2036 | CAPITAL | NEW | education | USD/gigalumen_year | us | us | 131421020398.7
commercial lighting | High-Bay LFL: Sodium Vapor | 2036 | CAPITAL | NEW | food sales | USD/gigalumen_year | us | us | 131421020398.7
commercial lighting | High-Bay LFL: Sodium Vapor | 2036 | CAPITAL | NEW | food service | USD/gigalumen_year | us | us | 131421020398.7
commercial lighting | High-Bay LFL: Sodium Vapor | 2036 | CAPITAL | NEW | health | USD/gigalumen_year | us | us | 131421020398.7
commercial lighting | High-Bay LFL: Sodium Vapor | 2036 | CAPITAL | NEW | lodging | USD/gigalumen_year | us | us | 131421020398.7
commercial lighting | High-Bay LFL: Sodium Vapor | 2036 | CAPITAL | NEW | merc/service | USD/gigalumen_year | us | us | 131421020398.7
commercial lighting | High-Bay LFL: Sodium Vapor | 2036 | CAPITAL | NEW | office-large | USD/gigalumen_year | us | us | 131421020398.7
commercial lighting | High-Bay LFL: Sodium Vapor | 2036 | CAPITAL | NEW | office-small | USD/gigalumen_year | us | us | 131421020398.7
commercial lighting | High-Bay LFL: Sodium Vapor | 2036 | CAPITAL | NEW | other | USD/gigalumen_year | us | us | 131421020398.7
commercial lighting | High-Bay LFL: Sodium Vapor | 2036 | CAPITAL | NEW | warehouse | USD/gigalumen_year | us | us | 131421020398.7
commercial lighting | High-Bay LFL: Sodium Vapor | 2036 | CAPITAL | REPLACEMENT | assembly | USD/gigalumen_year | us | us | 131421020398.7
commercial lighting | High-Bay LFL: Sodium Vapor | 2036 | CAPITAL | REPLACEMENT | education | USD/gigalumen_year | us | us | 131421020398.7
commercial lighting | High-Bay LFL: Sodium Vapor | 2036 | CAPITAL | REPLACEMENT | food sales | USD/gigalumen_year | us | us | 131421020398.7
commercial lighting | High-Bay LFL: Sodium Vapor | 2036 | CAPITAL | REPLACEMENT | food service | USD/gigalumen_year | us | us | 131421020398.7
commercial lighting | High-Bay LFL: Sodium Vapor | 2036 | CAPITAL | REPLACEMENT | health | USD/gigalumen_year | us | us | 131421020398.7
commercial lighting | High-Bay LFL: Sodium Vapor | 2036 | CAPITAL | REPLACEMENT | lodging | USD/gigalumen_year | us | us | 131421020398.7
commercial lighting | High-Bay LFL: Sodium Vapor | 2036 | CAPITAL | REPLACEMENT | merc/service | USD/gigalumen_year | us | us | 131421020398.7
commercial lighting | High-Bay LFL: Sodium Vapor | 2036 | CAPITAL | REPLACEMENT | office-large | USD/gigalumen_year | us | us | 131421020398.7
commercial lighting | High-Bay LFL: Sodium Vapor | 2036 | CAPITAL | REPLACEMENT | office-small | USD/gigalumen_year | us | us | 131421020398.7
commercial lighting | High-Bay LFL: Sodium Vapor | 2036 | CAPITAL | REPLACEMENT | other | USD/gigalumen_year | us | us | 131421020398.7
commercial lighting | High-Bay LFL: Sodium Vapor | 2036 | CAPITAL | REPLACEMENT | warehouse | USD/gigalumen_year | us | us | 131421020398.7
commercial lighting | High-Bay LFL: Sodium Vapor | 2036 | FIXED_OM | NEW | assembly | USD/gigalumen_year | us | us | 6812056894.9066
commercial lighting | High-Bay LFL: Sodium Vapor | 2036 | FIXED_OM | NEW | education | USD/gigalumen_year | us | us | 6812056894.9066
commercial lighting | High-Bay LFL: Sodium Vapor | 2036 | FIXED_OM | NEW | food sales | USD/gigalumen_year | us | us | 6812056894.9066
commercial lighting | High-Bay LFL: Sodium Vapor | 2036 | FIXED_OM | NEW | food service | USD/gigalumen_year | us | us | 6812056894.9066
commercial lighting | High-Bay LFL: Sodium Vapor | 2036 | FIXED_OM | NEW | health | USD/gigalumen_year | us | us | 6812056894.9066
commercial lighting | High-Bay LFL: Sodium Vapor | 2036 | FIXED_OM | NEW | lodging | USD/gigalumen_year | us | us | 6812056894.9066
commercial lighting | High-Bay LFL: Sodium Vapor | 2036 | FIXED_OM | NEW | merc/service | USD/gigalumen_year | us | us | 6812056894.9066
commercial lighting | High-Bay LFL: Sodium Vapor | 2036 | FIXED_OM | NEW | office-large | USD/gigalumen_year | us | us | 6812056894.9066
commercial lighting | High-Bay LFL: Sodium Vapor | 2036 | FIXED_OM | NEW | office-small | USD/gigalumen_year | us | us | 6812056894.9066
commercial lighting | High-Bay LFL: Sodium Vapor | 2036 | FIXED_OM | NEW | other | USD/gigalumen_year | us | us | 6812056894.9066
commercial lighting | High-Bay LFL: Sodium Vapor | 2036 | FIXED_OM | NEW | warehouse | USD/gigalumen_year | us | us | 6812056894.9066
commercial lighting | High-Bay LFL: Sodium Vapor | 2036 | FIXED_OM | REPLACEMENT | assembly | USD/gigalumen_year | us | us | 6812056894.9066
commercial lighting | High-Bay LFL: Sodium Vapor | 2036 | FIXED_OM | REPLACEMENT | education | USD/gigalumen_year | us | us | 6812056894.9066
commercial lighting | High-Bay LFL: Sodium Vapor | 2036 | FIXED_OM | REPLACEMENT | food sales | USD/gigalumen_year | us | us | 6812056894.9066
commercial lighting | High-Bay LFL: Sodium Vapor | 2036 | FIXED_OM | REPLACEMENT | food service | USD/gigalumen_year | us | us | 6812056894.9066
commercial lighting | High-Bay LFL: Sodium Vapor | 2036 | FIXED_OM | REPLACEMENT | health | USD/gigalumen_year | us | us | 6812056894.9066
commercial lighting | High-Bay LFL: Sodium Vapor | 2036 | FIXED_OM | REPLACEMENT | lodging | USD/gigalumen_year | us | us | 6812056894.9066
commercial lighting | High-Bay LFL: Sodium Vapor | 2036 | FIXED_OM | REPLACEMENT | merc/service | USD/gigalumen_year | us | us | 6812056894.9066
commercial lighting | High-Bay LFL: Sodium Vapor | 2036 | FIXED_OM | REPLACEMENT | office-large | USD/gigalumen_year | us | us | 6812056894.9066
commercial lighting | High-Bay LFL: Sodium Vapor | 2036 | FIXED_OM | REPLACEMENT | office-small | USD/gigalumen_year | us | us | 6812056894.9066
commercial lighting | High-Bay LFL: Sodium Vapor | 2036 | FIXED_OM | REPLACEMENT | other | USD/gigalumen_year | us | us | 6812056894.9066
commercial lighting | High-Bay LFL: Sodium Vapor | 2036 | FIXED_OM | REPLACEMENT | warehouse | USD/gigalumen_year | us | us | 6812056894.9066
commercial lighting | High-Bay LFL: Sodium Vapor | 2037 | CAPITAL | NEW | assembly | USD/gigalumen_year | us | us | 130946525401.193
commercial lighting | High-Bay LFL: Sodium Vapor | 2037 | CAPITAL | NEW | education | USD/gigalumen_year | us | us | 130946525401.193
commercial lighting | High-Bay LFL: Sodium Vapor | 2037 | CAPITAL | NEW | food sales | USD/gigalumen_year | us | us | 130946525401.193
commercial lighting | High-Bay LFL: Sodium Vapor | 2037 | CAPITAL | NEW | food service | USD/gigalumen_year | us | us | 130946525401.193
commercial lighting | High-Bay LFL: Sodium Vapor | 2037 | CAPITAL | NEW | health | USD/gigalumen_year | us | us | 130946525401.193
commercial lighting | High-Bay LFL: Sodium Vapor | 2037 | CAPITAL | NEW | lodging | USD/gigalumen_year | us | us | 130946525401.193
commercial lighting | High-Bay LFL: Sodium Vapor | 2037 | CAPITAL | NEW | merc/service | USD/gigalumen_year | us | us | 130946525401.193
commercial lighting | High-Bay LFL: Sodium Vapor | 2037 | CAPITAL | NEW | office-large | USD/gigalumen_year | us | us | 130946525401.193
commercial lighting | High-Bay LFL: Sodium Vapor | 2037 | CAPITAL | NEW | office-small | USD/gigalumen_year | us | us | 130946525401.193
commercial lighting | High-Bay LFL: Sodium Vapor | 2037 | CAPITAL | NEW | other | USD/gigalumen_year | us | us | 130946525401.193
commercial lighting | High-Bay LFL: Sodium Vapor | 2037 | CAPITAL | NEW | warehouse | USD/gigalumen_year | us | us | 130946525401.193
commercial lighting | High-Bay LFL: Sodium Vapor | 2037 | CAPITAL | REPLACEMENT | assembly | USD/gigalumen_year | us | us | 130946525401.193
commercial lighting | High-Bay LFL: Sodium Vapor | 2037 | CAPITAL | REPLACEMENT | education | USD/gigalumen_year | us | us | 130946525401.193
commercial lighting | High-Bay LFL: Sodium Vapor | 2037 | CAPITAL | REPLACEMENT | food sales | USD/gigalumen_year | us | us | 130946525401.193
commercial lighting | High-Bay LFL: Sodium Vapor | 2037 | CAPITAL | REPLACEMENT | food service | USD/gigalumen_year | us | us | 130946525401.193
commercial lighting | High-Bay LFL: Sodium Vapor | 2037 | CAPITAL | REPLACEMENT | health | USD/gigalumen_year | us | us | 130946525401.193
commercial lighting | High-Bay LFL: Sodium Vapor | 2037 | CAPITAL | REPLACEMENT | lodging | USD/gigalumen_year | us | us | 130946525401.193
commercial lighting | High-Bay LFL: Sodium Vapor | 2037 | CAPITAL | REPLACEMENT | merc/service | USD/gigalumen_year | us | us | 130946525401.193
commercial lighting | High-Bay LFL: Sodium Vapor | 2037 | CAPITAL | REPLACEMENT | office-large | USD/gigalumen_year | us | us | 130946525401.193
commercial lighting | High-Bay LFL: Sodium Vapor | 2037 | CAPITAL | REPLACEMENT | office-small | USD/gigalumen_year | us | us | 130946525401.193
commercial lighting | High-Bay LFL: Sodium Vapor | 2037 | CAPITAL | REPLACEMENT | other | USD/gigalumen_year | us | us | 130946525401.193
commercial lighting | High-Bay LFL: Sodium Vapor | 2037 | CAPITAL | REPLACEMENT | warehouse | USD/gigalumen_year | us | us | 130946525401.193
commercial lighting | High-Bay LFL: Sodium Vapor | 2037 | FIXED_OM | NEW | assembly | USD/gigalumen_year | us | us | 6765077192.1831
commercial lighting | High-Bay LFL: Sodium Vapor | 2037 | FIXED_OM | NEW | education | USD/gigalumen_year | us | us | 6765077192.1831
commercial lighting | High-Bay LFL: Sodium Vapor | 2037 | FIXED_OM | NEW | food sales | USD/gigalumen_year | us | us | 6765077192.1831
commercial lighting | High-Bay LFL: Sodium Vapor | 2037 | FIXED_OM | NEW | food service | USD/gigalumen_year | us | us | 6765077192.1831
commercial lighting | High-Bay LFL: Sodium Vapor | 2037 | FIXED_OM | NEW | health | USD/gigalumen_year | us | us | 6765077192.1831
commercial lighting | High-Bay LFL: Sodium Vapor | 2037 | FIXED_OM | NEW | lodging | USD/gigalumen_year | us | us | 6765077192.1831
commercial lighting | High-Bay LFL: Sodium Vapor | 2037 | FIXED_OM | NEW | merc/service | USD/gigalumen_year | us | us | 6765077192.1831
commercial lighting | High-Bay LFL: Sodium Vapor | 2037 | FIXED_OM | NEW | office-large | USD/gigalumen_year | us | us | 6765077192.1831
commercial lighting | High-Bay LFL: Sodium Vapor | 2037 | FIXED_OM | NEW | office-small | USD/gigalumen_year | us | us | 6765077192.1831
commercial lighting | High-Bay LFL: Sodium Vapor | 2037 | FIXED_OM | NEW | other | USD/gigalumen_year | us | us | 6765077192.1831
commercial lighting | High-Bay LFL: Sodium Vapor | 2037 | FIXED_OM | NEW | warehouse | USD/gigalumen_year | us | us | 6765077192.1831
commercial lighting | High-Bay LFL: Sodium Vapor | 2037 | FIXED_OM | REPLACEMENT | assembly | USD/gigalumen_year | us | us | 6765077192.1831
commercial lighting | High-Bay LFL: Sodium Vapor | 2037 | FIXED_OM | REPLACEMENT | education | USD/gigalumen_year | us | us | 6765077192.1831
commercial lighting | High-Bay LFL: Sodium Vapor | 2037 | FIXED_OM | REPLACEMENT | food sales | USD/gigalumen_year | us | us | 6765077192.1831
commercial lighting | High-Bay LFL: Sodium Vapor | 2037 | FIXED_OM | REPLACEMENT | food service | USD/gigalumen_year | us | us | 6765077192.1831
commercial lighting | High-Bay LFL: Sodium Vapor | 2037 | FIXED_OM | REPLACEMENT | health | USD/gigalumen_year | us | us | 6765077192.1831
commercial lighting | High-Bay LFL: Sodium Vapor | 2037 | FIXED_OM | REPLACEMENT | lodging | USD/gigalumen_year | us | us | 6765077192.1831
commercial lighting | High-Bay LFL: Sodium Vapor | 2037 | FIXED_OM | REPLACEMENT | merc/service | USD/gigalumen_year | us | us | 6765077192.1831
commercial lighting | High-Bay LFL: Sodium Vapor | 2037 | FIXED_OM | REPLACEMENT | office-large | USD/gigalumen_year | us | us | 6765077192.1831
commercial lighting | High-Bay LFL: Sodium Vapor | 2037 | FIXED_OM | REPLACEMENT | office-small | USD/gigalumen_year | us | us | 6765077192.1831
commercial lighting | High-Bay LFL: Sodium Vapor | 2037 | FIXED_OM | REPLACEMENT | other | USD/gigalumen_year | us | us | 6765077192.1831
commercial lighting | High-Bay LFL: Sodium Vapor | 2037 | FIXED_OM | REPLACEMENT | warehouse | USD/gigalumen_year | us | us | 6765077192.1831
commercial lighting | High-Bay LFL: Sodium Vapor | 2038 | CAPITAL | NEW | assembly | USD/gigalumen_year | us | us | 130472030403.686
commercial lighting | High-Bay LFL: Sodium Vapor | 2038 | CAPITAL | NEW | education | USD/gigalumen_year | us | us | 130472030403.686
commercial lighting | High-Bay LFL: Sodium Vapor | 2038 | CAPITAL | NEW | food sales | USD/gigalumen_year | us | us | 130472030403.686
commercial lighting | High-Bay LFL: Sodium Vapor | 2038 | CAPITAL | NEW | food service | USD/gigalumen_year | us | us | 130472030403.686
commercial lighting | High-Bay LFL: Sodium Vapor | 2038 | CAPITAL | NEW | health | USD/gigalumen_year | us | us | 130472030403.686
commercial lighting | High-Bay LFL: Sodium Vapor | 2038 | CAPITAL | NEW | lodging | USD/gigalumen_year | us | us | 130472030403.686
commercial lighting | High-Bay LFL: Sodium Vapor | 2038 | CAPITAL | NEW | merc/service | USD/gigalumen_year | us | us | 130472030403.686
commercial lighting | High-Bay LFL: Sodium Vapor | 2038 | CAPITAL | NEW | office-large | USD/gigalumen_year | us | us | 130472030403.686
commercial lighting | High-Bay LFL: Sodium Vapor | 2038 | CAPITAL | NEW | office-small | USD/gigalumen_year | us | us | 130472030403.686
commercial lighting | High-Bay LFL: Sodium Vapor | 2038 | CAPITAL | NEW | other | USD/gigalumen_year | us | us | 130472030403.686
commercial lighting | High-Bay LFL: Sodium Vapor | 2038 | CAPITAL | NEW | warehouse | USD/gigalumen_year | us | us | 130472030403.686
commercial lighting | High-Bay LFL: Sodium Vapor | 2038 | CAPITAL | REPLACEMENT | assembly | USD/gigalumen_year | us | us | 130472030403.686
commercial lighting | High-Bay LFL: Sodium Vapor | 2038 | CAPITAL | REPLACEMENT | education | USD/gigalumen_year | us | us | 130472030403.686
commercial lighting | High-Bay LFL: Sodium Vapor | 2038 | CAPITAL | REPLACEMENT | food sales | USD/gigalumen_year | us | us | 130472030403.686
commercial lighting | High-Bay LFL: Sodium Vapor | 2038 | CAPITAL | REPLACEMENT | food service | USD/gigalumen_year | us | us | 130472030403.686
commercial lighting | High-Bay LFL: Sodium Vapor | 2038 | CAPITAL | REPLACEMENT | health | USD/gigalumen_year | us | us | 130472030403.686
commercial lighting | High-Bay LFL: Sodium Vapor | 2038 | CAPITAL | REPLACEMENT | lodging | USD/gigalumen_year | us | us | 130472030403.686
commercial lighting | High-Bay LFL: Sodium Vapor | 2038 | CAPITAL | REPLACEMENT | merc/service | USD/gigalumen_year | us | us | 130472030403.686
commercial lighting | High-Bay LFL: Sodium Vapor | 2038 | CAPITAL | REPLACEMENT | office-large | USD/gigalumen_year | us | us | 130472030403.686
commercial lighting | High-Bay LFL: Sodium Vapor | 2038 | CAPITAL | REPLACEMENT | office-small | USD/gigalumen_year | us | us | 130472030403.686
commercial lighting | High-Bay LFL: Sodium Vapor | 2038 | CAPITAL | REPLACEMENT | other | USD/gigalumen_year | us | us | 130472030403.686
commercial lighting | High-Bay LFL: Sodium Vapor | 2038 | CAPITAL | REPLACEMENT | warehouse | USD/gigalumen_year | us | us | 130472030403.686
commercial lighting | High-Bay LFL: Sodium Vapor | 2038 | FIXED_OM | NEW | assembly | USD/gigalumen_year | us | us | 6718097489.4596
commercial lighting | High-Bay LFL: Sodium Vapor | 2038 | FIXED_OM | NEW | education | USD/gigalumen_year | us | us | 6718097489.4596
commercial lighting | High-Bay LFL: Sodium Vapor | 2038 | FIXED_OM | NEW | food sales | USD/gigalumen_year | us | us | 6718097489.4596
commercial lighting | High-Bay LFL: Sodium Vapor | 2038 | FIXED_OM | NEW | food service | USD/gigalumen_year | us | us | 6718097489.4596
commercial lighting | High-Bay LFL: Sodium Vapor | 2038 | FIXED_OM | NEW | health | USD/gigalumen_year | us | us | 6718097489.4596
commercial lighting | High-Bay LFL: Sodium Vapor | 2038 | FIXED_OM | NEW | lodging | USD/gigalumen_year | us | us | 6718097489.4596
commercial lighting | High-Bay LFL: Sodium Vapor | 2038 | FIXED_OM | NEW | merc/service | USD/gigalumen_year | us | us | 6718097489.4596
commercial lighting | High-Bay LFL: Sodium Vapor | 2038 | FIXED_OM | NEW | office-large | USD/gigalumen_year | us | us | 6718097489.4596
commercial lighting | High-Bay LFL: Sodium Vapor | 2038 | FIXED_OM | NEW | office-small | USD/gigalumen_year | us | us | 6718097489.4596
commercial lighting | High-Bay LFL: Sodium Vapor | 2038 | FIXED_OM | NEW | other | USD/gigalumen_year | us | us | 6718097489.4596
commercial lighting | High-Bay LFL: Sodium Vapor | 2038 | FIXED_OM | NEW | warehouse | USD/gigalumen_year | us | us | 6718097489.4596
commercial lighting | High-Bay LFL: Sodium Vapor | 2038 | FIXED_OM | REPLACEMENT | assembly | USD/gigalumen_year | us | us | 6718097489.4596
commercial lighting | High-Bay LFL: Sodium Vapor | 2038 | FIXED_OM | REPLACEMENT | education | USD/gigalumen_year | us | us | 6718097489.4596
commercial lighting | High-Bay LFL: Sodium Vapor | 2038 | FIXED_OM | REPLACEMENT | food sales | USD/gigalumen_year | us | us | 6718097489.4596
commercial lighting | High-Bay LFL: Sodium Vapor | 2038 | FIXED_OM | REPLACEMENT | food service | USD/gigalumen_year | us | us | 6718097489.4596
commercial lighting | High-Bay LFL: Sodium Vapor | 2038 | FIXED_OM | REPLACEMENT | health | USD/gigalumen_year | us | us | 6718097489.4596
commercial lighting | High-Bay LFL: Sodium Vapor | 2038 | FIXED_OM | REPLACEMENT | lodging | USD/gigalumen_year | us | us | 6718097489.4596
commercial lighting | High-Bay LFL: Sodium Vapor | 2038 | FIXED_OM | REPLACEMENT | merc/service | USD/gigalumen_year | us | us | 6718097489.4596
commercial lighting | High-Bay LFL: Sodium Vapor | 2038 | FIXED_OM | REPLACEMENT | office-large | USD/gigalumen_year | us | us | 6718097489.4596
commercial lighting | High-Bay LFL: Sodium Vapor | 2038 | FIXED_OM | REPLACEMENT | office-small | USD/gigalumen_year | us | us | 6718097489.4596
commercial lighting | High-Bay LFL: Sodium Vapor | 2038 | FIXED_OM | REPLACEMENT | other | USD/gigalumen_year | us | us | 6718097489.4596
commercial lighting | High-Bay LFL: Sodium Vapor | 2038 | FIXED_OM | REPLACEMENT | warehouse | USD/gigalumen_year | us | us | 6718097489.4596
commercial lighting | High-Bay LFL: Sodium Vapor | 2039 | CAPITAL | NEW | assembly | USD/gigalumen_year | us | us | 129997535406.178
commercial lighting | High-Bay LFL: Sodium Vapor | 2039 | CAPITAL | NEW | education | USD/gigalumen_year | us | us | 129997535406.178
commercial lighting | High-Bay LFL: Sodium Vapor | 2039 | CAPITAL | NEW | food sales | USD/gigalumen_year | us | us | 129997535406.178
commercial lighting | High-Bay LFL: Sodium Vapor | 2039 | CAPITAL | NEW | food service | USD/gigalumen_year | us | us | 129997535406.178
commercial lighting | High-Bay LFL: Sodium Vapor | 2039 | CAPITAL | NEW | health | USD/gigalumen_year | us | us | 129997535406.178
commercial lighting | High-Bay LFL: Sodium Vapor | 2039 | CAPITAL | NEW | lodging | USD/gigalumen_year | us | us | 129997535406.178
commercial lighting | High-Bay LFL: Sodium Vapor | 2039 | CAPITAL | NEW | merc/service | USD/gigalumen_year | us | us | 129997535406.178
commercial lighting | High-Bay LFL: Sodium Vapor | 2039 | CAPITAL | NEW | office-large | USD/gigalumen_year | us | us | 129997535406.178
commercial lighting | High-Bay LFL: Sodium Vapor | 2039 | CAPITAL | NEW | office-small | USD/gigalumen_year | us | us | 129997535406.178
commercial lighting | High-Bay LFL: Sodium Vapor | 2039 | CAPITAL | NEW | other | USD/gigalumen_year | us | us | 129997535406.178
commercial lighting | High-Bay LFL: Sodium Vapor | 2039 | CAPITAL | NEW | warehouse | USD/gigalumen_year | us | us | 129997535406.178
commercial lighting | High-Bay LFL: Sodium Vapor | 2039 | CAPITAL | REPLACEMENT | assembly | USD/gigalumen_year | us | us | 129997535406.178
commercial lighting | High-Bay LFL: Sodium Vapor | 2039 | CAPITAL | REPLACEMENT | education | USD/gigalumen_year | us | us | 129997535406.178
commercial lighting | High-Bay LFL: Sodium Vapor | 2039 | CAPITAL | REPLACEMENT | food sales | USD/gigalumen_year | us | us | 129997535406.178
commercial lighting | High-Bay LFL: Sodium Vapor | 2039 | CAPITAL | REPLACEMENT | food service | USD/gigalumen_year | us | us | 129997535406.178
commercial lighting | High-Bay LFL: Sodium Vapor | 2039 | CAPITAL | REPLACEMENT | health | USD/gigalumen_year | us | us | 129997535406.178
commercial lighting | High-Bay LFL: Sodium Vapor | 2039 | CAPITAL | REPLACEMENT | lodging | USD/gigalumen_year | us | us | 129997535406.178
commercial lighting | High-Bay LFL: Sodium Vapor | 2039 | CAPITAL | REPLACEMENT | merc/service | USD/gigalumen_year | us | us | 129997535406.178
commercial lighting | High-Bay LFL: Sodium Vapor | 2039 | CAPITAL | REPLACEMENT | office-large | USD/gigalumen_year | us | us | 129997535406.178
commercial lighting | High-Bay LFL: Sodium Vapor | 2039 | CAPITAL | REPLACEMENT | office-small | USD/gigalumen_year | us | us | 129997535406.178
commercial lighting | High-Bay LFL: Sodium Vapor | 2039 | CAPITAL | REPLACEMENT | other | USD/gigalumen_year | us | us | 129997535406.178
commercial lighting | High-Bay LFL: Sodium Vapor | 2039 | CAPITAL | REPLACEMENT | warehouse | USD/gigalumen_year | us | us | 129997535406.178
commercial lighting | High-Bay LFL: Sodium Vapor | 2039 | FIXED_OM | NEW | assembly | USD/gigalumen_year | us | us | 6671117786.7361
commercial lighting | High-Bay LFL: Sodium Vapor | 2039 | FIXED_OM | NEW | education | USD/gigalumen_year | us | us | 6671117786.7361
commercial lighting | High-Bay LFL: Sodium Vapor | 2039 | FIXED_OM | NEW | food sales | USD/gigalumen_year | us | us | 6671117786.7361
commercial lighting | High-Bay LFL: Sodium Vapor | 2039 | FIXED_OM | NEW | food service | USD/gigalumen_year | us | us | 6671117786.7361
commercial lighting | High-Bay LFL: Sodium Vapor | 2039 | FIXED_OM | NEW | health | USD/gigalumen_year | us | us | 6671117786.7361
commercial lighting | High-Bay LFL: Sodium Vapor | 2039 | FIXED_OM | NEW | lodging | USD/gigalumen_year | us | us | 6671117786.7361
commercial lighting | High-Bay LFL: Sodium Vapor | 2039 | FIXED_OM | NEW | merc/service | USD/gigalumen_year | us | us | 6671117786.7361
commercial lighting | High-Bay LFL: Sodium Vapor | 2039 | FIXED_OM | NEW | office-large | USD/gigalumen_year | us | us | 6671117786.7361
commercial lighting | High-Bay LFL: Sodium Vapor | 2039 | FIXED_OM | NEW | office-small | USD/gigalumen_year | us | us | 6671117786.7361
commercial lighting | High-Bay LFL: Sodium Vapor | 2039 | FIXED_OM | NEW | other | USD/gigalumen_year | us | us | 6671117786.7361
commercial lighting | High-Bay LFL: Sodium Vapor | 2039 | FIXED_OM | NEW | warehouse | USD/gigalumen_year | us | us | 6671117786.7361
commercial lighting | High-Bay LFL: Sodium Vapor | 2039 | FIXED_OM | REPLACEMENT | assembly | USD/gigalumen_year | us | us | 6671117786.7361
commercial lighting | High-Bay LFL: Sodium Vapor | 2039 | FIXED_OM | REPLACEMENT | education | USD/gigalumen_year | us | us | 6671117786.7361
commercial lighting | High-Bay LFL: Sodium Vapor | 2039 | FIXED_OM | REPLACEMENT | food sales | USD/gigalumen_year | us | us | 6671117786.7361
commercial lighting | High-Bay LFL: Sodium Vapor | 2039 | FIXED_OM | REPLACEMENT | food service | USD/gigalumen_year | us | us | 6671117786.7361
commercial lighting | High-Bay LFL: Sodium Vapor | 2039 | FIXED_OM | REPLACEMENT | health | USD/gigalumen_year | us | us | 6671117786.7361
commercial lighting | High-Bay LFL: Sodium Vapor | 2039 | FIXED_OM | REPLACEMENT | lodging | USD/gigalumen_year | us | us | 6671117786.7361
commercial lighting | High-Bay LFL: Sodium Vapor | 2039 | FIXED_OM | REPLACEMENT | merc/service | USD/gigalumen_year | us | us | 6671117786.7361
commercial lighting | High-Bay LFL: Sodium Vapor | 2039 | FIXED_OM | REPLACEMENT | office-large | USD/gigalumen_year | us | us | 6671117786.7361
commercial lighting | High-Bay LFL: Sodium Vapor | 2039 | FIXED_OM | REPLACEMENT | office-small | USD/gigalumen_year | us | us | 6671117786.7361
commercial lighting | High-Bay LFL: Sodium Vapor | 2039 | FIXED_OM | REPLACEMENT | other | USD/gigalumen_year | us | us | 6671117786.7361
commercial lighting | High-Bay LFL: Sodium Vapor | 2039 | FIXED_OM | REPLACEMENT | warehouse | USD/gigalumen_year | us | us | 6671117786.7361
commercial lighting | High-Bay LFL: Sodium Vapor | 2040 | CAPITAL | NEW | assembly | USD/gigalumen_year | us | us | 129523040408.671
commercial lighting | High-Bay LFL: Sodium Vapor | 2040 | CAPITAL | NEW | education | USD/gigalumen_year | us | us | 129523040408.671
commercial lighting | High-Bay LFL: Sodium Vapor | 2040 | CAPITAL | NEW | food sales | USD/gigalumen_year | us | us | 129523040408.671
commercial lighting | High-Bay LFL: Sodium Vapor | 2040 | CAPITAL | NEW | food service | USD/gigalumen_year | us | us | 129523040408.671
commercial lighting | High-Bay LFL: Sodium Vapor | 2040 | CAPITAL | NEW | health | USD/gigalumen_year | us | us | 129523040408.671
commercial lighting | High-Bay LFL: Sodium Vapor | 2040 | CAPITAL | NEW | lodging | USD/gigalumen_year | us | us | 129523040408.671
commercial lighting | High-Bay LFL: Sodium Vapor | 2040 | CAPITAL | NEW | merc/service | USD/gigalumen_year | us | us | 129523040408.671
commercial lighting | High-Bay LFL: Sodium Vapor | 2040 | CAPITAL | NEW | office-large | USD/gigalumen_year | us | us | 129523040408.671
commercial lighting | High-Bay LFL: Sodium Vapor | 2040 | CAPITAL | NEW | office-small | USD/gigalumen_year | us | us | 129523040408.671
commercial lighting | High-Bay LFL: Sodium Vapor | 2040 | CAPITAL | NEW | other | USD/gigalumen_year | us | us | 129523040408.671
commercial lighting | High-Bay LFL: Sodium Vapor | 2040 | CAPITAL | NEW | warehouse | USD/gigalumen_year | us | us | 129523040408.671
commercial lighting | High-Bay LFL: Sodium Vapor | 2040 | CAPITAL | REPLACEMENT | assembly | USD/gigalumen_year | us | us | 129523040408.671
commercial lighting | High-Bay LFL: Sodium Vapor | 2040 | CAPITAL | REPLACEMENT | education | USD/gigalumen_year | us | us | 129523040408.671
commercial lighting | High-Bay LFL: Sodium Vapor | 2040 | CAPITAL | REPLACEMENT | food sales | USD/gigalumen_year | us | us | 129523040408.671
commercial lighting | High-Bay LFL: Sodium Vapor | 2040 | CAPITAL | REPLACEMENT | food service | USD/gigalumen_year | us | us | 129523040408.671
commercial lighting | High-Bay LFL: Sodium Vapor | 2040 | CAPITAL | REPLACEMENT | health | USD/gigalumen_year | us | us | 129523040408.671
commercial lighting | High-Bay LFL: Sodium Vapor | 2040 | CAPITAL | REPLACEMENT | lodging | USD/gigalumen_year | us | us | 129523040408.671
commercial lighting | High-Bay LFL: Sodium Vapor | 2040 | CAPITAL | REPLACEMENT | merc/service | USD/gigalumen_year | us | us | 129523040408.671
commercial lighting | High-Bay LFL: Sodium Vapor | 2040 | CAPITAL | REPLACEMENT | office-large | USD/gigalumen_year | us | us | 129523040408.671
commercial lighting | High-Bay LFL: Sodium Vapor | 2040 | CAPITAL | REPLACEMENT | office-small | USD/gigalumen_year | us | us | 129523040408.671
commercial lighting | High-Bay LFL: Sodium Vapor | 2040 | CAPITAL | REPLACEMENT | other | USD/gigalumen_year | us | us | 129523040408.671
commercial lighting | High-Bay LFL: Sodium Vapor | 2040 | CAPITAL | REPLACEMENT | warehouse | USD/gigalumen_year | us | us | 129523040408.671
commercial lighting | High-Bay LFL: Sodium Vapor | 2040 | FIXED_OM | NEW | assembly | USD/gigalumen_year | us | us | 6624138084.0126
commercial lighting | High-Bay LFL: Sodium Vapor | 2040 | FIXED_OM | NEW | education | USD/gigalumen_year | us | us | 6624138084.0126
commercial lighting | High-Bay LFL: Sodium Vapor | 2040 | FIXED_OM | NEW | food sales | USD/gigalumen_year | us | us | 6624138084.0126
commercial lighting | High-Bay LFL: Sodium Vapor | 2040 | FIXED_OM | NEW | food service | USD/gigalumen_year | us | us | 6624138084.0126
commercial lighting | High-Bay LFL: Sodium Vapor | 2040 | FIXED_OM | NEW | health | USD/gigalumen_year | us | us | 6624138084.0126
commercial lighting | High-Bay LFL: Sodium Vapor | 2040 | FIXED_OM | NEW | lodging | USD/gigalumen_year | us | us | 6624138084.0126
commercial lighting | High-Bay LFL: Sodium Vapor | 2040 | FIXED_OM | NEW | merc/service | USD/gigalumen_year | us | us | 6624138084.0126
commercial lighting | High-Bay LFL: Sodium Vapor | 2040 | FIXED_OM | NEW | office-large | USD/gigalumen_year | us | us | 6624138084.0126
commercial lighting | High-Bay LFL: Sodium Vapor | 2040 | FIXED_OM | NEW | office-small | USD/gigalumen_year | us | us | 6624138084.0126
commercial lighting | High-Bay LFL: Sodium Vapor | 2040 | FIXED_OM | NEW | other | USD/gigalumen_year | us | us | 6624138084.0126
commercial lighting | High-Bay LFL: Sodium Vapor | 2040 | FIXED_OM | NEW | warehouse | USD/gigalumen_year | us | us | 6624138084.0126
commercial lighting | High-Bay LFL: Sodium Vapor | 2040 | FIXED_OM | REPLACEMENT | assembly | USD/gigalumen_year | us | us | 6624138084.0126
commercial lighting | High-Bay LFL: Sodium Vapor | 2040 | FIXED_OM | REPLACEMENT | education | USD/gigalumen_year | us | us | 6624138084.0126
commercial lighting | High-Bay LFL: Sodium Vapor | 2040 | FIXED_OM | REPLACEMENT | food sales | USD/gigalumen_year | us | us | 6624138084.0126
commercial lighting | High-Bay LFL: Sodium Vapor | 2040 | FIXED_OM | REPLACEMENT | food service | USD/gigalumen_year | us | us | 6624138084.0126
commercial lighting | High-Bay LFL: Sodium Vapor | 2040 | FIXED_OM | REPLACEMENT | health | USD/gigalumen_year | us | us | 6624138084.0126
commercial lighting | High-Bay LFL: Sodium Vapor | 2040 | FIXED_OM | REPLACEMENT | lodging | USD/gigalumen_year | us | us | 6624138084.0126
commercial lighting | High-Bay LFL: Sodium Vapor | 2040 | FIXED_OM | REPLACEMENT | merc/service | USD/gigalumen_year | us | us | 6624138084.0126
commercial lighting | High-Bay LFL: Sodium Vapor | 2040 | FIXED_OM | REPLACEMENT | office-large | USD/gigalumen_year | us | us | 6624138084.0126
commercial lighting | High-Bay LFL: Sodium Vapor | 2040 | FIXED_OM | REPLACEMENT | office-small | USD/gigalumen_year | us | us | 6624138084.0126
commercial lighting | High-Bay LFL: Sodium Vapor | 2040 | FIXED_OM | REPLACEMENT | other | USD/gigalumen_year | us | us | 6624138084.0126
commercial lighting | High-Bay LFL: Sodium Vapor | 2040 | FIXED_OM | REPLACEMENT | warehouse | USD/gigalumen_year | us | us | 6624138084.0126
commercial lighting | High-Bay LFL: Sodium Vapor | 2041 | CAPITAL | NEW | assembly | USD/gigalumen_year | us | us | 129523040408.671
commercial lighting | High-Bay LFL: Sodium Vapor | 2041 | CAPITAL | NEW | education | USD/gigalumen_year | us | us | 129523040408.671
commercial lighting | High-Bay LFL: Sodium Vapor | 2041 | CAPITAL | NEW | food sales | USD/gigalumen_year | us | us | 129523040408.671
commercial lighting | High-Bay LFL: Sodium Vapor | 2041 | CAPITAL | NEW | food service | USD/gigalumen_year | us | us | 129523040408.671
commercial lighting | High-Bay LFL: Sodium Vapor | 2041 | CAPITAL | NEW | health | USD/gigalumen_year | us | us | 129523040408.671
commercial lighting | High-Bay LFL: Sodium Vapor | 2041 | CAPITAL | NEW | lodging | USD/gigalumen_year | us | us | 129523040408.671
commercial lighting | High-Bay LFL: Sodium Vapor | 2041 | CAPITAL | NEW | merc/service | USD/gigalumen_year | us | us | 129523040408.671
commercial lighting | High-Bay LFL: Sodium Vapor | 2041 | CAPITAL | NEW | office-large | USD/gigalumen_year | us | us | 129523040408.671
commercial lighting | High-Bay LFL: Sodium Vapor | 2041 | CAPITAL | NEW | office-small | USD/gigalumen_year | us | us | 129523040408.671
commercial lighting | High-Bay LFL: Sodium Vapor | 2041 | CAPITAL | NEW | other | USD/gigalumen_year | us | us | 129523040408.671
commercial lighting | High-Bay LFL: Sodium Vapor | 2041 | CAPITAL | NEW | warehouse | USD/gigalumen_year | us | us | 129523040408.671
commercial lighting | High-Bay LFL: Sodium Vapor | 2041 | CAPITAL | REPLACEMENT | assembly | USD/gigalumen_year | us | us | 129523040408.671
commercial lighting | High-Bay LFL: Sodium Vapor | 2041 | CAPITAL | REPLACEMENT | education | USD/gigalumen_year | us | us | 129523040408.671
commercial lighting | High-Bay LFL: Sodium Vapor | 2041 | CAPITAL | REPLACEMENT | food sales | USD/gigalumen_year | us | us | 129523040408.671
commercial lighting | High-Bay LFL: Sodium Vapor | 2041 | CAPITAL | REPLACEMENT | food service | USD/gigalumen_year | us | us | 129523040408.671
commercial lighting | High-Bay LFL: Sodium Vapor | 2041 | CAPITAL | REPLACEMENT | health | USD/gigalumen_year | us | us | 129523040408.671
commercial lighting | High-Bay LFL: Sodium Vapor | 2041 | CAPITAL | REPLACEMENT | lodging | USD/gigalumen_year | us | us | 129523040408.671
commercial lighting | High-Bay LFL: Sodium Vapor | 2041 | CAPITAL | REPLACEMENT | merc/service | USD/gigalumen_year | us | us | 129523040408.671
commercial lighting | High-Bay LFL: Sodium Vapor | 2041 | CAPITAL | REPLACEMENT | office-large | USD/gigalumen_year | us | us | 129523040408.671
commercial lighting | High-Bay LFL: Sodium Vapor | 2041 | CAPITAL | REPLACEMENT | office-small | USD/gigalumen_year | us | us | 129523040408.671
commercial lighting | High-Bay LFL: Sodium Vapor | 2041 | CAPITAL | REPLACEMENT | other | USD/gigalumen_year | us | us | 129523040408.671
commercial lighting | High-Bay LFL: Sodium Vapor | 2041 | CAPITAL | REPLACEMENT | warehouse | USD/gigalumen_year | us | us | 129523040408.671
commercial lighting | High-Bay LFL: Sodium Vapor | 2041 | FIXED_OM | NEW | assembly | USD/gigalumen_year | us | us | 6624138084.0126
commercial lighting | High-Bay LFL: Sodium Vapor | 2041 | FIXED_OM | NEW | education | USD/gigalumen_year | us | us | 6624138084.0126
commercial lighting | High-Bay LFL: Sodium Vapor | 2041 | FIXED_OM | NEW | food sales | USD/gigalumen_year | us | us | 6624138084.0126
commercial lighting | High-Bay LFL: Sodium Vapor | 2041 | FIXED_OM | NEW | food service | USD/gigalumen_year | us | us | 6624138084.0126
commercial lighting | High-Bay LFL: Sodium Vapor | 2041 | FIXED_OM | NEW | health | USD/gigalumen_year | us | us | 6624138084.0126
commercial lighting | High-Bay LFL: Sodium Vapor | 2041 | FIXED_OM | NEW | lodging | USD/gigalumen_year | us | us | 6624138084.0126
commercial lighting | High-Bay LFL: Sodium Vapor | 2041 | FIXED_OM | NEW | merc/service | USD/gigalumen_year | us | us | 6624138084.0126
commercial lighting | High-Bay LFL: Sodium Vapor | 2041 | FIXED_OM | NEW | office-large | USD/gigalumen_year | us | us | 6624138084.0126
commercial lighting | High-Bay LFL: Sodium Vapor | 2041 | FIXED_OM | NEW | office-small | USD/gigalumen_year | us | us | 6624138084.0126
commercial lighting | High-Bay LFL: Sodium Vapor | 2041 | FIXED_OM | NEW | other | USD/gigalumen_year | us | us | 6624138084.0126
commercial lighting | High-Bay LFL: Sodium Vapor | 2041 | FIXED_OM | NEW | warehouse | USD/gigalumen_year | us | us | 6624138084.0126
commercial lighting | High-Bay LFL: Sodium Vapor | 2041 | FIXED_OM | REPLACEMENT | assembly | USD/gigalumen_year | us | us | 6624138084.0126
commercial lighting | High-Bay LFL: Sodium Vapor | 2041 | FIXED_OM | REPLACEMENT | education | USD/gigalumen_year | us | us | 6624138084.0126
commercial lighting | High-Bay LFL: Sodium Vapor | 2041 | FIXED_OM | REPLACEMENT | food sales | USD/gigalumen_year | us | us | 6624138084.0126
commercial lighting | High-Bay LFL: Sodium Vapor | 2041 | FIXED_OM | REPLACEMENT | food service | USD/gigalumen_year | us | us | 6624138084.0126
commercial lighting | High-Bay LFL: Sodium Vapor | 2041 | FIXED_OM | REPLACEMENT | health | USD/gigalumen_year | us | us | 6624138084.0126
commercial lighting | High-Bay LFL: Sodium Vapor | 2041 | FIXED_OM | REPLACEMENT | lodging | USD/gigalumen_year | us | us | 6624138084.0126
commercial lighting | High-Bay LFL: Sodium Vapor | 2041 | FIXED_OM | REPLACEMENT | merc/service | USD/gigalumen_year | us | us | 6624138084.0126
commercial lighting | High-Bay LFL: Sodium Vapor | 2041 | FIXED_OM | REPLACEMENT | office-large | USD/gigalumen_year | us | us | 6624138084.0126
commercial lighting | High-Bay LFL: Sodium Vapor | 2041 | FIXED_OM | REPLACEMENT | office-small | USD/gigalumen_year | us | us | 6624138084.0126
commercial lighting | High-Bay LFL: Sodium Vapor | 2041 | FIXED_OM | REPLACEMENT | other | USD/gigalumen_year | us | us | 6624138084.0126
commercial lighting | High-Bay LFL: Sodium Vapor | 2041 | FIXED_OM | REPLACEMENT | warehouse | USD/gigalumen_year | us | us | 6624138084.0126
commercial lighting | High-Bay LFL: Sodium Vapor | 2042 | CAPITAL | NEW | assembly | USD/gigalumen_year | us | us | 129523040408.671
commercial lighting | High-Bay LFL: Sodium Vapor | 2042 | CAPITAL | NEW | education | USD/gigalumen_year | us | us | 129523040408.671
commercial lighting | High-Bay LFL: Sodium Vapor | 2042 | CAPITAL | NEW | food sales | USD/gigalumen_year | us | us | 129523040408.671
commercial lighting | High-Bay LFL: Sodium Vapor | 2042 | CAPITAL | NEW | food service | USD/gigalumen_year | us | us | 129523040408.671
commercial lighting | High-Bay LFL: Sodium Vapor | 2042 | CAPITAL | NEW | health | USD/gigalumen_year | us | us | 129523040408.671
commercial lighting | High-Bay LFL: Sodium Vapor | 2042 | CAPITAL | NEW | lodging | USD/gigalumen_year | us | us | 129523040408.671
commercial lighting | High-Bay LFL: Sodium Vapor | 2042 | CAPITAL | NEW | merc/service | USD/gigalumen_year | us | us | 129523040408.671
commercial lighting | High-Bay LFL: Sodium Vapor | 2042 | CAPITAL | NEW | office-large | USD/gigalumen_year | us | us | 129523040408.671
commercial lighting | High-Bay LFL: Sodium Vapor | 2042 | CAPITAL | NEW | office-small | USD/gigalumen_year | us | us | 129523040408.671
commercial lighting | High-Bay LFL: Sodium Vapor | 2042 | CAPITAL | NEW | other | USD/gigalumen_year | us | us | 129523040408.671
commercial lighting | High-Bay LFL: Sodium Vapor | 2042 | CAPITAL | NEW | warehouse | USD/gigalumen_year | us | us | 129523040408.671
commercial lighting | High-Bay LFL: Sodium Vapor | 2042 | CAPITAL | REPLACEMENT | assembly | USD/gigalumen_year | us | us | 129523040408.671
commercial lighting | High-Bay LFL: Sodium Vapor | 2042 | CAPITAL | REPLACEMENT | education | USD/gigalumen_year | us | us | 129523040408.671
commercial lighting | High-Bay LFL: Sodium Vapor | 2042 | CAPITAL | REPLACEMENT | food sales | USD/gigalumen_year | us | us | 129523040408.671
commercial lighting | High-Bay LFL: Sodium Vapor | 2042 | CAPITAL | REPLACEMENT | food service | USD/gigalumen_year | us | us | 129523040408.671
commercial lighting | High-Bay LFL: Sodium Vapor | 2042 | CAPITAL | REPLACEMENT | health | USD/gigalumen_year | us | us | 129523040408.671
commercial lighting | High-Bay LFL: Sodium Vapor | 2042 | CAPITAL | REPLACEMENT | lodging | USD/gigalumen_year | us | us | 129523040408.671
commercial lighting | High-Bay LFL: Sodium Vapor | 2042 | CAPITAL | REPLACEMENT | merc/service | USD/gigalumen_year | us | us | 129523040408.671
commercial lighting | High-Bay LFL: Sodium Vapor | 2042 | CAPITAL | REPLACEMENT | office-large | USD/gigalumen_year | us | us | 129523040408.671
commercial lighting | High-Bay LFL: Sodium Vapor | 2042 | CAPITAL | REPLACEMENT | office-small | USD/gigalumen_year | us | us | 129523040408.671
commercial lighting | High-Bay LFL: Sodium Vapor | 2042 | CAPITAL | REPLACEMENT | other | USD/gigalumen_year | us | us | 129523040408.671
commercial lighting | High-Bay LFL: Sodium Vapor | 2042 | CAPITAL | REPLACEMENT | warehouse | USD/gigalumen_year | us | us | 129523040408.671
commercial lighting | High-Bay LFL: Sodium Vapor | 2042 | FIXED_OM | NEW | assembly | USD/gigalumen_year | us | us | 6624138084.0126
commercial lighting | High-Bay LFL: Sodium Vapor | 2042 | FIXED_OM | NEW | education | USD/gigalumen_year | us | us | 6624138084.0126
commercial lighting | High-Bay LFL: Sodium Vapor | 2042 | FIXED_OM | NEW | food sales | USD/gigalumen_year | us | us | 6624138084.0126
commercial lighting | High-Bay LFL: Sodium Vapor | 2042 | FIXED_OM | NEW | food service | USD/gigalumen_year | us | us | 6624138084.0126
commercial lighting | High-Bay LFL: Sodium Vapor | 2042 | FIXED_OM | NEW | health | USD/gigalumen_year | us | us | 6624138084.0126
commercial lighting | High-Bay LFL: Sodium Vapor | 2042 | FIXED_OM | NEW | lodging | USD/gigalumen_year | us | us | 6624138084.0126
commercial lighting | High-Bay LFL: Sodium Vapor | 2042 | FIXED_OM | NEW | merc/service | USD/gigalumen_year | us | us | 6624138084.0126
commercial lighting | High-Bay LFL: Sodium Vapor | 2042 | FIXED_OM | NEW | office-large | USD/gigalumen_year | us | us | 6624138084.0126
commercial lighting | High-Bay LFL: Sodium Vapor | 2042 | FIXED_OM | NEW | office-small | USD/gigalumen_year | us | us | 6624138084.0126
commercial lighting | High-Bay LFL: Sodium Vapor | 2042 | FIXED_OM | NEW | other | USD/gigalumen_year | us | us | 6624138084.0126
commercial lighting | High-Bay LFL: Sodium Vapor | 2042 | FIXED_OM | NEW | warehouse | USD/gigalumen_year | us | us | 6624138084.0126
commercial lighting | High-Bay LFL: Sodium Vapor | 2042 | FIXED_OM | REPLACEMENT | assembly | USD/gigalumen_year | us | us | 6624138084.0126
commercial lighting | High-Bay LFL: Sodium Vapor | 2042 | FIXED_OM | REPLACEMENT | education | USD/gigalumen_year | us | us | 6624138084.0126
commercial lighting | High-Bay LFL: Sodium Vapor | 2042 | FIXED_OM | REPLACEMENT | food sales | USD/gigalumen_year | us | us | 6624138084.0126
commercial lighting | High-Bay LFL: Sodium Vapor | 2042 | FIXED_OM | REPLACEMENT | food service | USD/gigalumen_year | us | us | 6624138084.0126
commercial lighting | High-Bay LFL: Sodium Vapor | 2042 | FIXED_OM | REPLACEMENT | health | USD/gigalumen_year | us | us | 6624138084.0126
commercial lighting | High-Bay LFL: Sodium Vapor | 2042 | FIXED_OM | REPLACEMENT | lodging | USD/gigalumen_year | us | us | 6624138084.0126
commercial lighting | High-Bay LFL: Sodium Vapor | 2042 | FIXED_OM | REPLACEMENT | merc/service | USD/gigalumen_year | us | us | 6624138084.0126
commercial lighting | High-Bay LFL: Sodium Vapor | 2042 | FIXED_OM | REPLACEMENT | office-large | USD/gigalumen_year | us | us | 6624138084.0126
commercial lighting | High-Bay LFL: Sodium Vapor | 2042 | FIXED_OM | REPLACEMENT | office-small | USD/gigalumen_year | us | us | 6624138084.0126
commercial lighting | High-Bay LFL: Sodium Vapor | 2042 | FIXED_OM | REPLACEMENT | other | USD/gigalumen_year | us | us | 6624138084.0126
commercial lighting | High-Bay LFL: Sodium Vapor | 2042 | FIXED_OM | REPLACEMENT | warehouse | USD/gigalumen_year | us | us | 6624138084.0126
commercial lighting | High-Bay LFL: Sodium Vapor | 2043 | CAPITAL | NEW | assembly | USD/gigalumen_year | us | us | 129523040408.671
commercial lighting | High-Bay LFL: Sodium Vapor | 2043 | CAPITAL | NEW | education | USD/gigalumen_year | us | us | 129523040408.671
commercial lighting | High-Bay LFL: Sodium Vapor | 2043 | CAPITAL | NEW | food sales | USD/gigalumen_year | us | us | 129523040408.671
commercial lighting | High-Bay LFL: Sodium Vapor | 2043 | CAPITAL | NEW | food service | USD/gigalumen_year | us | us | 129523040408.671
commercial lighting | High-Bay LFL: Sodium Vapor | 2043 | CAPITAL | NEW | health | USD/gigalumen_year | us | us | 129523040408.671
commercial lighting | High-Bay LFL: Sodium Vapor | 2043 | CAPITAL | NEW | lodging | USD/gigalumen_year | us | us | 129523040408.671
commercial lighting | High-Bay LFL: Sodium Vapor | 2043 | CAPITAL | NEW | merc/service | USD/gigalumen_year | us | us | 129523040408.671
commercial lighting | High-Bay LFL: Sodium Vapor | 2043 | CAPITAL | NEW | office-large | USD/gigalumen_year | us | us | 129523040408.671
commercial lighting | High-Bay LFL: Sodium Vapor | 2043 | CAPITAL | NEW | office-small | USD/gigalumen_year | us | us | 129523040408.671
commercial lighting | High-Bay LFL: Sodium Vapor | 2043 | CAPITAL | NEW | other | USD/gigalumen_year | us | us | 129523040408.671
commercial lighting | High-Bay LFL: Sodium Vapor | 2043 | CAPITAL | NEW | warehouse | USD/gigalumen_year | us | us | 129523040408.671
commercial lighting | High-Bay LFL: Sodium Vapor | 2043 | CAPITAL | REPLACEMENT | assembly | USD/gigalumen_year | us | us | 129523040408.671
commercial lighting | High-Bay LFL: Sodium Vapor | 2043 | CAPITAL | REPLACEMENT | education | USD/gigalumen_year | us | us | 129523040408.671
commercial lighting | High-Bay LFL: Sodium Vapor | 2043 | CAPITAL | REPLACEMENT | food sales | USD/gigalumen_year | us | us | 129523040408.671
commercial lighting | High-Bay LFL: Sodium Vapor | 2043 | CAPITAL | REPLACEMENT | food service | USD/gigalumen_year | us | us | 129523040408.671
commercial lighting | High-Bay LFL: Sodium Vapor | 2043 | CAPITAL | REPLACEMENT | health | USD/gigalumen_year | us | us | 129523040408.671
commercial lighting | High-Bay LFL: Sodium Vapor | 2043 | CAPITAL | REPLACEMENT | lodging | USD/gigalumen_year | us | us | 129523040408.671
commercial lighting | High-Bay LFL: Sodium Vapor | 2043 | CAPITAL | REPLACEMENT | merc/service | USD/gigalumen_year | us | us | 129523040408.671
commercial lighting | High-Bay LFL: Sodium Vapor | 2043 | CAPITAL | REPLACEMENT | office-large | USD/gigalumen_year | us | us | 129523040408.671
commercial lighting | High-Bay LFL: Sodium Vapor | 2043 | CAPITAL | REPLACEMENT | office-small | USD/gigalumen_year | us | us | 129523040408.671
commercial lighting | High-Bay LFL: Sodium Vapor | 2043 | CAPITAL | REPLACEMENT | other | USD/gigalumen_year | us | us | 129523040408.671
commercial lighting | High-Bay LFL: Sodium Vapor | 2043 | CAPITAL | REPLACEMENT | warehouse | USD/gigalumen_year | us | us | 129523040408.671
commercial lighting | High-Bay LFL: Sodium Vapor | 2043 | FIXED_OM | NEW | assembly | USD/gigalumen_year | us | us | 6624138084.0126
commercial lighting | High-Bay LFL: Sodium Vapor | 2043 | FIXED_OM | NEW | education | USD/gigalumen_year | us | us | 6624138084.0126
commercial lighting | High-Bay LFL: Sodium Vapor | 2043 | FIXED_OM | NEW | food sales | USD/gigalumen_year | us | us | 6624138084.0126
commercial lighting | High-Bay LFL: Sodium Vapor | 2043 | FIXED_OM | NEW | food service | USD/gigalumen_year | us | us | 6624138084.0126
commercial lighting | High-Bay LFL: Sodium Vapor | 2043 | FIXED_OM | NEW | health | USD/gigalumen_year | us | us | 6624138084.0126
commercial lighting | High-Bay LFL: Sodium Vapor | 2043 | FIXED_OM | NEW | lodging | USD/gigalumen_year | us | us | 6624138084.0126
commercial lighting | High-Bay LFL: Sodium Vapor | 2043 | FIXED_OM | NEW | merc/service | USD/gigalumen_year | us | us | 6624138084.0126
commercial lighting | High-Bay LFL: Sodium Vapor | 2043 | FIXED_OM | NEW | office-large | USD/gigalumen_year | us | us | 6624138084.0126
commercial lighting | High-Bay LFL: Sodium Vapor | 2043 | FIXED_OM | NEW | office-small | USD/gigalumen_year | us | us | 6624138084.0126
commercial lighting | High-Bay LFL: Sodium Vapor | 2043 | FIXED_OM | NEW | other | USD/gigalumen_year | us | us | 6624138084.0126
commercial lighting | High-Bay LFL: Sodium Vapor | 2043 | FIXED_OM | NEW | warehouse | USD/gigalumen_year | us | us | 6624138084.0126
commercial lighting | High-Bay LFL: Sodium Vapor | 2043 | FIXED_OM | REPLACEMENT | assembly | USD/gigalumen_year | us | us | 6624138084.0126
commercial lighting | High-Bay LFL: Sodium Vapor | 2043 | FIXED_OM | REPLACEMENT | education | USD/gigalumen_year | us | us | 6624138084.0126
commercial lighting | High-Bay LFL: Sodium Vapor | 2043 | FIXED_OM | REPLACEMENT | food sales | USD/gigalumen_year | us | us | 6624138084.0126
commercial lighting | High-Bay LFL: Sodium Vapor | 2043 | FIXED_OM | REPLACEMENT | food service | USD/gigalumen_year | us | us | 6624138084.0126
commercial lighting | High-Bay LFL: Sodium Vapor | 2043 | FIXED_OM | REPLACEMENT | health | USD/gigalumen_year | us | us | 6624138084.0126
commercial lighting | High-Bay LFL: Sodium Vapor | 2043 | FIXED_OM | REPLACEMENT | lodging | USD/gigalumen_year | us | us | 6624138084.0126
commercial lighting | High-Bay LFL: Sodium Vapor | 2043 | FIXED_OM | REPLACEMENT | merc/service | USD/gigalumen_year | us | us | 6624138084.0126
commercial lighting | High-Bay LFL: Sodium Vapor | 2043 | FIXED_OM | REPLACEMENT | office-large | USD/gigalumen_year | us | us | 6624138084.0126
commercial lighting | High-Bay LFL: Sodium Vapor | 2043 | FIXED_OM | REPLACEMENT | office-small | USD/gigalumen_year | us | us | 6624138084.0126
commercial lighting | High-Bay LFL: Sodium Vapor | 2043 | FIXED_OM | REPLACEMENT | other | USD/gigalumen_year | us | us | 6624138084.0126
commercial lighting | High-Bay LFL: Sodium Vapor | 2043 | FIXED_OM | REPLACEMENT | warehouse | USD/gigalumen_year | us | us | 6624138084.0126
commercial lighting | High-Bay LFL: Sodium Vapor | 2044 | CAPITAL | NEW | assembly | USD/gigalumen_year | us | us | 129523040408.671
commercial lighting | High-Bay LFL: Sodium Vapor | 2044 | CAPITAL | NEW | education | USD/gigalumen_year | us | us | 129523040408.671
commercial lighting | High-Bay LFL: Sodium Vapor | 2044 | CAPITAL | NEW | food sales | USD/gigalumen_year | us | us | 129523040408.671
commercial lighting | High-Bay LFL: Sodium Vapor | 2044 | CAPITAL | NEW | food service | USD/gigalumen_year | us | us | 129523040408.671
commercial lighting | High-Bay LFL: Sodium Vapor | 2044 | CAPITAL | NEW | health | USD/gigalumen_year | us | us | 129523040408.671
commercial lighting | High-Bay LFL: Sodium Vapor | 2044 | CAPITAL | NEW | lodging | USD/gigalumen_year | us | us | 129523040408.671
commercial lighting | High-Bay LFL: Sodium Vapor | 2044 | CAPITAL | NEW | merc/service | USD/gigalumen_year | us | us | 129523040408.671
commercial lighting | High-Bay LFL: Sodium Vapor | 2044 | CAPITAL | NEW | office-large | USD/gigalumen_year | us | us | 129523040408.671
commercial lighting | High-Bay LFL: Sodium Vapor | 2044 | CAPITAL | NEW | office-small | USD/gigalumen_year | us | us | 129523040408.671
commercial lighting | High-Bay LFL: Sodium Vapor | 2044 | CAPITAL | NEW | other | USD/gigalumen_year | us | us | 129523040408.671
commercial lighting | High-Bay LFL: Sodium Vapor | 2044 | CAPITAL | NEW | warehouse | USD/gigalumen_year | us | us | 129523040408.671
commercial lighting | High-Bay LFL: Sodium Vapor | 2044 | CAPITAL | REPLACEMENT | assembly | USD/gigalumen_year | us | us | 129523040408.671
commercial lighting | High-Bay LFL: Sodium Vapor | 2044 | CAPITAL | REPLACEMENT | education | USD/gigalumen_year | us | us | 129523040408.671
commercial lighting | High-Bay LFL: Sodium Vapor | 2044 | CAPITAL | REPLACEMENT | food sales | USD/gigalumen_year | us | us | 129523040408.671
commercial lighting | High-Bay LFL: Sodium Vapor | 2044 | CAPITAL | REPLACEMENT | food service | USD/gigalumen_year | us | us | 129523040408.671
commercial lighting | High-Bay LFL: Sodium Vapor | 2044 | CAPITAL | REPLACEMENT | health | USD/gigalumen_year | us | us | 129523040408.671
commercial lighting | High-Bay LFL: Sodium Vapor | 2044 | CAPITAL | REPLACEMENT | lodging | USD/gigalumen_year | us | us | 129523040408.671
commercial lighting | High-Bay LFL: Sodium Vapor | 2044 | CAPITAL | REPLACEMENT | merc/service | USD/gigalumen_year | us | us | 129523040408.671
commercial lighting | High-Bay LFL: Sodium Vapor | 2044 | CAPITAL | REPLACEMENT | office-large | USD/gigalumen_year | us | us | 129523040408.671
commercial lighting | High-Bay LFL: Sodium Vapor | 2044 | CAPITAL | REPLACEMENT | office-small | USD/gigalumen_year | us | us | 129523040408.671
commercial lighting | High-Bay LFL: Sodium Vapor | 2044 | CAPITAL | REPLACEMENT | other | USD/gigalumen_year | us | us | 129523040408.671
commercial lighting | High-Bay LFL: Sodium Vapor | 2044 | CAPITAL | REPLACEMENT | warehouse | USD/gigalumen_year | us | us | 129523040408.671
commercial lighting | High-Bay LFL: Sodium Vapor | 2044 | FIXED_OM | NEW | assembly | USD/gigalumen_year | us | us | 6624138084.0126
commercial lighting | High-Bay LFL: Sodium Vapor | 2044 | FIXED_OM | NEW | education | USD/gigalumen_year | us | us | 6624138084.0126
commercial lighting | High-Bay LFL: Sodium Vapor | 2044 | FIXED_OM | NEW | food sales | USD/gigalumen_year | us | us | 6624138084.0126
commercial lighting | High-Bay LFL: Sodium Vapor | 2044 | FIXED_OM | NEW | food service | USD/gigalumen_year | us | us | 6624138084.0126
commercial lighting | High-Bay LFL: Sodium Vapor | 2044 | FIXED_OM | NEW | health | USD/gigalumen_year | us | us | 6624138084.0126
commercial lighting | High-Bay LFL: Sodium Vapor | 2044 | FIXED_OM | NEW | lodging | USD/gigalumen_year | us | us | 6624138084.0126
commercial lighting | High-Bay LFL: Sodium Vapor | 2044 | FIXED_OM | NEW | merc/service | USD/gigalumen_year | us | us | 6624138084.0126
commercial lighting | High-Bay LFL: Sodium Vapor | 2044 | FIXED_OM | NEW | office-large | USD/gigalumen_year | us | us | 6624138084.0126
commercial lighting | High-Bay LFL: Sodium Vapor | 2044 | FIXED_OM | NEW | office-small | USD/gigalumen_year | us | us | 6624138084.0126
commercial lighting | High-Bay LFL: Sodium Vapor | 2044 | FIXED_OM | NEW | other | USD/gigalumen_year | us | us | 6624138084.0126
commercial lighting | High-Bay LFL: Sodium Vapor | 2044 | FIXED_OM | NEW | warehouse | USD/gigalumen_year | us | us | 6624138084.0126
commercial lighting | High-Bay LFL: Sodium Vapor | 2044 | FIXED_OM | REPLACEMENT | assembly | USD/gigalumen_year | us | us | 6624138084.0126
commercial lighting | High-Bay LFL: Sodium Vapor | 2044 | FIXED_OM | REPLACEMENT | education | USD/gigalumen_year | us | us | 6624138084.0126
commercial lighting | High-Bay LFL: Sodium Vapor | 2044 | FIXED_OM | REPLACEMENT | food sales | USD/gigalumen_year | us | us | 6624138084.0126
commercial lighting | High-Bay LFL: Sodium Vapor | 2044 | FIXED_OM | REPLACEMENT | food service | USD/gigalumen_year | us | us | 6624138084.0126
commercial lighting | High-Bay LFL: Sodium Vapor | 2044 | FIXED_OM | REPLACEMENT | health | USD/gigalumen_year | us | us | 6624138084.0126
commercial lighting | High-Bay LFL: Sodium Vapor | 2044 | FIXED_OM | REPLACEMENT | lodging | USD/gigalumen_year | us | us | 6624138084.0126
commercial lighting | High-Bay LFL: Sodium Vapor | 2044 | FIXED_OM | REPLACEMENT | merc/service | USD/gigalumen_year | us | us | 6624138084.0126
commercial lighting | High-Bay LFL: Sodium Vapor | 2044 | FIXED_OM | REPLACEMENT | office-large | USD/gigalumen_year | us | us | 6624138084.0126
commercial lighting | High-Bay LFL: Sodium Vapor | 2044 | FIXED_OM | REPLACEMENT | office-small | USD/gigalumen_year | us | us | 6624138084.0126
commercial lighting | High-Bay LFL: Sodium Vapor | 2044 | FIXED_OM | REPLACEMENT | other | USD/gigalumen_year | us | us | 6624138084.0126
commercial lighting | High-Bay LFL: Sodium Vapor | 2044 | FIXED_OM | REPLACEMENT | warehouse | USD/gigalumen_year | us | us | 6624138084.0126
commercial lighting | High-Bay LFL: Sodium Vapor | 2045 | CAPITAL | NEW | assembly | USD/gigalumen_year | us | us | 129523040408.671
commercial lighting | High-Bay LFL: Sodium Vapor | 2045 | CAPITAL | NEW | education | USD/gigalumen_year | us | us | 129523040408.671
commercial lighting | High-Bay LFL: Sodium Vapor | 2045 | CAPITAL | NEW | food sales | USD/gigalumen_year | us | us | 129523040408.671
commercial lighting | High-Bay LFL: Sodium Vapor | 2045 | CAPITAL | NEW | food service | USD/gigalumen_year | us | us | 129523040408.671
commercial lighting | High-Bay LFL: Sodium Vapor | 2045 | CAPITAL | NEW | health | USD/gigalumen_year | us | us | 129523040408.671
commercial lighting | High-Bay LFL: Sodium Vapor | 2045 | CAPITAL | NEW | lodging | USD/gigalumen_year | us | us | 129523040408.671
commercial lighting | High-Bay LFL: Sodium Vapor | 2045 | CAPITAL | NEW | merc/service | USD/gigalumen_year | us | us | 129523040408.671
commercial lighting | High-Bay LFL: Sodium Vapor | 2045 | CAPITAL | NEW | office-large | USD/gigalumen_year | us | us | 129523040408.671
commercial lighting | High-Bay LFL: Sodium Vapor | 2045 | CAPITAL | NEW | office-small | USD/gigalumen_year | us | us | 129523040408.671
commercial lighting | High-Bay LFL: Sodium Vapor | 2045 | CAPITAL | NEW | other | USD/gigalumen_year | us | us | 129523040408.671
commercial lighting | High-Bay LFL: Sodium Vapor | 2045 | CAPITAL | NEW | warehouse | USD/gigalumen_year | us | us | 129523040408.671
commercial lighting | High-Bay LFL: Sodium Vapor | 2045 | CAPITAL | REPLACEMENT | assembly | USD/gigalumen_year | us | us | 129523040408.671
commercial lighting | High-Bay LFL: Sodium Vapor | 2045 | CAPITAL | REPLACEMENT | education | USD/gigalumen_year | us | us | 129523040408.671
commercial lighting | High-Bay LFL: Sodium Vapor | 2045 | CAPITAL | REPLACEMENT | food sales | USD/gigalumen_year | us | us | 129523040408.671
commercial lighting | High-Bay LFL: Sodium Vapor | 2045 | CAPITAL | REPLACEMENT | food service | USD/gigalumen_year | us | us | 129523040408.671
commercial lighting | High-Bay LFL: Sodium Vapor | 2045 | CAPITAL | REPLACEMENT | health | USD/gigalumen_year | us | us | 129523040408.671
commercial lighting | High-Bay LFL: Sodium Vapor | 2045 | CAPITAL | REPLACEMENT | lodging | USD/gigalumen_year | us | us | 129523040408.671
commercial lighting | High-Bay LFL: Sodium Vapor | 2045 | CAPITAL | REPLACEMENT | merc/service | USD/gigalumen_year | us | us | 129523040408.671
commercial lighting | High-Bay LFL: Sodium Vapor | 2045 | CAPITAL | REPLACEMENT | office-large | USD/gigalumen_year | us | us | 129523040408.671
commercial lighting | High-Bay LFL: Sodium Vapor | 2045 | CAPITAL | REPLACEMENT | office-small | USD/gigalumen_year | us | us | 129523040408.671
commercial lighting | High-Bay LFL: Sodium Vapor | 2045 | CAPITAL | REPLACEMENT | other | USD/gigalumen_year | us | us | 129523040408.671
commercial lighting | High-Bay LFL: Sodium Vapor | 2045 | CAPITAL | REPLACEMENT | warehouse | USD/gigalumen_year | us | us | 129523040408.671
commercial lighting | High-Bay LFL: Sodium Vapor | 2045 | FIXED_OM | NEW | assembly | USD/gigalumen_year | us | us | 6624138084.0126
commercial lighting | High-Bay LFL: Sodium Vapor | 2045 | FIXED_OM | NEW | education | USD/gigalumen_year | us | us | 6624138084.0126
commercial lighting | High-Bay LFL: Sodium Vapor | 2045 | FIXED_OM | NEW | food sales | USD/gigalumen_year | us | us | 6624138084.0126
commercial lighting | High-Bay LFL: Sodium Vapor | 2045 | FIXED_OM | NEW | food service | USD/gigalumen_year | us | us | 6624138084.0126
commercial lighting | High-Bay LFL: Sodium Vapor | 2045 | FIXED_OM | NEW | health | USD/gigalumen_year | us | us | 6624138084.0126
commercial lighting | High-Bay LFL: Sodium Vapor | 2045 | FIXED_OM | NEW | lodging | USD/gigalumen_year | us | us | 6624138084.0126
commercial lighting | High-Bay LFL: Sodium Vapor | 2045 | FIXED_OM | NEW | merc/service | USD/gigalumen_year | us | us | 6624138084.0126
commercial lighting | High-Bay LFL: Sodium Vapor | 2045 | FIXED_OM | NEW | office-large | USD/gigalumen_year | us | us | 6624138084.0126
commercial lighting | High-Bay LFL: Sodium Vapor | 2045 | FIXED_OM | NEW | office-small | USD/gigalumen_year | us | us | 6624138084.0126
commercial lighting | High-Bay LFL: Sodium Vapor | 2045 | FIXED_OM | NEW | other | USD/gigalumen_year | us | us | 6624138084.0126
commercial lighting | High-Bay LFL: Sodium Vapor | 2045 | FIXED_OM | NEW | warehouse | USD/gigalumen_year | us | us | 6624138084.0126
commercial lighting | High-Bay LFL: Sodium Vapor | 2045 | FIXED_OM | REPLACEMENT | assembly | USD/gigalumen_year | us | us | 6624138084.0126
commercial lighting | High-Bay LFL: Sodium Vapor | 2045 | FIXED_OM | REPLACEMENT | education | USD/gigalumen_year | us | us | 6624138084.0126
commercial lighting | High-Bay LFL: Sodium Vapor | 2045 | FIXED_OM | REPLACEMENT | food sales | USD/gigalumen_year | us | us | 6624138084.0126
commercial lighting | High-Bay LFL: Sodium Vapor | 2045 | FIXED_OM | REPLACEMENT | food service | USD/gigalumen_year | us | us | 6624138084.0126
commercial lighting | High-Bay LFL: Sodium Vapor | 2045 | FIXED_OM | REPLACEMENT | health | USD/gigalumen_year | us | us | 6624138084.0126
commercial lighting | High-Bay LFL: Sodium Vapor | 2045 | FIXED_OM | REPLACEMENT | lodging | USD/gigalumen_year | us | us | 6624138084.0126
commercial lighting | High-Bay LFL: Sodium Vapor | 2045 | FIXED_OM | REPLACEMENT | merc/service | USD/gigalumen_year | us | us | 6624138084.0126
commercial lighting | High-Bay LFL: Sodium Vapor | 2045 | FIXED_OM | REPLACEMENT | office-large | USD/gigalumen_year | us | us | 6624138084.0126
commercial lighting | High-Bay LFL: Sodium Vapor | 2045 | FIXED_OM | REPLACEMENT | office-small | USD/gigalumen_year | us | us | 6624138084.0126
commercial lighting | High-Bay LFL: Sodium Vapor | 2045 | FIXED_OM | REPLACEMENT | other | USD/gigalumen_year | us | us | 6624138084.0126
commercial lighting | High-Bay LFL: Sodium Vapor | 2045 | FIXED_OM | REPLACEMENT | warehouse | USD/gigalumen_year | us | us | 6624138084.0126
commercial lighting | High-Bay LFL: Sodium Vapor | 2046 | CAPITAL | NEW | assembly | USD/gigalumen_year | us | us | 129523040408.671
commercial lighting | High-Bay LFL: Sodium Vapor | 2046 | CAPITAL | NEW | education | USD/gigalumen_year | us | us | 129523040408.671
commercial lighting | High-Bay LFL: Sodium Vapor | 2046 | CAPITAL | NEW | food sales | USD/gigalumen_year | us | us | 129523040408.671
commercial lighting | High-Bay LFL: Sodium Vapor | 2046 | CAPITAL | NEW | food service | USD/gigalumen_year | us | us | 129523040408.671
commercial lighting | High-Bay LFL: Sodium Vapor | 2046 | CAPITAL | NEW | health | USD/gigalumen_year | us | us | 129523040408.671
commercial lighting | High-Bay LFL: Sodium Vapor | 2046 | CAPITAL | NEW | lodging | USD/gigalumen_year | us | us | 129523040408.671
commercial lighting | High-Bay LFL: Sodium Vapor | 2046 | CAPITAL | NEW | merc/service | USD/gigalumen_year | us | us | 129523040408.671
commercial lighting | High-Bay LFL: Sodium Vapor | 2046 | CAPITAL | NEW | office-large | USD/gigalumen_year | us | us | 129523040408.671
commercial lighting | High-Bay LFL: Sodium Vapor | 2046 | CAPITAL | NEW | office-small | USD/gigalumen_year | us | us | 129523040408.671
commercial lighting | High-Bay LFL: Sodium Vapor | 2046 | CAPITAL | NEW | other | USD/gigalumen_year | us | us | 129523040408.671
commercial lighting | High-Bay LFL: Sodium Vapor | 2046 | CAPITAL | NEW | warehouse | USD/gigalumen_year | us | us | 129523040408.671
commercial lighting | High-Bay LFL: Sodium Vapor | 2046 | CAPITAL | REPLACEMENT | assembly | USD/gigalumen_year | us | us | 129523040408.671
commercial lighting | High-Bay LFL: Sodium Vapor | 2046 | CAPITAL | REPLACEMENT | education | USD/gigalumen_year | us | us | 129523040408.671
commercial lighting | High-Bay LFL: Sodium Vapor | 2046 | CAPITAL | REPLACEMENT | food sales | USD/gigalumen_year | us | us | 129523040408.671
commercial lighting | High-Bay LFL: Sodium Vapor | 2046 | CAPITAL | REPLACEMENT | food service | USD/gigalumen_year | us | us | 129523040408.671
commercial lighting | High-Bay LFL: Sodium Vapor | 2046 | CAPITAL | REPLACEMENT | health | USD/gigalumen_year | us | us | 129523040408.671
commercial lighting | High-Bay LFL: Sodium Vapor | 2046 | CAPITAL | REPLACEMENT | lodging | USD/gigalumen_year | us | us | 129523040408.671
commercial lighting | High-Bay LFL: Sodium Vapor | 2046 | CAPITAL | REPLACEMENT | merc/service | USD/gigalumen_year | us | us | 129523040408.671
commercial lighting | High-Bay LFL: Sodium Vapor | 2046 | CAPITAL | REPLACEMENT | office-large | USD/gigalumen_year | us | us | 129523040408.671
commercial lighting | High-Bay LFL: Sodium Vapor | 2046 | CAPITAL | REPLACEMENT | office-small | USD/gigalumen_year | us | us | 129523040408.671
commercial lighting | High-Bay LFL: Sodium Vapor | 2046 | CAPITAL | REPLACEMENT | other | USD/gigalumen_year | us | us | 129523040408.671
commercial lighting | High-Bay LFL: Sodium Vapor | 2046 | CAPITAL | REPLACEMENT | warehouse | USD/gigalumen_year | us | us | 129523040408.671
commercial lighting | High-Bay LFL: Sodium Vapor | 2046 | FIXED_OM | NEW | assembly | USD/gigalumen_year | us | us | 6624138084.0126
commercial lighting | High-Bay LFL: Sodium Vapor | 2046 | FIXED_OM | NEW | education | USD/gigalumen_year | us | us | 6624138084.0126
commercial lighting | High-Bay LFL: Sodium Vapor | 2046 | FIXED_OM | NEW | food sales | USD/gigalumen_year | us | us | 6624138084.0126
commercial lighting | High-Bay LFL: Sodium Vapor | 2046 | FIXED_OM | NEW | food service | USD/gigalumen_year | us | us | 6624138084.0126
commercial lighting | High-Bay LFL: Sodium Vapor | 2046 | FIXED_OM | NEW | health | USD/gigalumen_year | us | us | 6624138084.0126
commercial lighting | High-Bay LFL: Sodium Vapor | 2046 | FIXED_OM | NEW | lodging | USD/gigalumen_year | us | us | 6624138084.0126
commercial lighting | High-Bay LFL: Sodium Vapor | 2046 | FIXED_OM | NEW | merc/service | USD/gigalumen_year | us | us | 6624138084.0126
commercial lighting | High-Bay LFL: Sodium Vapor | 2046 | FIXED_OM | NEW | office-large | USD/gigalumen_year | us | us | 6624138084.0126
commercial lighting | High-Bay LFL: Sodium Vapor | 2046 | FIXED_OM | NEW | office-small | USD/gigalumen_year | us | us | 6624138084.0126
commercial lighting | High-Bay LFL: Sodium Vapor | 2046 | FIXED_OM | NEW | other | USD/gigalumen_year | us | us | 6624138084.0126
commercial lighting | High-Bay LFL: Sodium Vapor | 2046 | FIXED_OM | NEW | warehouse | USD/gigalumen_year | us | us | 6624138084.0126
commercial lighting | High-Bay LFL: Sodium Vapor | 2046 | FIXED_OM | REPLACEMENT | assembly | USD/gigalumen_year | us | us | 6624138084.0126
commercial lighting | High-Bay LFL: Sodium Vapor | 2046 | FIXED_OM | REPLACEMENT | education | USD/gigalumen_year | us | us | 6624138084.0126
commercial lighting | High-Bay LFL: Sodium Vapor | 2046 | FIXED_OM | REPLACEMENT | food sales | USD/gigalumen_year | us | us | 6624138084.0126
commercial lighting | High-Bay LFL: Sodium Vapor | 2046 | FIXED_OM | REPLACEMENT | food service | USD/gigalumen_year | us | us | 6624138084.0126
commercial lighting | High-Bay LFL: Sodium Vapor | 2046 | FIXED_OM | REPLACEMENT | health | USD/gigalumen_year | us | us | 6624138084.0126
commercial lighting | High-Bay LFL: Sodium Vapor | 2046 | FIXED_OM | REPLACEMENT | lodging | USD/gigalumen_year | us | us | 6624138084.0126
commercial lighting | High-Bay LFL: Sodium Vapor | 2046 | FIXED_OM | REPLACEMENT | merc/service | USD/gigalumen_year | us | us | 6624138084.0126
commercial lighting | High-Bay LFL: Sodium Vapor | 2046 | FIXED_OM | REPLACEMENT | office-large | USD/gigalumen_year | us | us | 6624138084.0126
commercial lighting | High-Bay LFL: Sodium Vapor | 2046 | FIXED_OM | REPLACEMENT | office-small | USD/gigalumen_year | us | us | 6624138084.0126
commercial lighting | High-Bay LFL: Sodium Vapor | 2046 | FIXED_OM | REPLACEMENT | other | USD/gigalumen_year | us | us | 6624138084.0126
commercial lighting | High-Bay LFL: Sodium Vapor | 2046 | FIXED_OM | REPLACEMENT | warehouse | USD/gigalumen_year | us | us | 6624138084.0126
commercial lighting | High-Bay LFL: Sodium Vapor | 2047 | CAPITAL | NEW | assembly | USD/gigalumen_year | us | us | 129523040408.671
commercial lighting | High-Bay LFL: Sodium Vapor | 2047 | CAPITAL | NEW | education | USD/gigalumen_year | us | us | 129523040408.671
commercial lighting | High-Bay LFL: Sodium Vapor | 2047 | CAPITAL | NEW | food sales | USD/gigalumen_year | us | us | 129523040408.671
commercial lighting | High-Bay LFL: Sodium Vapor | 2047 | CAPITAL | NEW | food service | USD/gigalumen_year | us | us | 129523040408.671
commercial lighting | High-Bay LFL: Sodium Vapor | 2047 | CAPITAL | NEW | health | USD/gigalumen_year | us | us | 129523040408.671
commercial lighting | High-Bay LFL: Sodium Vapor | 2047 | CAPITAL | NEW | lodging | USD/gigalumen_year | us | us | 129523040408.671
commercial lighting | High-Bay LFL: Sodium Vapor | 2047 | CAPITAL | NEW | merc/service | USD/gigalumen_year | us | us | 129523040408.671
commercial lighting | High-Bay LFL: Sodium Vapor | 2047 | CAPITAL | NEW | office-large | USD/gigalumen_year | us | us | 129523040408.671
commercial lighting | High-Bay LFL: Sodium Vapor | 2047 | CAPITAL | NEW | office-small | USD/gigalumen_year | us | us | 129523040408.671
commercial lighting | High-Bay LFL: Sodium Vapor | 2047 | CAPITAL | NEW | other | USD/gigalumen_year | us | us | 129523040408.671
commercial lighting | High-Bay LFL: Sodium Vapor | 2047 | CAPITAL | NEW | warehouse | USD/gigalumen_year | us | us | 129523040408.671
commercial lighting | High-Bay LFL: Sodium Vapor | 2047 | CAPITAL | REPLACEMENT | assembly | USD/gigalumen_year | us | us | 129523040408.671
commercial lighting | High-Bay LFL: Sodium Vapor | 2047 | CAPITAL | REPLACEMENT | education | USD/gigalumen_year | us | us | 129523040408.671
commercial lighting | High-Bay LFL: Sodium Vapor | 2047 | CAPITAL | REPLACEMENT | food sales | USD/gigalumen_year | us | us | 129523040408.671
commercial lighting | High-Bay LFL: Sodium Vapor | 2047 | CAPITAL | REPLACEMENT | food service | USD/gigalumen_year | us | us | 129523040408.671
commercial lighting | High-Bay LFL: Sodium Vapor | 2047 | CAPITAL | REPLACEMENT | health | USD/gigalumen_year | us | us | 129523040408.671
commercial lighting | High-Bay LFL: Sodium Vapor | 2047 | CAPITAL | REPLACEMENT | lodging | USD/gigalumen_year | us | us | 129523040408.671
commercial lighting | High-Bay LFL: Sodium Vapor | 2047 | CAPITAL | REPLACEMENT | merc/service | USD/gigalumen_year | us | us | 129523040408.671
commercial lighting | High-Bay LFL: Sodium Vapor | 2047 | CAPITAL | REPLACEMENT | office-large | USD/gigalumen_year | us | us | 129523040408.671
commercial lighting | High-Bay LFL: Sodium Vapor | 2047 | CAPITAL | REPLACEMENT | office-small | USD/gigalumen_year | us | us | 129523040408.671
commercial lighting | High-Bay LFL: Sodium Vapor | 2047 | CAPITAL | REPLACEMENT | other | USD/gigalumen_year | us | us | 129523040408.671
commercial lighting | High-Bay LFL: Sodium Vapor | 2047 | CAPITAL | REPLACEMENT | warehouse | USD/gigalumen_year | us | us | 129523040408.671
commercial lighting | High-Bay LFL: Sodium Vapor | 2047 | FIXED_OM | NEW | assembly | USD/gigalumen_year | us | us | 6624138084.0126
commercial lighting | High-Bay LFL: Sodium Vapor | 2047 | FIXED_OM | NEW | education | USD/gigalumen_year | us | us | 6624138084.0126
commercial lighting | High-Bay LFL: Sodium Vapor | 2047 | FIXED_OM | NEW | food sales | USD/gigalumen_year | us | us | 6624138084.0126
commercial lighting | High-Bay LFL: Sodium Vapor | 2047 | FIXED_OM | NEW | food service | USD/gigalumen_year | us | us | 6624138084.0126
commercial lighting | High-Bay LFL: Sodium Vapor | 2047 | FIXED_OM | NEW | health | USD/gigalumen_year | us | us | 6624138084.0126
commercial lighting | High-Bay LFL: Sodium Vapor | 2047 | FIXED_OM | NEW | lodging | USD/gigalumen_year | us | us | 6624138084.0126
commercial lighting | High-Bay LFL: Sodium Vapor | 2047 | FIXED_OM | NEW | merc/service | USD/gigalumen_year | us | us | 6624138084.0126
commercial lighting | High-Bay LFL: Sodium Vapor | 2047 | FIXED_OM | NEW | office-large | USD/gigalumen_year | us | us | 6624138084.0126
commercial lighting | High-Bay LFL: Sodium Vapor | 2047 | FIXED_OM | NEW | office-small | USD/gigalumen_year | us | us | 6624138084.0126
commercial lighting | High-Bay LFL: Sodium Vapor | 2047 | FIXED_OM | NEW | other | USD/gigalumen_year | us | us | 6624138084.0126
commercial lighting | High-Bay LFL: Sodium Vapor | 2047 | FIXED_OM | NEW | warehouse | USD/gigalumen_year | us | us | 6624138084.0126
commercial lighting | High-Bay LFL: Sodium Vapor | 2047 | FIXED_OM | REPLACEMENT | assembly | USD/gigalumen_year | us | us | 6624138084.0126
commercial lighting | High-Bay LFL: Sodium Vapor | 2047 | FIXED_OM | REPLACEMENT | education | USD/gigalumen_year | us | us | 6624138084.0126
commercial lighting | High-Bay LFL: Sodium Vapor | 2047 | FIXED_OM | REPLACEMENT | food sales | USD/gigalumen_year | us | us | 6624138084.0126
commercial lighting | High-Bay LFL: Sodium Vapor | 2047 | FIXED_OM | REPLACEMENT | food service | USD/gigalumen_year | us | us | 6624138084.0126
commercial lighting | High-Bay LFL: Sodium Vapor | 2047 | FIXED_OM | REPLACEMENT | health | USD/gigalumen_year | us | us | 6624138084.0126
commercial lighting | High-Bay LFL: Sodium Vapor | 2047 | FIXED_OM | REPLACEMENT | lodging | USD/gigalumen_year | us | us | 6624138084.0126
commercial lighting | High-Bay LFL: Sodium Vapor | 2047 | FIXED_OM | REPLACEMENT | merc/service | USD/gigalumen_year | us | us | 6624138084.0126
commercial lighting | High-Bay LFL: Sodium Vapor | 2047 | FIXED_OM | REPLACEMENT | office-large | USD/gigalumen_year | us | us | 6624138084.0126
commercial lighting | High-Bay LFL: Sodium Vapor | 2047 | FIXED_OM | REPLACEMENT | office-small | USD/gigalumen_year | us | us | 6624138084.0126
commercial lighting | High-Bay LFL: Sodium Vapor | 2047 | FIXED_OM | REPLACEMENT | other | USD/gigalumen_year | us | us | 6624138084.0126
commercial lighting | High-Bay LFL: Sodium Vapor | 2047 | FIXED_OM | REPLACEMENT | warehouse | USD/gigalumen_year | us | us | 6624138084.0126
commercial lighting | High-Bay LFL: Sodium Vapor | 2048 | CAPITAL | NEW | assembly | USD/gigalumen_year | us | us | 129523040408.671
commercial lighting | High-Bay LFL: Sodium Vapor | 2048 | CAPITAL | NEW | education | USD/gigalumen_year | us | us | 129523040408.671
commercial lighting | High-Bay LFL: Sodium Vapor | 2048 | CAPITAL | NEW | food sales | USD/gigalumen_year | us | us | 129523040408.671
commercial lighting | High-Bay LFL: Sodium Vapor | 2048 | CAPITAL | NEW | food service | USD/gigalumen_year | us | us | 129523040408.671
commercial lighting | High-Bay LFL: Sodium Vapor | 2048 | CAPITAL | NEW | health | USD/gigalumen_year | us | us | 129523040408.671
commercial lighting | High-Bay LFL: Sodium Vapor | 2048 | CAPITAL | NEW | lodging | USD/gigalumen_year | us | us | 129523040408.671
commercial lighting | High-Bay LFL: Sodium Vapor | 2048 | CAPITAL | NEW | merc/service | USD/gigalumen_year | us | us | 129523040408.671
commercial lighting | High-Bay LFL: Sodium Vapor | 2048 | CAPITAL | NEW | office-large | USD/gigalumen_year | us | us | 129523040408.671
commercial lighting | High-Bay LFL: Sodium Vapor | 2048 | CAPITAL | NEW | office-small | USD/gigalumen_year | us | us | 129523040408.671
commercial lighting | High-Bay LFL: Sodium Vapor | 2048 | CAPITAL | NEW | other | USD/gigalumen_year | us | us | 129523040408.671
commercial lighting | High-Bay LFL: Sodium Vapor | 2048 | CAPITAL | NEW | warehouse | USD/gigalumen_year | us | us | 129523040408.671
commercial lighting | High-Bay LFL: Sodium Vapor | 2048 | CAPITAL | REPLACEMENT | assembly | USD/gigalumen_year | us | us | 129523040408.671
commercial lighting | High-Bay LFL: Sodium Vapor | 2048 | CAPITAL | REPLACEMENT | education | USD/gigalumen_year | us | us | 129523040408.671
commercial lighting | High-Bay LFL: Sodium Vapor | 2048 | CAPITAL | REPLACEMENT | food sales | USD/gigalumen_year | us | us | 129523040408.671
commercial lighting | High-Bay LFL: Sodium Vapor | 2048 | CAPITAL | REPLACEMENT | food service | USD/gigalumen_year | us | us | 129523040408.671
commercial lighting | High-Bay LFL: Sodium Vapor | 2048 | CAPITAL | REPLACEMENT | health | USD/gigalumen_year | us | us | 129523040408.671
commercial lighting | High-Bay LFL: Sodium Vapor | 2048 | CAPITAL | REPLACEMENT | lodging | USD/gigalumen_year | us | us | 129523040408.671
commercial lighting | High-Bay LFL: Sodium Vapor | 2048 | CAPITAL | REPLACEMENT | merc/service | USD/gigalumen_year | us | us | 129523040408.671
commercial lighting | High-Bay LFL: Sodium Vapor | 2048 | CAPITAL | REPLACEMENT | office-large | USD/gigalumen_year | us | us | 129523040408.671
commercial lighting | High-Bay LFL: Sodium Vapor | 2048 | CAPITAL | REPLACEMENT | office-small | USD/gigalumen_year | us | us | 129523040408.671
commercial lighting | High-Bay LFL: Sodium Vapor | 2048 | CAPITAL | REPLACEMENT | other | USD/gigalumen_year | us | us | 129523040408.671
commercial lighting | High-Bay LFL: Sodium Vapor | 2048 | CAPITAL | REPLACEMENT | warehouse | USD/gigalumen_year | us | us | 129523040408.671
commercial lighting | High-Bay LFL: Sodium Vapor | 2048 | FIXED_OM | NEW | assembly | USD/gigalumen_year | us | us | 6624138084.0126
commercial lighting | High-Bay LFL: Sodium Vapor | 2048 | FIXED_OM | NEW | education | USD/gigalumen_year | us | us | 6624138084.0126
commercial lighting | High-Bay LFL: Sodium Vapor | 2048 | FIXED_OM | NEW | food sales | USD/gigalumen_year | us | us | 6624138084.0126
commercial lighting | High-Bay LFL: Sodium Vapor | 2048 | FIXED_OM | NEW | food service | USD/gigalumen_year | us | us | 6624138084.0126
commercial lighting | High-Bay LFL: Sodium Vapor | 2048 | FIXED_OM | NEW | health | USD/gigalumen_year | us | us | 6624138084.0126
commercial lighting | High-Bay LFL: Sodium Vapor | 2048 | FIXED_OM | NEW | lodging | USD/gigalumen_year | us | us | 6624138084.0126
commercial lighting | High-Bay LFL: Sodium Vapor | 2048 | FIXED_OM | NEW | merc/service | USD/gigalumen_year | us | us | 6624138084.0126
commercial lighting | High-Bay LFL: Sodium Vapor | 2048 | FIXED_OM | NEW | office-large | USD/gigalumen_year | us | us | 6624138084.0126
commercial lighting | High-Bay LFL: Sodium Vapor | 2048 | FIXED_OM | NEW | office-small | USD/gigalumen_year | us | us | 6624138084.0126
commercial lighting | High-Bay LFL: Sodium Vapor | 2048 | FIXED_OM | NEW | other | USD/gigalumen_year | us | us | 6624138084.0126
commercial lighting | High-Bay LFL: Sodium Vapor | 2048 | FIXED_OM | NEW | warehouse | USD/gigalumen_year | us | us | 6624138084.0126
commercial lighting | High-Bay LFL: Sodium Vapor | 2048 | FIXED_OM | REPLACEMENT | assembly | USD/gigalumen_year | us | us | 6624138084.0126
commercial lighting | High-Bay LFL: Sodium Vapor | 2048 | FIXED_OM | REPLACEMENT | education | USD/gigalumen_year | us | us | 6624138084.0126
commercial lighting | High-Bay LFL: Sodium Vapor | 2048 | FIXED_OM | REPLACEMENT | food sales | USD/gigalumen_year | us | us | 6624138084.0126
commercial lighting | High-Bay LFL: Sodium Vapor | 2048 | FIXED_OM | REPLACEMENT | food service | USD/gigalumen_year | us | us | 6624138084.0126
commercial lighting | High-Bay LFL: Sodium Vapor | 2048 | FIXED_OM | REPLACEMENT | health | USD/gigalumen_year | us | us | 6624138084.0126
commercial lighting | High-Bay LFL: Sodium Vapor | 2048 | FIXED_OM | REPLACEMENT | lodging | USD/gigalumen_year | us | us | 6624138084.0126
commercial lighting | High-Bay LFL: Sodium Vapor | 2048 | FIXED_OM | REPLACEMENT | merc/service | USD/gigalumen_year | us | us | 6624138084.0126
commercial lighting | High-Bay LFL: Sodium Vapor | 2048 | FIXED_OM | REPLACEMENT | office-large | USD/gigalumen_year | us | us | 6624138084.0126
commercial lighting | High-Bay LFL: Sodium Vapor | 2048 | FIXED_OM | REPLACEMENT | office-small | USD/gigalumen_year | us | us | 6624138084.0126
commercial lighting | High-Bay LFL: Sodium Vapor | 2048 | FIXED_OM | REPLACEMENT | other | USD/gigalumen_year | us | us | 6624138084.0126
commercial lighting | High-Bay LFL: Sodium Vapor | 2048 | FIXED_OM | REPLACEMENT | warehouse | USD/gigalumen_year | us | us | 6624138084.0126
commercial lighting | High-Bay LFL: Sodium Vapor | 2049 | CAPITAL | NEW | assembly | USD/gigalumen_year | us | us | 129523040408.671
commercial lighting | High-Bay LFL: Sodium Vapor | 2049 | CAPITAL | NEW | education | USD/gigalumen_year | us | us | 129523040408.671
commercial lighting | High-Bay LFL: Sodium Vapor | 2049 | CAPITAL | NEW | food sales | USD/gigalumen_year | us | us | 129523040408.671
commercial lighting | High-Bay LFL: Sodium Vapor | 2049 | CAPITAL | NEW | food service | USD/gigalumen_year | us | us | 129523040408.671
commercial lighting | High-Bay LFL: Sodium Vapor | 2049 | CAPITAL | NEW | health | USD/gigalumen_year | us | us | 129523040408.671
commercial lighting | High-Bay LFL: Sodium Vapor | 2049 | CAPITAL | NEW | lodging | USD/gigalumen_year | us | us | 129523040408.671
commercial lighting | High-Bay LFL: Sodium Vapor | 2049 | CAPITAL | NEW | merc/service | USD/gigalumen_year | us | us | 129523040408.671
commercial lighting | High-Bay LFL: Sodium Vapor | 2049 | CAPITAL | NEW | office-large | USD/gigalumen_year | us | us | 129523040408.671
commercial lighting | High-Bay LFL: Sodium Vapor | 2049 | CAPITAL | NEW | office-small | USD/gigalumen_year | us | us | 129523040408.671
commercial lighting | High-Bay LFL: Sodium Vapor | 2049 | CAPITAL | NEW | other | USD/gigalumen_year | us | us | 129523040408.671
commercial lighting | High-Bay LFL: Sodium Vapor | 2049 | CAPITAL | NEW | warehouse | USD/gigalumen_year | us | us | 129523040408.671
commercial lighting | High-Bay LFL: Sodium Vapor | 2049 | CAPITAL | REPLACEMENT | assembly | USD/gigalumen_year | us | us | 129523040408.671
commercial lighting | High-Bay LFL: Sodium Vapor | 2049 | CAPITAL | REPLACEMENT | education | USD/gigalumen_year | us | us | 129523040408.671
commercial lighting | High-Bay LFL: Sodium Vapor | 2049 | CAPITAL | REPLACEMENT | food sales | USD/gigalumen_year | us | us | 129523040408.671
commercial lighting | High-Bay LFL: Sodium Vapor | 2049 | CAPITAL | REPLACEMENT | food service | USD/gigalumen_year | us | us | 129523040408.671
commercial lighting | High-Bay LFL: Sodium Vapor | 2049 | CAPITAL | REPLACEMENT | health | USD/gigalumen_year | us | us | 129523040408.671
commercial lighting | High-Bay LFL: Sodium Vapor | 2049 | CAPITAL | REPLACEMENT | lodging | USD/gigalumen_year | us | us | 129523040408.671
commercial lighting | High-Bay LFL: Sodium Vapor | 2049 | CAPITAL | REPLACEMENT | merc/service | USD/gigalumen_year | us | us | 129523040408.671
commercial lighting | High-Bay LFL: Sodium Vapor | 2049 | CAPITAL | REPLACEMENT | office-large | USD/gigalumen_year | us | us | 129523040408.671
commercial lighting | High-Bay LFL: Sodium Vapor | 2049 | CAPITAL | REPLACEMENT | office-small | USD/gigalumen_year | us | us | 129523040408.671
commercial lighting | High-Bay LFL: Sodium Vapor | 2049 | CAPITAL | REPLACEMENT | other | USD/gigalumen_year | us | us | 129523040408.671
commercial lighting | High-Bay LFL: Sodium Vapor | 2049 | CAPITAL | REPLACEMENT | warehouse | USD/gigalumen_year | us | us | 129523040408.671
commercial lighting | High-Bay LFL: Sodium Vapor | 2049 | FIXED_OM | NEW | assembly | USD/gigalumen_year | us | us | 6624138084.0126
commercial lighting | High-Bay LFL: Sodium Vapor | 2049 | FIXED_OM | NEW | education | USD/gigalumen_year | us | us | 6624138084.0126
commercial lighting | High-Bay LFL: Sodium Vapor | 2049 | FIXED_OM | NEW | food sales | USD/gigalumen_year | us | us | 6624138084.0126
commercial lighting | High-Bay LFL: Sodium Vapor | 2049 | FIXED_OM | NEW | food service | USD/gigalumen_year | us | us | 6624138084.0126
commercial lighting | High-Bay LFL: Sodium Vapor | 2049 | FIXED_OM | NEW | health | USD/gigalumen_year | us | us | 6624138084.0126
commercial lighting | High-Bay LFL: Sodium Vapor | 2049 | FIXED_OM | NEW | lodging | USD/gigalumen_year | us | us | 6624138084.0126
commercial lighting | High-Bay LFL: Sodium Vapor | 2049 | FIXED_OM | NEW | merc/service | USD/gigalumen_year | us | us | 6624138084.0126
commercial lighting | High-Bay LFL: Sodium Vapor | 2049 | FIXED_OM | NEW | office-large | USD/gigalumen_year | us | us | 6624138084.0126
commercial lighting | High-Bay LFL: Sodium Vapor | 2049 | FIXED_OM | NEW | office-small | USD/gigalumen_year | us | us | 6624138084.0126
commercial lighting | High-Bay LFL: Sodium Vapor | 2049 | FIXED_OM | NEW | other | USD/gigalumen_year | us | us | 6624138084.0126
commercial lighting | High-Bay LFL: Sodium Vapor | 2049 | FIXED_OM | NEW | warehouse | USD/gigalumen_year | us | us | 6624138084.0126
commercial lighting | High-Bay LFL: Sodium Vapor | 2049 | FIXED_OM | REPLACEMENT | assembly | USD/gigalumen_year | us | us | 6624138084.0126
commercial lighting | High-Bay LFL: Sodium Vapor | 2049 | FIXED_OM | REPLACEMENT | education | USD/gigalumen_year | us | us | 6624138084.0126
commercial lighting | High-Bay LFL: Sodium Vapor | 2049 | FIXED_OM | REPLACEMENT | food sales | USD/gigalumen_year | us | us | 6624138084.0126
commercial lighting | High-Bay LFL: Sodium Vapor | 2049 | FIXED_OM | REPLACEMENT | food service | USD/gigalumen_year | us | us | 6624138084.0126
commercial lighting | High-Bay LFL: Sodium Vapor | 2049 | FIXED_OM | REPLACEMENT | health | USD/gigalumen_year | us | us | 6624138084.0126
commercial lighting | High-Bay LFL: Sodium Vapor | 2049 | FIXED_OM | REPLACEMENT | lodging | USD/gigalumen_year | us | us | 6624138084.0126
commercial lighting | High-Bay LFL: Sodium Vapor | 2049 | FIXED_OM | REPLACEMENT | merc/service | USD/gigalumen_year | us | us | 6624138084.0126
commercial lighting | High-Bay LFL: Sodium Vapor | 2049 | FIXED_OM | REPLACEMENT | office-large | USD/gigalumen_year | us | us | 6624138084.0126
commercial lighting | High-Bay LFL: Sodium Vapor | 2049 | FIXED_OM | REPLACEMENT | office-small | USD/gigalumen_year | us | us | 6624138084.0126
commercial lighting | High-Bay LFL: Sodium Vapor | 2049 | FIXED_OM | REPLACEMENT | other | USD/gigalumen_year | us | us | 6624138084.0126
commercial lighting | High-Bay LFL: Sodium Vapor | 2049 | FIXED_OM | REPLACEMENT | warehouse | USD/gigalumen_year | us | us | 6624138084.0126
commercial lighting | High-Bay LFL: Sodium Vapor | 2050 | CAPITAL | NEW | assembly | USD/gigalumen_year | us | us | 129523040408.671
commercial lighting | High-Bay LFL: Sodium Vapor | 2050 | CAPITAL | NEW | education | USD/gigalumen_year | us | us | 129523040408.671
commercial lighting | High-Bay LFL: Sodium Vapor | 2050 | CAPITAL | NEW | food sales | USD/gigalumen_year | us | us | 129523040408.671
commercial lighting | High-Bay LFL: Sodium Vapor | 2050 | CAPITAL | NEW | food service | USD/gigalumen_year | us | us | 129523040408.671
commercial lighting | High-Bay LFL: Sodium Vapor | 2050 | CAPITAL | NEW | health | USD/gigalumen_year | us | us | 129523040408.671
commercial lighting | High-Bay LFL: Sodium Vapor | 2050 | CAPITAL | NEW | lodging | USD/gigalumen_year | us | us | 129523040408.671
commercial lighting | High-Bay LFL: Sodium Vapor | 2050 | CAPITAL | NEW | merc/service | USD/gigalumen_year | us | us | 129523040408.671
commercial lighting | High-Bay LFL: Sodium Vapor | 2050 | CAPITAL | NEW | office-large | USD/gigalumen_year | us | us | 129523040408.671
commercial lighting | High-Bay LFL: Sodium Vapor | 2050 | CAPITAL | NEW | office-small | USD/gigalumen_year | us | us | 129523040408.671
commercial lighting | High-Bay LFL: Sodium Vapor | 2050 | CAPITAL | NEW | other | USD/gigalumen_year | us | us | 129523040408.671
commercial lighting | High-Bay LFL: Sodium Vapor | 2050 | CAPITAL | NEW | warehouse | USD/gigalumen_year | us | us | 129523040408.671
commercial lighting | High-Bay LFL: Sodium Vapor | 2050 | CAPITAL | REPLACEMENT | assembly | USD/gigalumen_year | us | us | 129523040408.671
commercial lighting | High-Bay LFL: Sodium Vapor | 2050 | CAPITAL | REPLACEMENT | education | USD/gigalumen_year | us | us | 129523040408.671
commercial lighting | High-Bay LFL: Sodium Vapor | 2050 | CAPITAL | REPLACEMENT | food sales | USD/gigalumen_year | us | us | 129523040408.671
commercial lighting | High-Bay LFL: Sodium Vapor | 2050 | CAPITAL | REPLACEMENT | food service | USD/gigalumen_year | us | us | 129523040408.671
commercial lighting | High-Bay LFL: Sodium Vapor | 2050 | CAPITAL | REPLACEMENT | health | USD/gigalumen_year | us | us | 129523040408.671
commercial lighting | High-Bay LFL: Sodium Vapor | 2050 | CAPITAL | REPLACEMENT | lodging | USD/gigalumen_year | us | us | 129523040408.671
commercial lighting | High-Bay LFL: Sodium Vapor | 2050 | CAPITAL | REPLACEMENT | merc/service | USD/gigalumen_year | us | us | 129523040408.671
commercial lighting | High-Bay LFL: Sodium Vapor | 2050 | CAPITAL | REPLACEMENT | office-large | USD/gigalumen_year | us | us | 129523040408.671
commercial lighting | High-Bay LFL: Sodium Vapor | 2050 | CAPITAL | REPLACEMENT | office-small | USD/gigalumen_year | us | us | 129523040408.671
commercial lighting | High-Bay LFL: Sodium Vapor | 2050 | CAPITAL | REPLACEMENT | other | USD/gigalumen_year | us | us | 129523040408.671
commercial lighting | High-Bay LFL: Sodium Vapor | 2050 | CAPITAL | REPLACEMENT | warehouse | USD/gigalumen_year | us | us | 129523040408.671
commercial lighting | High-Bay LFL: Sodium Vapor | 2050 | FIXED_OM | NEW | assembly | USD/gigalumen_year | us | us | 6624138084.0126
commercial lighting | High-Bay LFL: Sodium Vapor | 2050 | FIXED_OM | NEW | education | USD/gigalumen_year | us | us | 6624138084.0126
commercial lighting | High-Bay LFL: Sodium Vapor | 2050 | FIXED_OM | NEW | food sales | USD/gigalumen_year | us | us | 6624138084.0126
commercial lighting | High-Bay LFL: Sodium Vapor | 2050 | FIXED_OM | NEW | food service | USD/gigalumen_year | us | us | 6624138084.0126
commercial lighting | High-Bay LFL: Sodium Vapor | 2050 | FIXED_OM | NEW | health | USD/gigalumen_year | us | us | 6624138084.0126
commercial lighting | High-Bay LFL: Sodium Vapor | 2050 | FIXED_OM | NEW | lodging | USD/gigalumen_year | us | us | 6624138084.0126
commercial lighting | High-Bay LFL: Sodium Vapor | 2050 | FIXED_OM | NEW | merc/service | USD/gigalumen_year | us | us | 6624138084.0126
commercial lighting | High-Bay LFL: Sodium Vapor | 2050 | FIXED_OM | NEW | office-large | USD/gigalumen_year | us | us | 6624138084.0126
commercial lighting | High-Bay LFL: Sodium Vapor | 2050 | FIXED_OM | NEW | office-small | USD/gigalumen_year | us | us | 6624138084.0126
commercial lighting | High-Bay LFL: Sodium Vapor | 2050 | FIXED_OM | NEW | other | USD/gigalumen_year | us | us | 6624138084.0126
commercial lighting | High-Bay LFL: Sodium Vapor | 2050 | FIXED_OM | NEW | warehouse | USD/gigalumen_year | us | us | 6624138084.0126
commercial lighting | High-Bay LFL: Sodium Vapor | 2050 | FIXED_OM | REPLACEMENT | assembly | USD/gigalumen_year | us | us | 6624138084.0126
commercial lighting | High-Bay LFL: Sodium Vapor | 2050 | FIXED_OM | REPLACEMENT | education | USD/gigalumen_year | us | us | 6624138084.0126
commercial lighting | High-Bay LFL: Sodium Vapor | 2050 | FIXED_OM | REPLACEMENT | food sales | USD/gigalumen_year | us | us | 6624138084.0126
commercial lighting | High-Bay LFL: Sodium Vapor | 2050 | FIXED_OM | REPLACEMENT | food service | USD/gigalumen_year | us | us | 6624138084.0126
commercial lighting | High-Bay LFL: Sodium Vapor | 2050 | FIXED_OM | REPLACEMENT | health | USD/gigalumen_year | us | us | 6624138084.0126
commercial lighting | High-Bay LFL: Sodium Vapor | 2050 | FIXED_OM | REPLACEMENT | lodging | USD/gigalumen_year | us | us | 6624138084.0126
commercial lighting | High-Bay LFL: Sodium Vapor | 2050 | FIXED_OM | REPLACEMENT | merc/service | USD/gigalumen_year | us | us | 6624138084.0126
commercial lighting | High-Bay LFL: Sodium Vapor | 2050 | FIXED_OM | REPLACEMENT | office-large | USD/gigalumen_year | us | us | 6624138084.0126
commercial lighting | High-Bay LFL: Sodium Vapor | 2050 | FIXED_OM | REPLACEMENT | office-small | USD/gigalumen_year | us | us | 6624138084.0126
commercial lighting | High-Bay LFL: Sodium Vapor | 2050 | FIXED_OM | REPLACEMENT | other | USD/gigalumen_year | us | us | 6624138084.0126
commercial lighting | High-Bay LFL: Sodium Vapor | 2050 | FIXED_OM | REPLACEMENT | warehouse | USD/gigalumen_year | us | us | 6624138084.0126
commercial lighting | High-Bay LFL: T5 4xF54 HO High Bay | 2020 | CAPITAL | NEW | assembly | USD/gigalumen_year | us | us | 100348645017.382
commercial lighting | High-Bay LFL: T5 4xF54 HO High Bay | 2020 | CAPITAL | NEW | education | USD/gigalumen_year | us | us | 100348645017.382
commercial lighting | High-Bay LFL: T5 4xF54 HO High Bay | 2020 | CAPITAL | NEW | food sales | USD/gigalumen_year | us | us | 100348645017.382
commercial lighting | High-Bay LFL: T5 4xF54 HO High Bay | 2020 | CAPITAL | NEW | food service | USD/gigalumen_year | us | us | 100348645017.382
commercial lighting | High-Bay LFL: T5 4xF54 HO High Bay | 2020 | CAPITAL | NEW | health | USD/gigalumen_year | us | us | 100348645017.382
commercial lighting | High-Bay LFL: T5 4xF54 HO High Bay | 2020 | CAPITAL | NEW | lodging | USD/gigalumen_year | us | us | 100348645017.382
commercial lighting | High-Bay LFL: T5 4xF54 HO High Bay | 2020 | CAPITAL | NEW | merc/service | USD/gigalumen_year | us | us | 100348645017.382
commercial lighting | High-Bay LFL: T5 4xF54 HO High Bay | 2020 | CAPITAL | NEW | office-large | USD/gigalumen_year | us | us | 100348645017.382
commercial lighting | High-Bay LFL: T5 4xF54 HO High Bay | 2020 | CAPITAL | NEW | office-small | USD/gigalumen_year | us | us | 100348645017.382
commercial lighting | High-Bay LFL: T5 4xF54 HO High Bay | 2020 | CAPITAL | NEW | other | USD/gigalumen_year | us | us | 100348645017.382
commercial lighting | High-Bay LFL: T5 4xF54 HO High Bay | 2020 | CAPITAL | NEW | warehouse | USD/gigalumen_year | us | us | 100348645017.382
commercial lighting | High-Bay LFL: T5 4xF54 HO High Bay | 2020 | CAPITAL | REPLACEMENT | assembly | USD/gigalumen_year | us | us | 100348645017.382
commercial lighting | High-Bay LFL: T5 4xF54 HO High Bay | 2020 | CAPITAL | REPLACEMENT | education | USD/gigalumen_year | us | us | 100348645017.382
commercial lighting | High-Bay LFL: T5 4xF54 HO High Bay | 2020 | CAPITAL | REPLACEMENT | food sales | USD/gigalumen_year | us | us | 100348645017.382
commercial lighting | High-Bay LFL: T5 4xF54 HO High Bay | 2020 | CAPITAL | REPLACEMENT | food service | USD/gigalumen_year | us | us | 100348645017.382
commercial lighting | High-Bay LFL: T5 4xF54 HO High Bay | 2020 | CAPITAL | REPLACEMENT | health | USD/gigalumen_year | us | us | 100348645017.382
commercial lighting | High-Bay LFL: T5 4xF54 HO High Bay | 2020 | CAPITAL | REPLACEMENT | lodging | USD/gigalumen_year | us | us | 100348645017.382
commercial lighting | High-Bay LFL: T5 4xF54 HO High Bay | 2020 | CAPITAL | REPLACEMENT | merc/service | USD/gigalumen_year | us | us | 100348645017.382
commercial lighting | High-Bay LFL: T5 4xF54 HO High Bay | 2020 | CAPITAL | REPLACEMENT | office-large | USD/gigalumen_year | us | us | 100348645017.382
commercial lighting | High-Bay LFL: T5 4xF54 HO High Bay | 2020 | CAPITAL | REPLACEMENT | office-small | USD/gigalumen_year | us | us | 100348645017.382
commercial lighting | High-Bay LFL: T5 4xF54 HO High Bay | 2020 | CAPITAL | REPLACEMENT | other | USD/gigalumen_year | us | us | 100348645017.382
commercial lighting | High-Bay LFL: T5 4xF54 HO High Bay | 2020 | CAPITAL | REPLACEMENT | warehouse | USD/gigalumen_year | us | us | 100348645017.382
commercial lighting | High-Bay LFL: T5 4xF54 HO High Bay | 2020 | FIXED_OM | NEW | assembly | USD/gigalumen_year | us | us | 3382538596.0915
commercial lighting | High-Bay LFL: T5 4xF54 HO High Bay | 2020 | FIXED_OM | NEW | education | USD/gigalumen_year | us | us | 3382538596.0915
commercial lighting | High-Bay LFL: T5 4xF54 HO High Bay | 2020 | FIXED_OM | NEW | food sales | USD/gigalumen_year | us | us | 3382538596.0915
commercial lighting | High-Bay LFL: T5 4xF54 HO High Bay | 2020 | FIXED_OM | NEW | food service | USD/gigalumen_year | us | us | 3382538596.0915
commercial lighting | High-Bay LFL: T5 4xF54 HO High Bay | 2020 | FIXED_OM | NEW | health | USD/gigalumen_year | us | us | 3382538596.0915
commercial lighting | High-Bay LFL: T5 4xF54 HO High Bay | 2020 | FIXED_OM | NEW | lodging | USD/gigalumen_year | us | us | 3382538596.0915
commercial lighting | High-Bay LFL: T5 4xF54 HO High Bay | 2020 | FIXED_OM | NEW | merc/service | USD/gigalumen_year | us | us | 3382538596.0915
commercial lighting | High-Bay LFL: T5 4xF54 HO High Bay | 2020 | FIXED_OM | NEW | office-large | USD/gigalumen_year | us | us | 3382538596.0915
commercial lighting | High-Bay LFL: T5 4xF54 HO High Bay | 2020 | FIXED_OM | NEW | office-small | USD/gigalumen_year | us | us | 3382538596.0915
commercial lighting | High-Bay LFL: T5 4xF54 HO High Bay | 2020 | FIXED_OM | NEW | other | USD/gigalumen_year | us | us | 3382538596.0915
commercial lighting | High-Bay LFL: T5 4xF54 HO High Bay | 2020 | FIXED_OM | NEW | warehouse | USD/gigalumen_year | us | us | 3382538596.0915
commercial lighting | High-Bay LFL: T5 4xF54 HO High Bay | 2020 | FIXED_OM | REPLACEMENT | assembly | USD/gigalumen_year | us | us | 3382538596.0915
commercial lighting | High-Bay LFL: T5 4xF54 HO High Bay | 2020 | FIXED_OM | REPLACEMENT | education | USD/gigalumen_year | us | us | 3382538596.0915
commercial lighting | High-Bay LFL: T5 4xF54 HO High Bay | 2020 | FIXED_OM | REPLACEMENT | food sales | USD/gigalumen_year | us | us | 3382538596.0915
commercial lighting | High-Bay LFL: T5 4xF54 HO High Bay | 2020 | FIXED_OM | REPLACEMENT | food service | USD/gigalumen_year | us | us | 3382538596.0915
commercial lighting | High-Bay LFL: T5 4xF54 HO High Bay | 2020 | FIXED_OM | REPLACEMENT | health | USD/gigalumen_year | us | us | 3382538596.0915
commercial lighting | High-Bay LFL: T5 4xF54 HO High Bay | 2020 | FIXED_OM | REPLACEMENT | lodging | USD/gigalumen_year | us | us | 3382538596.0915
commercial lighting | High-Bay LFL: T5 4xF54 HO High Bay | 2020 | FIXED_OM | REPLACEMENT | merc/service | USD/gigalumen_year | us | us | 3382538596.0915
commercial lighting | High-Bay LFL: T5 4xF54 HO High Bay | 2020 | FIXED_OM | REPLACEMENT | office-large | USD/gigalumen_year | us | us | 3382538596.0915
commercial lighting | High-Bay LFL: T5 4xF54 HO High Bay | 2020 | FIXED_OM | REPLACEMENT | office-small | USD/gigalumen_year | us | us | 3382538596.0915
commercial lighting | High-Bay LFL: T5 4xF54 HO High Bay | 2020 | FIXED_OM | REPLACEMENT | other | USD/gigalumen_year | us | us | 3382538596.0915
commercial lighting | High-Bay LFL: T5 4xF54 HO High Bay | 2020 | FIXED_OM | REPLACEMENT | warehouse | USD/gigalumen_year | us | us | 3382538596.0915
commercial lighting | High-Bay LFL: T5 4xF54 HO High Bay | 2021 | CAPITAL | NEW | assembly | USD/gigalumen_year | us | us | 99972807395.5941
commercial lighting | High-Bay LFL: T5 4xF54 HO High Bay | 2021 | CAPITAL | NEW | education | USD/gigalumen_year | us | us | 99972807395.5941
commercial lighting | High-Bay LFL: T5 4xF54 HO High Bay | 2021 | CAPITAL | NEW | food sales | USD/gigalumen_year | us | us | 99972807395.5941
commercial lighting | High-Bay LFL: T5 4xF54 HO High Bay | 2021 | CAPITAL | NEW | food service | USD/gigalumen_year | us | us | 99972807395.5941
commercial lighting | High-Bay LFL: T5 4xF54 HO High Bay | 2021 | CAPITAL | NEW | health | USD/gigalumen_year | us | us | 99972807395.5941
commercial lighting | High-Bay LFL: T5 4xF54 HO High Bay | 2021 | CAPITAL | NEW | lodging | USD/gigalumen_year | us | us | 99972807395.5941
commercial lighting | High-Bay LFL: T5 4xF54 HO High Bay | 2021 | CAPITAL | NEW | merc/service | USD/gigalumen_year | us | us | 99972807395.5941
commercial lighting | High-Bay LFL: T5 4xF54 HO High Bay | 2021 | CAPITAL | NEW | office-large | USD/gigalumen_year | us | us | 99972807395.5941
commercial lighting | High-Bay LFL: T5 4xF54 HO High Bay | 2021 | CAPITAL | NEW | office-small | USD/gigalumen_year | us | us | 99972807395.5941
commercial lighting | High-Bay LFL: T5 4xF54 HO High Bay | 2021 | CAPITAL | NEW | other | USD/gigalumen_year | us | us | 99972807395.5941
commercial lighting | High-Bay LFL: T5 4xF54 HO High Bay | 2021 | CAPITAL | NEW | warehouse | USD/gigalumen_year | us | us | 99972807395.5941
commercial lighting | High-Bay LFL: T5 4xF54 HO High Bay | 2021 | CAPITAL | REPLACEMENT | assembly | USD/gigalumen_year | us | us | 99972807395.5941
commercial lighting | High-Bay LFL: T5 4xF54 HO High Bay | 2021 | CAPITAL | REPLACEMENT | education | USD/gigalumen_year | us | us | 99972807395.5941
commercial lighting | High-Bay LFL: T5 4xF54 HO High Bay | 2021 | CAPITAL | REPLACEMENT | food sales | USD/gigalumen_year | us | us | 99972807395.5941
commercial lighting | High-Bay LFL: T5 4xF54 HO High Bay | 2021 | CAPITAL | REPLACEMENT | food service | USD/gigalumen_year | us | us | 99972807395.5941
commercial lighting | High-Bay LFL: T5 4xF54 HO High Bay | 2021 | CAPITAL | REPLACEMENT | health | USD/gigalumen_year | us | us | 99972807395.5941
commercial lighting | High-Bay LFL: T5 4xF54 HO High Bay | 2021 | CAPITAL | REPLACEMENT | lodging | USD/gigalumen_year | us | us | 99972807395.5941
commercial lighting | High-Bay LFL: T5 4xF54 HO High Bay | 2021 | CAPITAL | REPLACEMENT | merc/service | USD/gigalumen_year | us | us | 99972807395.5941
commercial lighting | High-Bay LFL: T5 4xF54 HO High Bay | 2021 | CAPITAL | REPLACEMENT | office-large | USD/gigalumen_year | us | us | 99972807395.5941
commercial lighting | High-Bay LFL: T5 4xF54 HO High Bay | 2021 | CAPITAL | REPLACEMENT | office-small | USD/gigalumen_year | us | us | 99972807395.5941
commercial lighting | High-Bay LFL: T5 4xF54 HO High Bay | 2021 | CAPITAL | REPLACEMENT | other | USD/gigalumen_year | us | us | 99972807395.5941
commercial lighting | High-Bay LFL: T5 4xF54 HO High Bay | 2021 | CAPITAL | REPLACEMENT | warehouse | USD/gigalumen_year | us | us | 99972807395.5941
commercial lighting | High-Bay LFL: T5 4xF54 HO High Bay | 2021 | FIXED_OM | NEW | assembly | USD/gigalumen_year | us | us | 3363746715.0021
commercial lighting | High-Bay LFL: T5 4xF54 HO High Bay | 2021 | FIXED_OM | NEW | education | USD/gigalumen_year | us | us | 3363746715.0021
commercial lighting | High-Bay LFL: T5 4xF54 HO High Bay | 2021 | FIXED_OM | NEW | food sales | USD/gigalumen_year | us | us | 3363746715.0021
commercial lighting | High-Bay LFL: T5 4xF54 HO High Bay | 2021 | FIXED_OM | NEW | food service | USD/gigalumen_year | us | us | 3363746715.0021
commercial lighting | High-Bay LFL: T5 4xF54 HO High Bay | 2021 | FIXED_OM | NEW | health | USD/gigalumen_year | us | us | 3363746715.0021
commercial lighting | High-Bay LFL: T5 4xF54 HO High Bay | 2021 | FIXED_OM | NEW | lodging | USD/gigalumen_year | us | us | 3363746715.0021
commercial lighting | High-Bay LFL: T5 4xF54 HO High Bay | 2021 | FIXED_OM | NEW | merc/service | USD/gigalumen_year | us | us | 3363746715.0021
commercial lighting | High-Bay LFL: T5 4xF54 HO High Bay | 2021 | FIXED_OM | NEW | office-large | USD/gigalumen_year | us | us | 3363746715.0021
commercial lighting | High-Bay LFL: T5 4xF54 HO High Bay | 2021 | FIXED_OM | NEW | office-small | USD/gigalumen_year | us | us | 3363746715.0021
commercial lighting | High-Bay LFL: T5 4xF54 HO High Bay | 2021 | FIXED_OM | NEW | other | USD/gigalumen_year | us | us | 3363746715.0021
commercial lighting | High-Bay LFL: T5 4xF54 HO High Bay | 2021 | FIXED_OM | NEW | warehouse | USD/gigalumen_year | us | us | 3363746715.0021
commercial lighting | High-Bay LFL: T5 4xF54 HO High Bay | 2021 | FIXED_OM | REPLACEMENT | assembly | USD/gigalumen_year | us | us | 3363746715.0021
commercial lighting | High-Bay LFL: T5 4xF54 HO High Bay | 2021 | FIXED_OM | REPLACEMENT | education | USD/gigalumen_year | us | us | 3363746715.0021
commercial lighting | High-Bay LFL: T5 4xF54 HO High Bay | 2021 | FIXED_OM | REPLACEMENT | food sales | USD/gigalumen_year | us | us | 3363746715.0021
commercial lighting | High-Bay LFL: T5 4xF54 HO High Bay | 2021 | FIXED_OM | REPLACEMENT | food service | USD/gigalumen_year | us | us | 3363746715.0021
commercial lighting | High-Bay LFL: T5 4xF54 HO High Bay | 2021 | FIXED_OM | REPLACEMENT | health | USD/gigalumen_year | us | us | 3363746715.0021
commercial lighting | High-Bay LFL: T5 4xF54 HO High Bay | 2021 | FIXED_OM | REPLACEMENT | lodging | USD/gigalumen_year | us | us | 3363746715.0021
commercial lighting | High-Bay LFL: T5 4xF54 HO High Bay | 2021 | FIXED_OM | REPLACEMENT | merc/service | USD/gigalumen_year | us | us | 3363746715.0021
commercial lighting | High-Bay LFL: T5 4xF54 HO High Bay | 2021 | FIXED_OM | REPLACEMENT | office-large | USD/gigalumen_year | us | us | 3363746715.0021
commercial lighting | High-Bay LFL: T5 4xF54 HO High Bay | 2021 | FIXED_OM | REPLACEMENT | office-small | USD/gigalumen_year | us | us | 3363746715.0021
commercial lighting | High-Bay LFL: T5 4xF54 HO High Bay | 2021 | FIXED_OM | REPLACEMENT | other | USD/gigalumen_year | us | us | 3363746715.0021
commercial lighting | High-Bay LFL: T5 4xF54 HO High Bay | 2021 | FIXED_OM | REPLACEMENT | warehouse | USD/gigalumen_year | us | us | 3363746715.0021
commercial lighting | High-Bay LFL: T5 4xF54 HO High Bay | 2022 | CAPITAL | NEW | assembly | USD/gigalumen_year | us | us | 99596969773.8061
commercial lighting | High-Bay LFL: T5 4xF54 HO High Bay | 2022 | CAPITAL | NEW | education | USD/gigalumen_year | us | us | 99596969773.8061
commercial lighting | High-Bay LFL: T5 4xF54 HO High Bay | 2022 | CAPITAL | NEW | food sales | USD/gigalumen_year | us | us | 99596969773.8061
commercial lighting | High-Bay LFL: T5 4xF54 HO High Bay | 2022 | CAPITAL | NEW | food service | USD/gigalumen_year | us | us | 99596969773.8061
commercial lighting | High-Bay LFL: T5 4xF54 HO High Bay | 2022 | CAPITAL | NEW | health | USD/gigalumen_year | us | us | 99596969773.8061
commercial lighting | High-Bay LFL: T5 4xF54 HO High Bay | 2022 | CAPITAL | NEW | lodging | USD/gigalumen_year | us | us | 99596969773.8061
commercial lighting | High-Bay LFL: T5 4xF54 HO High Bay | 2022 | CAPITAL | NEW | merc/service | USD/gigalumen_year | us | us | 99596969773.8061
commercial lighting | High-Bay LFL: T5 4xF54 HO High Bay | 2022 | CAPITAL | NEW | office-large | USD/gigalumen_year | us | us | 99596969773.8061
commercial lighting | High-Bay LFL: T5 4xF54 HO High Bay | 2022 | CAPITAL | NEW | office-small | USD/gigalumen_year | us | us | 99596969773.8061
commercial lighting | High-Bay LFL: T5 4xF54 HO High Bay | 2022 | CAPITAL | NEW | other | USD/gigalumen_year | us | us | 99596969773.8061
commercial lighting | High-Bay LFL: T5 4xF54 HO High Bay | 2022 | CAPITAL | NEW | warehouse | USD/gigalumen_year | us | us | 99596969773.8061
commercial lighting | High-Bay LFL: T5 4xF54 HO High Bay | 2022 | CAPITAL | REPLACEMENT | assembly | USD/gigalumen_year | us | us | 99596969773.8061
commercial lighting | High-Bay LFL: T5 4xF54 HO High Bay | 2022 | CAPITAL | REPLACEMENT | education | USD/gigalumen_year | us | us | 99596969773.8061
commercial lighting | High-Bay LFL: T5 4xF54 HO High Bay | 2022 | CAPITAL | REPLACEMENT | food sales | USD/gigalumen_year | us | us | 99596969773.8061
commercial lighting | High-Bay LFL: T5 4xF54 HO High Bay | 2022 | CAPITAL | REPLACEMENT | food service | USD/gigalumen_year | us | us | 99596969773.8061
commercial lighting | High-Bay LFL: T5 4xF54 HO High Bay | 2022 | CAPITAL | REPLACEMENT | health | USD/gigalumen_year | us | us | 99596969773.8061
commercial lighting | High-Bay LFL: T5 4xF54 HO High Bay | 2022 | CAPITAL | REPLACEMENT | lodging | USD/gigalumen_year | us | us | 99596969773.8061
commercial lighting | High-Bay LFL: T5 4xF54 HO High Bay | 2022 | CAPITAL | REPLACEMENT | merc/service | USD/gigalumen_year | us | us | 99596969773.8061
commercial lighting | High-Bay LFL: T5 4xF54 HO High Bay | 2022 | CAPITAL | REPLACEMENT | office-large | USD/gigalumen_year | us | us | 99596969773.8061
commercial lighting | High-Bay LFL: T5 4xF54 HO High Bay | 2022 | CAPITAL | REPLACEMENT | office-small | USD/gigalumen_year | us | us | 99596969773.8061
commercial lighting | High-Bay LFL: T5 4xF54 HO High Bay | 2022 | CAPITAL | REPLACEMENT | other | USD/gigalumen_year | us | us | 99596969773.8061
commercial lighting | High-Bay LFL: T5 4xF54 HO High Bay | 2022 | CAPITAL | REPLACEMENT | warehouse | USD/gigalumen_year | us | us | 99596969773.8061
commercial lighting | High-Bay LFL: T5 4xF54 HO High Bay | 2022 | FIXED_OM | NEW | assembly | USD/gigalumen_year | us | us | 3344954833.9127
commercial lighting | High-Bay LFL: T5 4xF54 HO High Bay | 2022 | FIXED_OM | NEW | education | USD/gigalumen_year | us | us | 3344954833.9127
commercial lighting | High-Bay LFL: T5 4xF54 HO High Bay | 2022 | FIXED_OM | NEW | food sales | USD/gigalumen_year | us | us | 3344954833.9127
commercial lighting | High-Bay LFL: T5 4xF54 HO High Bay | 2022 | FIXED_OM | NEW | food service | USD/gigalumen_year | us | us | 3344954833.9127
commercial lighting | High-Bay LFL: T5 4xF54 HO High Bay | 2022 | FIXED_OM | NEW | health | USD/gigalumen_year | us | us | 3344954833.9127
commercial lighting | High-Bay LFL: T5 4xF54 HO High Bay | 2022 | FIXED_OM | NEW | lodging | USD/gigalumen_year | us | us | 3344954833.9127
commercial lighting | High-Bay LFL: T5 4xF54 HO High Bay | 2022 | FIXED_OM | NEW | merc/service | USD/gigalumen_year | us | us | 3344954833.9127
commercial lighting | High-Bay LFL: T5 4xF54 HO High Bay | 2022 | FIXED_OM | NEW | office-large | USD/gigalumen_year | us | us | 3344954833.9127
commercial lighting | High-Bay LFL: T5 4xF54 HO High Bay | 2022 | FIXED_OM | NEW | office-small | USD/gigalumen_year | us | us | 3344954833.9127
commercial lighting | High-Bay LFL: T5 4xF54 HO High Bay | 2022 | FIXED_OM | NEW | other | USD/gigalumen_year | us | us | 3344954833.9127
commercial lighting | High-Bay LFL: T5 4xF54 HO High Bay | 2022 | FIXED_OM | NEW | warehouse | USD/gigalumen_year | us | us | 3344954833.9127
commercial lighting | High-Bay LFL: T5 4xF54 HO High Bay | 2022 | FIXED_OM | REPLACEMENT | assembly | USD/gigalumen_year | us | us | 3344954833.9127
commercial lighting | High-Bay LFL: T5 4xF54 HO High Bay | 2022 | FIXED_OM | REPLACEMENT | education | USD/gigalumen_year | us | us | 3344954833.9127
commercial lighting | High-Bay LFL: T5 4xF54 HO High Bay | 2022 | FIXED_OM | REPLACEMENT | food sales | USD/gigalumen_year | us | us | 3344954833.9127
commercial lighting | High-Bay LFL: T5 4xF54 HO High Bay | 2022 | FIXED_OM | REPLACEMENT | food service | USD/gigalumen_year | us | us | 3344954833.9127
commercial lighting | High-Bay LFL: T5 4xF54 HO High Bay | 2022 | FIXED_OM | REPLACEMENT | health | USD/gigalumen_year | us | us | 3344954833.9127
commercial lighting | High-Bay LFL: T5 4xF54 HO High Bay | 2022 | FIXED_OM | REPLACEMENT | lodging | USD/gigalumen_year | us | us | 3344954833.9127
commercial lighting | High-Bay LFL: T5 4xF54 HO High Bay | 2022 | FIXED_OM | REPLACEMENT | merc/service | USD/gigalumen_year | us | us | 3344954833.9127
commercial lighting | High-Bay LFL: T5 4xF54 HO High Bay | 2022 | FIXED_OM | REPLACEMENT | office-large | USD/gigalumen_year | us | us | 3344954833.9127
commercial lighting | High-Bay LFL: T5 4xF54 HO High Bay | 2022 | FIXED_OM | REPLACEMENT | office-small | USD/gigalumen_year | us | us | 3344954833.9127
commercial lighting | High-Bay LFL: T5 4xF54 HO High Bay | 2022 | FIXED_OM | REPLACEMENT | other | USD/gigalumen_year | us | us | 3344954833.9127
commercial lighting | High-Bay LFL: T5 4xF54 HO High Bay | 2022 | FIXED_OM | REPLACEMENT | warehouse | USD/gigalumen_year | us | us | 3344954833.9127
commercial lighting | High-Bay LFL: T5 4xF54 HO High Bay | 2023 | CAPITAL | NEW | assembly | USD/gigalumen_year | us | us | 99221132152.0182
commercial lighting | High-Bay LFL: T5 4xF54 HO High Bay | 2023 | CAPITAL | NEW | education | USD/gigalumen_year | us | us | 99221132152.0182
commercial lighting | High-Bay LFL: T5 4xF54 HO High Bay | 2023 | CAPITAL | NEW | food sales | USD/gigalumen_year | us | us | 99221132152.0182
commercial lighting | High-Bay LFL: T5 4xF54 HO High Bay | 2023 | CAPITAL | NEW | food service | USD/gigalumen_year | us | us | 99221132152.0182
commercial lighting | High-Bay LFL: T5 4xF54 HO High Bay | 2023 | CAPITAL | NEW | health | USD/gigalumen_year | us | us | 99221132152.0182
commercial lighting | High-Bay LFL: T5 4xF54 HO High Bay | 2023 | CAPITAL | NEW | lodging | USD/gigalumen_year | us | us | 99221132152.0182
commercial lighting | High-Bay LFL: T5 4xF54 HO High Bay | 2023 | CAPITAL | NEW | merc/service | USD/gigalumen_year | us | us | 99221132152.0182
commercial lighting | High-Bay LFL: T5 4xF54 HO High Bay | 2023 | CAPITAL | NEW | office-large | USD/gigalumen_year | us | us | 99221132152.0182
commercial lighting | High-Bay LFL: T5 4xF54 HO High Bay | 2023 | CAPITAL | NEW | office-small | USD/gigalumen_year | us | us | 99221132152.0182
commercial lighting | High-Bay LFL: T5 4xF54 HO High Bay | 2023 | CAPITAL | NEW | other | USD/gigalumen_year | us | us | 99221132152.0182
commercial lighting | High-Bay LFL: T5 4xF54 HO High Bay | 2023 | CAPITAL | NEW | warehouse | USD/gigalumen_year | us | us | 99221132152.0182
commercial lighting | High-Bay LFL: T5 4xF54 HO High Bay | 2023 | CAPITAL | REPLACEMENT | assembly | USD/gigalumen_year | us | us | 99221132152.0182
commercial lighting | High-Bay LFL: T5 4xF54 HO High Bay | 2023 | CAPITAL | REPLACEMENT | education | USD/gigalumen_year | us | us | 99221132152.0182
commercial lighting | High-Bay LFL: T5 4xF54 HO High Bay | 2023 | CAPITAL | REPLACEMENT | food sales | USD/gigalumen_year | us | us | 99221132152.0182
commercial lighting | High-Bay LFL: T5 4xF54 HO High Bay | 2023 | CAPITAL | REPLACEMENT | food service | USD/gigalumen_year | us | us | 99221132152.0182
commercial lighting | High-Bay LFL: T5 4xF54 HO High Bay | 2023 | CAPITAL | REPLACEMENT | health | USD/gigalumen_year | us | us | 99221132152.0182
commercial lighting | High-Bay LFL: T5 4xF54 HO High Bay | 2023 | CAPITAL | REPLACEMENT | lodging | USD/gigalumen_year | us | us | 99221132152.0182
commercial lighting | High-Bay LFL: T5 4xF54 HO High Bay | 2023 | CAPITAL | REPLACEMENT | merc/service | USD/gigalumen_year | us | us | 99221132152.0182
commercial lighting | High-Bay LFL: T5 4xF54 HO High Bay | 2023 | CAPITAL | REPLACEMENT | office-large | USD/gigalumen_year | us | us | 99221132152.0182
commercial lighting | High-Bay LFL: T5 4xF54 HO High Bay | 2023 | CAPITAL | REPLACEMENT | office-small | USD/gigalumen_year | us | us | 99221132152.0182
commercial lighting | High-Bay LFL: T5 4xF54 HO High Bay | 2023 | CAPITAL | REPLACEMENT | other | USD/gigalumen_year | us | us | 99221132152.0182
commercial lighting | High-Bay LFL: T5 4xF54 HO High Bay | 2023 | CAPITAL | REPLACEMENT | warehouse | USD/gigalumen_year | us | us | 99221132152.0182
commercial lighting | High-Bay LFL: T5 4xF54 HO High Bay | 2023 | FIXED_OM | NEW | assembly | USD/gigalumen_year | us | us | 3326162952.8233
commercial lighting | High-Bay LFL: T5 4xF54 HO High Bay | 2023 | FIXED_OM | NEW | education | USD/gigalumen_year | us | us | 3326162952.8233
commercial lighting | High-Bay LFL: T5 4xF54 HO High Bay | 2023 | FIXED_OM | NEW | food sales | USD/gigalumen_year | us | us | 3326162952.8233
commercial lighting | High-Bay LFL: T5 4xF54 HO High Bay | 2023 | FIXED_OM | NEW | food service | USD/gigalumen_year | us | us | 3326162952.8233
commercial lighting | High-Bay LFL: T5 4xF54 HO High Bay | 2023 | FIXED_OM | NEW | health | USD/gigalumen_year | us | us | 3326162952.8233
commercial lighting | High-Bay LFL: T5 4xF54 HO High Bay | 2023 | FIXED_OM | NEW | lodging | USD/gigalumen_year | us | us | 3326162952.8233
commercial lighting | High-Bay LFL: T5 4xF54 HO High Bay | 2023 | FIXED_OM | NEW | merc/service | USD/gigalumen_year | us | us | 3326162952.8233
commercial lighting | High-Bay LFL: T5 4xF54 HO High Bay | 2023 | FIXED_OM | NEW | office-large | USD/gigalumen_year | us | us | 3326162952.8233
commercial lighting | High-Bay LFL: T5 4xF54 HO High Bay | 2023 | FIXED_OM | NEW | office-small | USD/gigalumen_year | us | us | 3326162952.8233
commercial lighting | High-Bay LFL: T5 4xF54 HO High Bay | 2023 | FIXED_OM | NEW | other | USD/gigalumen_year | us | us | 3326162952.8233
commercial lighting | High-Bay LFL: T5 4xF54 HO High Bay | 2023 | FIXED_OM | NEW | warehouse | USD/gigalumen_year | us | us | 3326162952.8233
commercial lighting | High-Bay LFL: T5 4xF54 HO High Bay | 2023 | FIXED_OM | REPLACEMENT | assembly | USD/gigalumen_year | us | us | 3326162952.8233
commercial lighting | High-Bay LFL: T5 4xF54 HO High Bay | 2023 | FIXED_OM | REPLACEMENT | education | USD/gigalumen_year | us | us | 3326162952.8233
commercial lighting | High-Bay LFL: T5 4xF54 HO High Bay | 2023 | FIXED_OM | REPLACEMENT | food sales | USD/gigalumen_year | us | us | 3326162952.8233
commercial lighting | High-Bay LFL: T5 4xF54 HO High Bay | 2023 | FIXED_OM | REPLACEMENT | food service | USD/gigalumen_year | us | us | 3326162952.8233
commercial lighting | High-Bay LFL: T5 4xF54 HO High Bay | 2023 | FIXED_OM | REPLACEMENT | health | USD/gigalumen_year | us | us | 3326162952.8233
commercial lighting | High-Bay LFL: T5 4xF54 HO High Bay | 2023 | FIXED_OM | REPLACEMENT | lodging | USD/gigalumen_year | us | us | 3326162952.8233
commercial lighting | High-Bay LFL: T5 4xF54 HO High Bay | 2023 | FIXED_OM | REPLACEMENT | merc/service | USD/gigalumen_year | us | us | 3326162952.8233
commercial lighting | High-Bay LFL: T5 4xF54 HO High Bay | 2023 | FIXED_OM | REPLACEMENT | office-large | USD/gigalumen_year | us | us | 3326162952.8233
commercial lighting | High-Bay LFL: T5 4xF54 HO High Bay | 2023 | FIXED_OM | REPLACEMENT | office-small | USD/gigalumen_year | us | us | 3326162952.8233
commercial lighting | High-Bay LFL: T5 4xF54 HO High Bay | 2023 | FIXED_OM | REPLACEMENT | other | USD/gigalumen_year | us | us | 3326162952.8233
commercial lighting | High-Bay LFL: T5 4xF54 HO High Bay | 2023 | FIXED_OM | REPLACEMENT | warehouse | USD/gigalumen_year | us | us | 3326162952.8233
commercial lighting | High-Bay LFL: T5 4xF54 HO High Bay | 2024 | CAPITAL | NEW | assembly | USD/gigalumen_year | us | us | 98845294530.2303
commercial lighting | High-Bay LFL: T5 4xF54 HO High Bay | 2024 | CAPITAL | NEW | education | USD/gigalumen_year | us | us | 98845294530.2303
commercial lighting | High-Bay LFL: T5 4xF54 HO High Bay | 2024 | CAPITAL | NEW | food sales | USD/gigalumen_year | us | us | 98845294530.2303
commercial lighting | High-Bay LFL: T5 4xF54 HO High Bay | 2024 | CAPITAL | NEW | food service | USD/gigalumen_year | us | us | 98845294530.2303
commercial lighting | High-Bay LFL: T5 4xF54 HO High Bay | 2024 | CAPITAL | NEW | health | USD/gigalumen_year | us | us | 98845294530.2303
commercial lighting | High-Bay LFL: T5 4xF54 HO High Bay | 2024 | CAPITAL | NEW | lodging | USD/gigalumen_year | us | us | 98845294530.2303
commercial lighting | High-Bay LFL: T5 4xF54 HO High Bay | 2024 | CAPITAL | NEW | merc/service | USD/gigalumen_year | us | us | 98845294530.2303
commercial lighting | High-Bay LFL: T5 4xF54 HO High Bay | 2024 | CAPITAL | NEW | office-large | USD/gigalumen_year | us | us | 98845294530.2303
commercial lighting | High-Bay LFL: T5 4xF54 HO High Bay | 2024 | CAPITAL | NEW | office-small | USD/gigalumen_year | us | us | 98845294530.2303
commercial lighting | High-Bay LFL: T5 4xF54 HO High Bay | 2024 | CAPITAL | NEW | other | USD/gigalumen_year | us | us | 98845294530.2303
commercial lighting | High-Bay LFL: T5 4xF54 HO High Bay | 2024 | CAPITAL | NEW | warehouse | USD/gigalumen_year | us | us | 98845294530.2303
commercial lighting | High-Bay LFL: T5 4xF54 HO High Bay | 2024 | CAPITAL | REPLACEMENT | assembly | USD/gigalumen_year | us | us | 98845294530.2303
commercial lighting | High-Bay LFL: T5 4xF54 HO High Bay | 2024 | CAPITAL | REPLACEMENT | education | USD/gigalumen_year | us | us | 98845294530.2303
commercial lighting | High-Bay LFL: T5 4xF54 HO High Bay | 2024 | CAPITAL | REPLACEMENT | food sales | USD/gigalumen_year | us | us | 98845294530.2303
commercial lighting | High-Bay LFL: T5 4xF54 HO High Bay | 2024 | CAPITAL | REPLACEMENT | food service | USD/gigalumen_year | us | us | 98845294530.2303
commercial lighting | High-Bay LFL: T5 4xF54 HO High Bay | 2024 | CAPITAL | REPLACEMENT | health | USD/gigalumen_year | us | us | 98845294530.2303
commercial lighting | High-Bay LFL: T5 4xF54 HO High Bay | 2024 | CAPITAL | REPLACEMENT | lodging | USD/gigalumen_year | us | us | 98845294530.2303
commercial lighting | High-Bay LFL: T5 4xF54 HO High Bay | 2024 | CAPITAL | REPLACEMENT | merc/service | USD/gigalumen_year | us | us | 98845294530.2303
commercial lighting | High-Bay LFL: T5 4xF54 HO High Bay | 2024 | CAPITAL | REPLACEMENT | office-large | USD/gigalumen_year | us | us | 98845294530.2303
commercial lighting | High-Bay LFL: T5 4xF54 HO High Bay | 2024 | CAPITAL | REPLACEMENT | office-small | USD/gigalumen_year | us | us | 98845294530.2303
commercial lighting | High-Bay LFL: T5 4xF54 HO High Bay | 2024 | CAPITAL | REPLACEMENT | other | USD/gigalumen_year | us | us | 98845294530.2303
commercial lighting | High-Bay LFL: T5 4xF54 HO High Bay | 2024 | CAPITAL | REPLACEMENT | warehouse | USD/gigalumen_year | us | us | 98845294530.2303
commercial lighting | High-Bay LFL: T5 4xF54 HO High Bay | 2024 | FIXED_OM | NEW | assembly | USD/gigalumen_year | us | us | 3307371071.7339
commercial lighting | High-Bay LFL: T5 4xF54 HO High Bay | 2024 | FIXED_OM | NEW | education | USD/gigalumen_year | us | us | 3307371071.7339
commercial lighting | High-Bay LFL: T5 4xF54 HO High Bay | 2024 | FIXED_OM | NEW | food sales | USD/gigalumen_year | us | us | 3307371071.7339
commercial lighting | High-Bay LFL: T5 4xF54 HO High Bay | 2024 | FIXED_OM | NEW | food service | USD/gigalumen_year | us | us | 3307371071.7339
commercial lighting | High-Bay LFL: T5 4xF54 HO High Bay | 2024 | FIXED_OM | NEW | health | USD/gigalumen_year | us | us | 3307371071.7339
commercial lighting | High-Bay LFL: T5 4xF54 HO High Bay | 2024 | FIXED_OM | NEW | lodging | USD/gigalumen_year | us | us | 3307371071.7339
commercial lighting | High-Bay LFL: T5 4xF54 HO High Bay | 2024 | FIXED_OM | NEW | merc/service | USD/gigalumen_year | us | us | 3307371071.7339
commercial lighting | High-Bay LFL: T5 4xF54 HO High Bay | 2024 | FIXED_OM | NEW | office-large | USD/gigalumen_year | us | us | 3307371071.7339
commercial lighting | High-Bay LFL: T5 4xF54 HO High Bay | 2024 | FIXED_OM | NEW | office-small | USD/gigalumen_year | us | us | 3307371071.7339
commercial lighting | High-Bay LFL: T5 4xF54 HO High Bay | 2024 | FIXED_OM | NEW | other | USD/gigalumen_year | us | us | 3307371071.7339
commercial lighting | High-Bay LFL: T5 4xF54 HO High Bay | 2024 | FIXED_OM | NEW | warehouse | USD/gigalumen_year | us | us | 3307371071.7339
commercial lighting | High-Bay LFL: T5 4xF54 HO High Bay | 2024 | FIXED_OM | REPLACEMENT | assembly | USD/gigalumen_year | us | us | 3307371071.7339
commercial lighting | High-Bay LFL: T5 4xF54 HO High Bay | 2024 | FIXED_OM | REPLACEMENT | education | USD/gigalumen_year | us | us | 3307371071.7339
commercial lighting | High-Bay LFL: T5 4xF54 HO High Bay | 2024 | FIXED_OM | REPLACEMENT | food sales | USD/gigalumen_year | us | us | 3307371071.7339
commercial lighting | High-Bay LFL: T5 4xF54 HO High Bay | 2024 | FIXED_OM | REPLACEMENT | food service | USD/gigalumen_year | us | us | 3307371071.7339
commercial lighting | High-Bay LFL: T5 4xF54 HO High Bay | 2024 | FIXED_OM | REPLACEMENT | health | USD/gigalumen_year | us | us | 3307371071.7339
commercial lighting | High-Bay LFL: T5 4xF54 HO High Bay | 2024 | FIXED_OM | REPLACEMENT | lodging | USD/gigalumen_year | us | us | 3307371071.7339
commercial lighting | High-Bay LFL: T5 4xF54 HO High Bay | 2024 | FIXED_OM | REPLACEMENT | merc/service | USD/gigalumen_year | us | us | 3307371071.7339
commercial lighting | High-Bay LFL: T5 4xF54 HO High Bay | 2024 | FIXED_OM | REPLACEMENT | office-large | USD/gigalumen_year | us | us | 3307371071.7339
commercial lighting | High-Bay LFL: T5 4xF54 HO High Bay | 2024 | FIXED_OM | REPLACEMENT | office-small | USD/gigalumen_year | us | us | 3307371071.7339
commercial lighting | High-Bay LFL: T5 4xF54 HO High Bay | 2024 | FIXED_OM | REPLACEMENT | other | USD/gigalumen_year | us | us | 3307371071.7339
commercial lighting | High-Bay LFL: T5 4xF54 HO High Bay | 2024 | FIXED_OM | REPLACEMENT | warehouse | USD/gigalumen_year | us | us | 3307371071.7339
commercial lighting | High-Bay LFL: T5 4xF54 HO High Bay | 2025 | CAPITAL | NEW | assembly | USD/gigalumen_year | us | us | 98469456908.4423
commercial lighting | High-Bay LFL: T5 4xF54 HO High Bay | 2025 | CAPITAL | NEW | education | USD/gigalumen_year | us | us | 98469456908.4423
commercial lighting | High-Bay LFL: T5 4xF54 HO High Bay | 2025 | CAPITAL | NEW | food sales | USD/gigalumen_year | us | us | 98469456908.4423
commercial lighting | High-Bay LFL: T5 4xF54 HO High Bay | 2025 | CAPITAL | NEW | food service | USD/gigalumen_year | us | us | 98469456908.4423
commercial lighting | High-Bay LFL: T5 4xF54 HO High Bay | 2025 | CAPITAL | NEW | health | USD/gigalumen_year | us | us | 98469456908.4423
commercial lighting | High-Bay LFL: T5 4xF54 HO High Bay | 2025 | CAPITAL | NEW | lodging | USD/gigalumen_year | us | us | 98469456908.4423
commercial lighting | High-Bay LFL: T5 4xF54 HO High Bay | 2025 | CAPITAL | NEW | merc/service | USD/gigalumen_year | us | us | 98469456908.4423
commercial lighting | High-Bay LFL: T5 4xF54 HO High Bay | 2025 | CAPITAL | NEW | office-large | USD/gigalumen_year | us | us | 98469456908.4423
commercial lighting | High-Bay LFL: T5 4xF54 HO High Bay | 2025 | CAPITAL | NEW | office-small | USD/gigalumen_year | us | us | 98469456908.4423
commercial lighting | High-Bay LFL: T5 4xF54 HO High Bay | 2025 | CAPITAL | NEW | other | USD/gigalumen_year | us | us | 98469456908.4423
commercial lighting | High-Bay LFL: T5 4xF54 HO High Bay | 2025 | CAPITAL | NEW | warehouse | USD/gigalumen_year | us | us | 98469456908.4423
commercial lighting | High-Bay LFL: T5 4xF54 HO High Bay | 2025 | CAPITAL | REPLACEMENT | assembly | USD/gigalumen_year | us | us | 98469456908.4423
commercial lighting | High-Bay LFL: T5 4xF54 HO High Bay | 2025 | CAPITAL | REPLACEMENT | education | USD/gigalumen_year | us | us | 98469456908.4423
commercial lighting | High-Bay LFL: T5 4xF54 HO High Bay | 2025 | CAPITAL | REPLACEMENT | food sales | USD/gigalumen_year | us | us | 98469456908.4423
commercial lighting | High-Bay LFL: T5 4xF54 HO High Bay | 2025 | CAPITAL | REPLACEMENT | food service | USD/gigalumen_year | us | us | 98469456908.4423
commercial lighting | High-Bay LFL: T5 4xF54 HO High Bay | 2025 | CAPITAL | REPLACEMENT | health | USD/gigalumen_year | us | us | 98469456908.4423
commercial lighting | High-Bay LFL: T5 4xF54 HO High Bay | 2025 | CAPITAL | REPLACEMENT | lodging | USD/gigalumen_year | us | us | 98469456908.4423
commercial lighting | High-Bay LFL: T5 4xF54 HO High Bay | 2025 | CAPITAL | REPLACEMENT | merc/service | USD/gigalumen_year | us | us | 98469456908.4423
commercial lighting | High-Bay LFL: T5 4xF54 HO High Bay | 2025 | CAPITAL | REPLACEMENT | office-large | USD/gigalumen_year | us | us | 98469456908.4423
commercial lighting | High-Bay LFL: T5 4xF54 HO High Bay | 2025 | CAPITAL | REPLACEMENT | office-small | USD/gigalumen_year | us | us | 98469456908.4423
commercial lighting | High-Bay LFL: T5 4xF54 HO High Bay | 2025 | CAPITAL | REPLACEMENT | other | USD/gigalumen_year | us | us | 98469456908.4423
commercial lighting | High-Bay LFL: T5 4xF54 HO High Bay | 2025 | CAPITAL | REPLACEMENT | warehouse | USD/gigalumen_year | us | us | 98469456908.4423
commercial lighting | High-Bay LFL: T5 4xF54 HO High Bay | 2025 | FIXED_OM | NEW | assembly | USD/gigalumen_year | us | us | 3288579190.6445
commercial lighting | High-Bay LFL: T5 4xF54 HO High Bay | 2025 | FIXED_OM | NEW | education | USD/gigalumen_year | us | us | 3288579190.6445
commercial lighting | High-Bay LFL: T5 4xF54 HO High Bay | 2025 | FIXED_OM | NEW | food sales | USD/gigalumen_year | us | us | 3288579190.6445
commercial lighting | High-Bay LFL: T5 4xF54 HO High Bay | 2025 | FIXED_OM | NEW | food service | USD/gigalumen_year | us | us | 3288579190.6445
commercial lighting | High-Bay LFL: T5 4xF54 HO High Bay | 2025 | FIXED_OM | NEW | health | USD/gigalumen_year | us | us | 3288579190.6445
commercial lighting | High-Bay LFL: T5 4xF54 HO High Bay | 2025 | FIXED_OM | NEW | lodging | USD/gigalumen_year | us | us | 3288579190.6445
commercial lighting | High-Bay LFL: T5 4xF54 HO High Bay | 2025 | FIXED_OM | NEW | merc/service | USD/gigalumen_year | us | us | 3288579190.6445
commercial lighting | High-Bay LFL: T5 4xF54 HO High Bay | 2025 | FIXED_OM | NEW | office-large | USD/gigalumen_year | us | us | 3288579190.6445
commercial lighting | High-Bay LFL: T5 4xF54 HO High Bay | 2025 | FIXED_OM | NEW | office-small | USD/gigalumen_year | us | us | 3288579190.6445
commercial lighting | High-Bay LFL: T5 4xF54 HO High Bay | 2025 | FIXED_OM | NEW | other | USD/gigalumen_year | us | us | 3288579190.6445
commercial lighting | High-Bay LFL: T5 4xF54 HO High Bay | 2025 | FIXED_OM | NEW | warehouse | USD/gigalumen_year | us | us | 3288579190.6445
commercial lighting | High-Bay LFL: T5 4xF54 HO High Bay | 2025 | FIXED_OM | REPLACEMENT | assembly | USD/gigalumen_year | us | us | 3288579190.6445
commercial lighting | High-Bay LFL: T5 4xF54 HO High Bay | 2025 | FIXED_OM | REPLACEMENT | education | USD/gigalumen_year | us | us | 3288579190.6445
commercial lighting | High-Bay LFL: T5 4xF54 HO High Bay | 2025 | FIXED_OM | REPLACEMENT | food sales | USD/gigalumen_year | us | us | 3288579190.6445
commercial lighting | High-Bay LFL: T5 4xF54 HO High Bay | 2025 | FIXED_OM | REPLACEMENT | food service | USD/gigalumen_year | us | us | 3288579190.6445
commercial lighting | High-Bay LFL: T5 4xF54 HO High Bay | 2025 | FIXED_OM | REPLACEMENT | health | USD/gigalumen_year | us | us | 3288579190.6445
commercial lighting | High-Bay LFL: T5 4xF54 HO High Bay | 2025 | FIXED_OM | REPLACEMENT | lodging | USD/gigalumen_year | us | us | 3288579190.6445
commercial lighting | High-Bay LFL: T5 4xF54 HO High Bay | 2025 | FIXED_OM | REPLACEMENT | merc/service | USD/gigalumen_year | us | us | 3288579190.6445
commercial lighting | High-Bay LFL: T5 4xF54 HO High Bay | 2025 | FIXED_OM | REPLACEMENT | office-large | USD/gigalumen_year | us | us | 3288579190.6445
commercial lighting | High-Bay LFL: T5 4xF54 HO High Bay | 2025 | FIXED_OM | REPLACEMENT | office-small | USD/gigalumen_year | us | us | 3288579190.6445
commercial lighting | High-Bay LFL: T5 4xF54 HO High Bay | 2025 | FIXED_OM | REPLACEMENT | other | USD/gigalumen_year | us | us | 3288579190.6445
commercial lighting | High-Bay LFL: T5 4xF54 HO High Bay | 2025 | FIXED_OM | REPLACEMENT | warehouse | USD/gigalumen_year | us | us | 3288579190.6445
commercial lighting | High-Bay LFL: T5 4xF54 HO High Bay | 2026 | CAPITAL | NEW | assembly | USD/gigalumen_year | us | us | 98093619286.6543
commercial lighting | High-Bay LFL: T5 4xF54 HO High Bay | 2026 | CAPITAL | NEW | education | USD/gigalumen_year | us | us | 98093619286.6543
commercial lighting | High-Bay LFL: T5 4xF54 HO High Bay | 2026 | CAPITAL | NEW | food sales | USD/gigalumen_year | us | us | 98093619286.6543
commercial lighting | High-Bay LFL: T5 4xF54 HO High Bay | 2026 | CAPITAL | NEW | food service | USD/gigalumen_year | us | us | 98093619286.6543
commercial lighting | High-Bay LFL: T5 4xF54 HO High Bay | 2026 | CAPITAL | NEW | health | USD/gigalumen_year | us | us | 98093619286.6543
commercial lighting | High-Bay LFL: T5 4xF54 HO High Bay | 2026 | CAPITAL | NEW | lodging | USD/gigalumen_year | us | us | 98093619286.6543
commercial lighting | High-Bay LFL: T5 4xF54 HO High Bay | 2026 | CAPITAL | NEW | merc/service | USD/gigalumen_year | us | us | 98093619286.6543
commercial lighting | High-Bay LFL: T5 4xF54 HO High Bay | 2026 | CAPITAL | NEW | office-large | USD/gigalumen_year | us | us | 98093619286.6543
commercial lighting | High-Bay LFL: T5 4xF54 HO High Bay | 2026 | CAPITAL | NEW | office-small | USD/gigalumen_year | us | us | 98093619286.6543
commercial lighting | High-Bay LFL: T5 4xF54 HO High Bay | 2026 | CAPITAL | NEW | other | USD/gigalumen_year | us | us | 98093619286.6543
commercial lighting | High-Bay LFL: T5 4xF54 HO High Bay | 2026 | CAPITAL | NEW | warehouse | USD/gigalumen_year | us | us | 98093619286.6543
commercial lighting | High-Bay LFL: T5 4xF54 HO High Bay | 2026 | CAPITAL | REPLACEMENT | assembly | USD/gigalumen_year | us | us | 98093619286.6543
commercial lighting | High-Bay LFL: T5 4xF54 HO High Bay | 2026 | CAPITAL | REPLACEMENT | education | USD/gigalumen_year | us | us | 98093619286.6543
commercial lighting | High-Bay LFL: T5 4xF54 HO High Bay | 2026 | CAPITAL | REPLACEMENT | food sales | USD/gigalumen_year | us | us | 98093619286.6543
commercial lighting | High-Bay LFL: T5 4xF54 HO High Bay | 2026 | CAPITAL | REPLACEMENT | food service | USD/gigalumen_year | us | us | 98093619286.6543
commercial lighting | High-Bay LFL: T5 4xF54 HO High Bay | 2026 | CAPITAL | REPLACEMENT | health | USD/gigalumen_year | us | us | 98093619286.6543
commercial lighting | High-Bay LFL: T5 4xF54 HO High Bay | 2026 | CAPITAL | REPLACEMENT | lodging | USD/gigalumen_year | us | us | 98093619286.6543
commercial lighting | High-Bay LFL: T5 4xF54 HO High Bay | 2026 | CAPITAL | REPLACEMENT | merc/service | USD/gigalumen_year | us | us | 98093619286.6543
commercial lighting | High-Bay LFL: T5 4xF54 HO High Bay | 2026 | CAPITAL | REPLACEMENT | office-large | USD/gigalumen_year | us | us | 98093619286.6543
commercial lighting | High-Bay LFL: T5 4xF54 HO High Bay | 2026 | CAPITAL | REPLACEMENT | office-small | USD/gigalumen_year | us | us | 98093619286.6543
commercial lighting | High-Bay LFL: T5 4xF54 HO High Bay | 2026 | CAPITAL | REPLACEMENT | other | USD/gigalumen_year | us | us | 98093619286.6543
commercial lighting | High-Bay LFL: T5 4xF54 HO High Bay | 2026 | CAPITAL | REPLACEMENT | warehouse | USD/gigalumen_year | us | us | 98093619286.6543
commercial lighting | High-Bay LFL: T5 4xF54 HO High Bay | 2026 | FIXED_OM | NEW | assembly | USD/gigalumen_year | us | us | 3269787309.5551
commercial lighting | High-Bay LFL: T5 4xF54 HO High Bay | 2026 | FIXED_OM | NEW | education | USD/gigalumen_year | us | us | 3269787309.5551
commercial lighting | High-Bay LFL: T5 4xF54 HO High Bay | 2026 | FIXED_OM | NEW | food sales | USD/gigalumen_year | us | us | 3269787309.5551
commercial lighting | High-Bay LFL: T5 4xF54 HO High Bay | 2026 | FIXED_OM | NEW | food service | USD/gigalumen_year | us | us | 3269787309.5551
commercial lighting | High-Bay LFL: T5 4xF54 HO High Bay | 2026 | FIXED_OM | NEW | health | USD/gigalumen_year | us | us | 3269787309.5551
commercial lighting | High-Bay LFL: T5 4xF54 HO High Bay | 2026 | FIXED_OM | NEW | lodging | USD/gigalumen_year | us | us | 3269787309.5551
commercial lighting | High-Bay LFL: T5 4xF54 HO High Bay | 2026 | FIXED_OM | NEW | merc/service | USD/gigalumen_year | us | us | 3269787309.5551
commercial lighting | High-Bay LFL: T5 4xF54 HO High Bay | 2026 | FIXED_OM | NEW | office-large | USD/gigalumen_year | us | us | 3269787309.5551
commercial lighting | High-Bay LFL: T5 4xF54 HO High Bay | 2026 | FIXED_OM | NEW | office-small | USD/gigalumen_year | us | us | 3269787309.5551
commercial lighting | High-Bay LFL: T5 4xF54 HO High Bay | 2026 | FIXED_OM | NEW | other | USD/gigalumen_year | us | us | 3269787309.5551
commercial lighting | High-Bay LFL: T5 4xF54 HO High Bay | 2026 | FIXED_OM | NEW | warehouse | USD/gigalumen_year | us | us | 3269787309.5551
commercial lighting | High-Bay LFL: T5 4xF54 HO High Bay | 2026 | FIXED_OM | REPLACEMENT | assembly | USD/gigalumen_year | us | us | 3269787309.5551
commercial lighting | High-Bay LFL: T5 4xF54 HO High Bay | 2026 | FIXED_OM | REPLACEMENT | education | USD/gigalumen_year | us | us | 3269787309.5551
commercial lighting | High-Bay LFL: T5 4xF54 HO High Bay | 2026 | FIXED_OM | REPLACEMENT | food sales | USD/gigalumen_year | us | us | 3269787309.5551
commercial lighting | High-Bay LFL: T5 4xF54 HO High Bay | 2026 | FIXED_OM | REPLACEMENT | food service | USD/gigalumen_year | us | us | 3269787309.5551
commercial lighting | High-Bay LFL: T5 4xF54 HO High Bay | 2026 | FIXED_OM | REPLACEMENT | health | USD/gigalumen_year | us | us | 3269787309.5551
commercial lighting | High-Bay LFL: T5 4xF54 HO High Bay | 2026 | FIXED_OM | REPLACEMENT | lodging | USD/gigalumen_year | us | us | 3269787309.5551
commercial lighting | High-Bay LFL: T5 4xF54 HO High Bay | 2026 | FIXED_OM | REPLACEMENT | merc/service | USD/gigalumen_year | us | us | 3269787309.5551
commercial lighting | High-Bay LFL: T5 4xF54 HO High Bay | 2026 | FIXED_OM | REPLACEMENT | office-large | USD/gigalumen_year | us | us | 3269787309.5551
commercial lighting | High-Bay LFL: T5 4xF54 HO High Bay | 2026 | FIXED_OM | REPLACEMENT | office-small | USD/gigalumen_year | us | us | 3269787309.5551
commercial lighting | High-Bay LFL: T5 4xF54 HO High Bay | 2026 | FIXED_OM | REPLACEMENT | other | USD/gigalumen_year | us | us | 3269787309.5551
commercial lighting | High-Bay LFL: T5 4xF54 HO High Bay | 2026 | FIXED_OM | REPLACEMENT | warehouse | USD/gigalumen_year | us | us | 3269787309.5551
commercial lighting | High-Bay LFL: T5 4xF54 HO High Bay | 2027 | CAPITAL | NEW | assembly | USD/gigalumen_year | us | us | 97717781664.8664
commercial lighting | High-Bay LFL: T5 4xF54 HO High Bay | 2027 | CAPITAL | NEW | education | USD/gigalumen_year | us | us | 97717781664.8664
commercial lighting | High-Bay LFL: T5 4xF54 HO High Bay | 2027 | CAPITAL | NEW | food sales | USD/gigalumen_year | us | us | 97717781664.8664
commercial lighting | High-Bay LFL: T5 4xF54 HO High Bay | 2027 | CAPITAL | NEW | food service | USD/gigalumen_year | us | us | 97717781664.8664
commercial lighting | High-Bay LFL: T5 4xF54 HO High Bay | 2027 | CAPITAL | NEW | health | USD/gigalumen_year | us | us | 97717781664.8664
commercial lighting | High-Bay LFL: T5 4xF54 HO High Bay | 2027 | CAPITAL | NEW | lodging | USD/gigalumen_year | us | us | 97717781664.8664
commercial lighting | High-Bay LFL: T5 4xF54 HO High Bay | 2027 | CAPITAL | NEW | merc/service | USD/gigalumen_year | us | us | 97717781664.8664
commercial lighting | High-Bay LFL: T5 4xF54 HO High Bay | 2027 | CAPITAL | NEW | office-large | USD/gigalumen_year | us | us | 97717781664.8664
commercial lighting | High-Bay LFL: T5 4xF54 HO High Bay | 2027 | CAPITAL | NEW | office-small | USD/gigalumen_year | us | us | 97717781664.8664
commercial lighting | High-Bay LFL: T5 4xF54 HO High Bay | 2027 | CAPITAL | NEW | other | USD/gigalumen_year | us | us | 97717781664.8664
commercial lighting | High-Bay LFL: T5 4xF54 HO High Bay | 2027 | CAPITAL | NEW | warehouse | USD/gigalumen_year | us | us | 97717781664.8664
commercial lighting | High-Bay LFL: T5 4xF54 HO High Bay | 2027 | CAPITAL | REPLACEMENT | assembly | USD/gigalumen_year | us | us | 97717781664.8664
commercial lighting | High-Bay LFL: T5 4xF54 HO High Bay | 2027 | CAPITAL | REPLACEMENT | education | USD/gigalumen_year | us | us | 97717781664.8664
commercial lighting | High-Bay LFL: T5 4xF54 HO High Bay | 2027 | CAPITAL | REPLACEMENT | food sales | USD/gigalumen_year | us | us | 97717781664.8664
commercial lighting | High-Bay LFL: T5 4xF54 HO High Bay | 2027 | CAPITAL | REPLACEMENT | food service | USD/gigalumen_year | us | us | 97717781664.8664
commercial lighting | High-Bay LFL: T5 4xF54 HO High Bay | 2027 | CAPITAL | REPLACEMENT | health | USD/gigalumen_year | us | us | 97717781664.8664
commercial lighting | High-Bay LFL: T5 4xF54 HO High Bay | 2027 | CAPITAL | REPLACEMENT | lodging | USD/gigalumen_year | us | us | 97717781664.8664
commercial lighting | High-Bay LFL: T5 4xF54 HO High Bay | 2027 | CAPITAL | REPLACEMENT | merc/service | USD/gigalumen_year | us | us | 97717781664.8664
commercial lighting | High-Bay LFL: T5 4xF54 HO High Bay | 2027 | CAPITAL | REPLACEMENT | office-large | USD/gigalumen_year | us | us | 97717781664.8664
commercial lighting | High-Bay LFL: T5 4xF54 HO High Bay | 2027 | CAPITAL | REPLACEMENT | office-small | USD/gigalumen_year | us | us | 97717781664.8664
commercial lighting | High-Bay LFL: T5 4xF54 HO High Bay | 2027 | CAPITAL | REPLACEMENT | other | USD/gigalumen_year | us | us | 97717781664.8664
commercial lighting | High-Bay LFL: T5 4xF54 HO High Bay | 2027 | CAPITAL | REPLACEMENT | warehouse | USD/gigalumen_year | us | us | 97717781664.8664
commercial lighting | High-Bay LFL: T5 4xF54 HO High Bay | 2027 | FIXED_OM | NEW | assembly | USD/gigalumen_year | us | us | 3250995428.4657
commercial lighting | High-Bay LFL: T5 4xF54 HO High Bay | 2027 | FIXED_OM | NEW | education | USD/gigalumen_year | us | us | 3250995428.4657
commercial lighting | High-Bay LFL: T5 4xF54 HO High Bay | 2027 | FIXED_OM | NEW | food sales | USD/gigalumen_year | us | us | 3250995428.4657
commercial lighting | High-Bay LFL: T5 4xF54 HO High Bay | 2027 | FIXED_OM | NEW | food service | USD/gigalumen_year | us | us | 3250995428.4657
commercial lighting | High-Bay LFL: T5 4xF54 HO High Bay | 2027 | FIXED_OM | NEW | health | USD/gigalumen_year | us | us | 3250995428.4657
commercial lighting | High-Bay LFL: T5 4xF54 HO High Bay | 2027 | FIXED_OM | NEW | lodging | USD/gigalumen_year | us | us | 3250995428.4657
commercial lighting | High-Bay LFL: T5 4xF54 HO High Bay | 2027 | FIXED_OM | NEW | merc/service | USD/gigalumen_year | us | us | 3250995428.4657
commercial lighting | High-Bay LFL: T5 4xF54 HO High Bay | 2027 | FIXED_OM | NEW | office-large | USD/gigalumen_year | us | us | 3250995428.4657
commercial lighting | High-Bay LFL: T5 4xF54 HO High Bay | 2027 | FIXED_OM | NEW | office-small | USD/gigalumen_year | us | us | 3250995428.4657
commercial lighting | High-Bay LFL: T5 4xF54 HO High Bay | 2027 | FIXED_OM | NEW | other | USD/gigalumen_year | us | us | 3250995428.4657
commercial lighting | High-Bay LFL: T5 4xF54 HO High Bay | 2027 | FIXED_OM | NEW | warehouse | USD/gigalumen_year | us | us | 3250995428.4657
commercial lighting | High-Bay LFL: T5 4xF54 HO High Bay | 2027 | FIXED_OM | REPLACEMENT | assembly | USD/gigalumen_year | us | us | 3250995428.4657
commercial lighting | High-Bay LFL: T5 4xF54 HO High Bay | 2027 | FIXED_OM | REPLACEMENT | education | USD/gigalumen_year | us | us | 3250995428.4657
commercial lighting | High-Bay LFL: T5 4xF54 HO High Bay | 2027 | FIXED_OM | REPLACEMENT | food sales | USD/gigalumen_year | us | us | 3250995428.4657
commercial lighting | High-Bay LFL: T5 4xF54 HO High Bay | 2027 | FIXED_OM | REPLACEMENT | food service | USD/gigalumen_year | us | us | 3250995428.4657
commercial lighting | High-Bay LFL: T5 4xF54 HO High Bay | 2027 | FIXED_OM | REPLACEMENT | health | USD/gigalumen_year | us | us | 3250995428.4657
commercial lighting | High-Bay LFL: T5 4xF54 HO High Bay | 2027 | FIXED_OM | REPLACEMENT | lodging | USD/gigalumen_year | us | us | 3250995428.4657
commercial lighting | High-Bay LFL: T5 4xF54 HO High Bay | 2027 | FIXED_OM | REPLACEMENT | merc/service | USD/gigalumen_year | us | us | 3250995428.4657
commercial lighting | High-Bay LFL: T5 4xF54 HO High Bay | 2027 | FIXED_OM | REPLACEMENT | office-large | USD/gigalumen_year | us | us | 3250995428.4657
commercial lighting | High-Bay LFL: T5 4xF54 HO High Bay | 2027 | FIXED_OM | REPLACEMENT | office-small | USD/gigalumen_year | us | us | 3250995428.4657
commercial lighting | High-Bay LFL: T5 4xF54 HO High Bay | 2027 | FIXED_OM | REPLACEMENT | other | USD/gigalumen_year | us | us | 3250995428.4657
commercial lighting | High-Bay LFL: T5 4xF54 HO High Bay | 2027 | FIXED_OM | REPLACEMENT | warehouse | USD/gigalumen_year | us | us | 3250995428.4657
commercial lighting | High-Bay LFL: T5 4xF54 HO High Bay | 2028 | CAPITAL | NEW | assembly | USD/gigalumen_year | us | us | 97341944043.0784
commercial lighting | High-Bay LFL: T5 4xF54 HO High Bay | 2028 | CAPITAL | NEW | education | USD/gigalumen_year | us | us | 97341944043.0784
commercial lighting | High-Bay LFL: T5 4xF54 HO High Bay | 2028 | CAPITAL | NEW | food sales | USD/gigalumen_year | us | us | 97341944043.0784
commercial lighting | High-Bay LFL: T5 4xF54 HO High Bay | 2028 | CAPITAL | NEW | food service | USD/gigalumen_year | us | us | 97341944043.0784
commercial lighting | High-Bay LFL: T5 4xF54 HO High Bay | 2028 | CAPITAL | NEW | health | USD/gigalumen_year | us | us | 97341944043.0784
commercial lighting | High-Bay LFL: T5 4xF54 HO High Bay | 2028 | CAPITAL | NEW | lodging | USD/gigalumen_year | us | us | 97341944043.0784
commercial lighting | High-Bay LFL: T5 4xF54 HO High Bay | 2028 | CAPITAL | NEW | merc/service | USD/gigalumen_year | us | us | 97341944043.0784
commercial lighting | High-Bay LFL: T5 4xF54 HO High Bay | 2028 | CAPITAL | NEW | office-large | USD/gigalumen_year | us | us | 97341944043.0784
commercial lighting | High-Bay LFL: T5 4xF54 HO High Bay | 2028 | CAPITAL | NEW | office-small | USD/gigalumen_year | us | us | 97341944043.0784
commercial lighting | High-Bay LFL: T5 4xF54 HO High Bay | 2028 | CAPITAL | NEW | other | USD/gigalumen_year | us | us | 97341944043.0784
commercial lighting | High-Bay LFL: T5 4xF54 HO High Bay | 2028 | CAPITAL | NEW | warehouse | USD/gigalumen_year | us | us | 97341944043.0784
commercial lighting | High-Bay LFL: T5 4xF54 HO High Bay | 2028 | CAPITAL | REPLACEMENT | assembly | USD/gigalumen_year | us | us | 97341944043.0784
commercial lighting | High-Bay LFL: T5 4xF54 HO High Bay | 2028 | CAPITAL | REPLACEMENT | education | USD/gigalumen_year | us | us | 97341944043.0784
commercial lighting | High-Bay LFL: T5 4xF54 HO High Bay | 2028 | CAPITAL | REPLACEMENT | food sales | USD/gigalumen_year | us | us | 97341944043.0784
commercial lighting | High-Bay LFL: T5 4xF54 HO High Bay | 2028 | CAPITAL | REPLACEMENT | food service | USD/gigalumen_year | us | us | 97341944043.0784
commercial lighting | High-Bay LFL: T5 4xF54 HO High Bay | 2028 | CAPITAL | REPLACEMENT | health | USD/gigalumen_year | us | us | 97341944043.0784
commercial lighting | High-Bay LFL: T5 4xF54 HO High Bay | 2028 | CAPITAL | REPLACEMENT | lodging | USD/gigalumen_year | us | us | 97341944043.0784
commercial lighting | High-Bay LFL: T5 4xF54 HO High Bay | 2028 | CAPITAL | REPLACEMENT | merc/service | USD/gigalumen_year | us | us | 97341944043.0784
commercial lighting | High-Bay LFL: T5 4xF54 HO High Bay | 2028 | CAPITAL | REPLACEMENT | office-large | USD/gigalumen_year | us | us | 97341944043.0784
commercial lighting | High-Bay LFL: T5 4xF54 HO High Bay | 2028 | CAPITAL | REPLACEMENT | office-small | USD/gigalumen_year | us | us | 97341944043.0784
commercial lighting | High-Bay LFL: T5 4xF54 HO High Bay | 2028 | CAPITAL | REPLACEMENT | other | USD/gigalumen_year | us | us | 97341944043.0784
commercial lighting | High-Bay LFL: T5 4xF54 HO High Bay | 2028 | CAPITAL | REPLACEMENT | warehouse | USD/gigalumen_year | us | us | 97341944043.0784
commercial lighting | High-Bay LFL: T5 4xF54 HO High Bay | 2028 | FIXED_OM | NEW | assembly | USD/gigalumen_year | us | us | 3232203547.3763
commercial lighting | High-Bay LFL: T5 4xF54 HO High Bay | 2028 | FIXED_OM | NEW | education | USD/gigalumen_year | us | us | 3232203547.3763
commercial lighting | High-Bay LFL: T5 4xF54 HO High Bay | 2028 | FIXED_OM | NEW | food sales | USD/gigalumen_year | us | us | 3232203547.3763
commercial lighting | High-Bay LFL: T5 4xF54 HO High Bay | 2028 | FIXED_OM | NEW | food service | USD/gigalumen_year | us | us | 3232203547.3763
commercial lighting | High-Bay LFL: T5 4xF54 HO High Bay | 2028 | FIXED_OM | NEW | health | USD/gigalumen_year | us | us | 3232203547.3763
commercial lighting | High-Bay LFL: T5 4xF54 HO High Bay | 2028 | FIXED_OM | NEW | lodging | USD/gigalumen_year | us | us | 3232203547.3763
commercial lighting | High-Bay LFL: T5 4xF54 HO High Bay | 2028 | FIXED_OM | NEW | merc/service | USD/gigalumen_year | us | us | 3232203547.3763
commercial lighting | High-Bay LFL: T5 4xF54 HO High Bay | 2028 | FIXED_OM | NEW | office-large | USD/gigalumen_year | us | us | 3232203547.3763
commercial lighting | High-Bay LFL: T5 4xF54 HO High Bay | 2028 | FIXED_OM | NEW | office-small | USD/gigalumen_year | us | us | 3232203547.3763
commercial lighting | High-Bay LFL: T5 4xF54 HO High Bay | 2028 | FIXED_OM | NEW | other | USD/gigalumen_year | us | us | 3232203547.3763
commercial lighting | High-Bay LFL: T5 4xF54 HO High Bay | 2028 | FIXED_OM | NEW | warehouse | USD/gigalumen_year | us | us | 3232203547.3763
commercial lighting | High-Bay LFL: T5 4xF54 HO High Bay | 2028 | FIXED_OM | REPLACEMENT | assembly | USD/gigalumen_year | us | us | 3232203547.3763
commercial lighting | High-Bay LFL: T5 4xF54 HO High Bay | 2028 | FIXED_OM | REPLACEMENT | education | USD/gigalumen_year | us | us | 3232203547.3763
commercial lighting | High-Bay LFL: T5 4xF54 HO High Bay | 2028 | FIXED_OM | REPLACEMENT | food sales | USD/gigalumen_year | us | us | 3232203547.3763
commercial lighting | High-Bay LFL: T5 4xF54 HO High Bay | 2028 | FIXED_OM | REPLACEMENT | food service | USD/gigalumen_year | us | us | 3232203547.3763
commercial lighting | High-Bay LFL: T5 4xF54 HO High Bay | 2028 | FIXED_OM | REPLACEMENT | health | USD/gigalumen_year | us | us | 3232203547.3763
commercial lighting | High-Bay LFL: T5 4xF54 HO High Bay | 2028 | FIXED_OM | REPLACEMENT | lodging | USD/gigalumen_year | us | us | 3232203547.3763
commercial lighting | High-Bay LFL: T5 4xF54 HO High Bay | 2028 | FIXED_OM | REPLACEMENT | merc/service | USD/gigalumen_year | us | us | 3232203547.3763
commercial lighting | High-Bay LFL: T5 4xF54 HO High Bay | 2028 | FIXED_OM | REPLACEMENT | office-large | USD/gigalumen_year | us | us | 3232203547.3763
commercial lighting | High-Bay LFL: T5 4xF54 HO High Bay | 2028 | FIXED_OM | REPLACEMENT | office-small | USD/gigalumen_year | us | us | 3232203547.3763
commercial lighting | High-Bay LFL: T5 4xF54 HO High Bay | 2028 | FIXED_OM | REPLACEMENT | other | USD/gigalumen_year | us | us | 3232203547.3763
commercial lighting | High-Bay LFL: T5 4xF54 HO High Bay | 2028 | FIXED_OM | REPLACEMENT | warehouse | USD/gigalumen_year | us | us | 3232203547.3763
commercial lighting | High-Bay LFL: T5 4xF54 HO High Bay | 2029 | CAPITAL | NEW | assembly | USD/gigalumen_year | us | us | 96966106421.2905
commercial lighting | High-Bay LFL: T5 4xF54 HO High Bay | 2029 | CAPITAL | NEW | education | USD/gigalumen_year | us | us | 96966106421.2905
commercial lighting | High-Bay LFL: T5 4xF54 HO High Bay | 2029 | CAPITAL | NEW | food sales | USD/gigalumen_year | us | us | 96966106421.2905
commercial lighting | High-Bay LFL: T5 4xF54 HO High Bay | 2029 | CAPITAL | NEW | food service | USD/gigalumen_year | us | us | 96966106421.2905
commercial lighting | High-Bay LFL: T5 4xF54 HO High Bay | 2029 | CAPITAL | NEW | health | USD/gigalumen_year | us | us | 96966106421.2905
commercial lighting | High-Bay LFL: T5 4xF54 HO High Bay | 2029 | CAPITAL | NEW | lodging | USD/gigalumen_year | us | us | 96966106421.2905
commercial lighting | High-Bay LFL: T5 4xF54 HO High Bay | 2029 | CAPITAL | NEW | merc/service | USD/gigalumen_year | us | us | 96966106421.2905
commercial lighting | High-Bay LFL: T5 4xF54 HO High Bay | 2029 | CAPITAL | NEW | office-large | USD/gigalumen_year | us | us | 96966106421.2905
commercial lighting | High-Bay LFL: T5 4xF54 HO High Bay | 2029 | CAPITAL | NEW | office-small | USD/gigalumen_year | us | us | 96966106421.2905
commercial lighting | High-Bay LFL: T5 4xF54 HO High Bay | 2029 | CAPITAL | NEW | other | USD/gigalumen_year | us | us | 96966106421.2905
commercial lighting | High-Bay LFL: T5 4xF54 HO High Bay | 2029 | CAPITAL | NEW | warehouse | USD/gigalumen_year | us | us | 96966106421.2905
commercial lighting | High-Bay LFL: T5 4xF54 HO High Bay | 2029 | CAPITAL | REPLACEMENT | assembly | USD/gigalumen_year | us | us | 96966106421.2905
commercial lighting | High-Bay LFL: T5 4xF54 HO High Bay | 2029 | CAPITAL | REPLACEMENT | education | USD/gigalumen_year | us | us | 96966106421.2905
commercial lighting | High-Bay LFL: T5 4xF54 HO High Bay | 2029 | CAPITAL | REPLACEMENT | food sales | USD/gigalumen_year | us | us | 96966106421.2905
commercial lighting | High-Bay LFL: T5 4xF54 HO High Bay | 2029 | CAPITAL | REPLACEMENT | food service | USD/gigalumen_year | us | us | 96966106421.2905
commercial lighting | High-Bay LFL: T5 4xF54 HO High Bay | 2029 | CAPITAL | REPLACEMENT | health | USD/gigalumen_year | us | us | 96966106421.2905
commercial lighting | High-Bay LFL: T5 4xF54 HO High Bay | 2029 | CAPITAL | REPLACEMENT | lodging | USD/gigalumen_year | us | us | 96966106421.2905
commercial lighting | High-Bay LFL: T5 4xF54 HO High Bay | 2029 | CAPITAL | REPLACEMENT | merc/service | USD/gigalumen_year | us | us | 96966106421.2905
commercial lighting | High-Bay LFL: T5 4xF54 HO High Bay | 2029 | CAPITAL | REPLACEMENT | office-large | USD/gigalumen_year | us | us | 96966106421.2905
commercial lighting | High-Bay LFL: T5 4xF54 HO High Bay | 2029 | CAPITAL | REPLACEMENT | office-small | USD/gigalumen_year | us | us | 96966106421.2905
commercial lighting | High-Bay LFL: T5 4xF54 HO High Bay | 2029 | CAPITAL | REPLACEMENT | other | USD/gigalumen_year | us | us | 96966106421.2905
commercial lighting | High-Bay LFL: T5 4xF54 HO High Bay | 2029 | CAPITAL | REPLACEMENT | warehouse | USD/gigalumen_year | us | us | 96966106421.2905
commercial lighting | High-Bay LFL: T5 4xF54 HO High Bay | 2029 | FIXED_OM | NEW | assembly | USD/gigalumen_year | us | us | 3213411666.287
commercial lighting | High-Bay LFL: T5 4xF54 HO High Bay | 2029 | FIXED_OM | NEW | education | USD/gigalumen_year | us | us | 3213411666.287
commercial lighting | High-Bay LFL: T5 4xF54 HO High Bay | 2029 | FIXED_OM | NEW | food sales | USD/gigalumen_year | us | us | 3213411666.287
commercial lighting | High-Bay LFL: T5 4xF54 HO High Bay | 2029 | FIXED_OM | NEW | food service | USD/gigalumen_year | us | us | 3213411666.287
commercial lighting | High-Bay LFL: T5 4xF54 HO High Bay | 2029 | FIXED_OM | NEW | health | USD/gigalumen_year | us | us | 3213411666.287
commercial lighting | High-Bay LFL: T5 4xF54 HO High Bay | 2029 | FIXED_OM | NEW | lodging | USD/gigalumen_year | us | us | 3213411666.287
commercial lighting | High-Bay LFL: T5 4xF54 HO High Bay | 2029 | FIXED_OM | NEW | merc/service | USD/gigalumen_year | us | us | 3213411666.287
commercial lighting | High-Bay LFL: T5 4xF54 HO High Bay | 2029 | FIXED_OM | NEW | office-large | USD/gigalumen_year | us | us | 3213411666.287
commercial lighting | High-Bay LFL: T5 4xF54 HO High Bay | 2029 | FIXED_OM | NEW | office-small | USD/gigalumen_year | us | us | 3213411666.287
commercial lighting | High-Bay LFL: T5 4xF54 HO High Bay | 2029 | FIXED_OM | NEW | other | USD/gigalumen_year | us | us | 3213411666.287
commercial lighting | High-Bay LFL: T5 4xF54 HO High Bay | 2029 | FIXED_OM | NEW | warehouse | USD/gigalumen_year | us | us | 3213411666.287
commercial lighting | High-Bay LFL: T5 4xF54 HO High Bay | 2029 | FIXED_OM | REPLACEMENT | assembly | USD/gigalumen_year | us | us | 3213411666.287
commercial lighting | High-Bay LFL: T5 4xF54 HO High Bay | 2029 | FIXED_OM | REPLACEMENT | education | USD/gigalumen_year | us | us | 3213411666.287
commercial lighting | High-Bay LFL: T5 4xF54 HO High Bay | 2029 | FIXED_OM | REPLACEMENT | food sales | USD/gigalumen_year | us | us | 3213411666.287
commercial lighting | High-Bay LFL: T5 4xF54 HO High Bay | 2029 | FIXED_OM | REPLACEMENT | food service | USD/gigalumen_year | us | us | 3213411666.287
commercial lighting | High-Bay LFL: T5 4xF54 HO High Bay | 2029 | FIXED_OM | REPLACEMENT | health | USD/gigalumen_year | us | us | 3213411666.287
commercial lighting | High-Bay LFL: T5 4xF54 HO High Bay | 2029 | FIXED_OM | REPLACEMENT | lodging | USD/gigalumen_year | us | us | 3213411666.287
commercial lighting | High-Bay LFL: T5 4xF54 HO High Bay | 2029 | FIXED_OM | REPLACEMENT | merc/service | USD/gigalumen_year | us | us | 3213411666.287
commercial lighting | High-Bay LFL: T5 4xF54 HO High Bay | 2029 | FIXED_OM | REPLACEMENT | office-large | USD/gigalumen_year | us | us | 3213411666.287
commercial lighting | High-Bay LFL: T5 4xF54 HO High Bay | 2029 | FIXED_OM | REPLACEMENT | office-small | USD/gigalumen_year | us | us | 3213411666.287
commercial lighting | High-Bay LFL: T5 4xF54 HO High Bay | 2029 | FIXED_OM | REPLACEMENT | other | USD/gigalumen_year | us | us | 3213411666.287
commercial lighting | High-Bay LFL: T5 4xF54 HO High Bay | 2029 | FIXED_OM | REPLACEMENT | warehouse | USD/gigalumen_year | us | us | 3213411666.287
commercial lighting | High-Bay LFL: T5 4xF54 HO High Bay | 2030 | CAPITAL | NEW | assembly | USD/gigalumen_year | us | us | 96590268799.5026
commercial lighting | High-Bay LFL: T5 4xF54 HO High Bay | 2030 | CAPITAL | NEW | education | USD/gigalumen_year | us | us | 96590268799.5026
commercial lighting | High-Bay LFL: T5 4xF54 HO High Bay | 2030 | CAPITAL | NEW | food sales | USD/gigalumen_year | us | us | 96590268799.5026
commercial lighting | High-Bay LFL: T5 4xF54 HO High Bay | 2030 | CAPITAL | NEW | food service | USD/gigalumen_year | us | us | 96590268799.5026
commercial lighting | High-Bay LFL: T5 4xF54 HO High Bay | 2030 | CAPITAL | NEW | health | USD/gigalumen_year | us | us | 96590268799.5026
commercial lighting | High-Bay LFL: T5 4xF54 HO High Bay | 2030 | CAPITAL | NEW | lodging | USD/gigalumen_year | us | us | 96590268799.5026
commercial lighting | High-Bay LFL: T5 4xF54 HO High Bay | 2030 | CAPITAL | NEW | merc/service | USD/gigalumen_year | us | us | 96590268799.5026
commercial lighting | High-Bay LFL: T5 4xF54 HO High Bay | 2030 | CAPITAL | NEW | office-large | USD/gigalumen_year | us | us | 96590268799.5026
commercial lighting | High-Bay LFL: T5 4xF54 HO High Bay | 2030 | CAPITAL | NEW | office-small | USD/gigalumen_year | us | us | 96590268799.5026
commercial lighting | High-Bay LFL: T5 4xF54 HO High Bay | 2030 | CAPITAL | NEW | other | USD/gigalumen_year | us | us | 96590268799.5026
commercial lighting | High-Bay LFL: T5 4xF54 HO High Bay | 2030 | CAPITAL | NEW | warehouse | USD/gigalumen_year | us | us | 96590268799.5026
commercial lighting | High-Bay LFL: T5 4xF54 HO High Bay | 2030 | CAPITAL | REPLACEMENT | assembly | USD/gigalumen_year | us | us | 96590268799.5026
commercial lighting | High-Bay LFL: T5 4xF54 HO High Bay | 2030 | CAPITAL | REPLACEMENT | education | USD/gigalumen_year | us | us | 96590268799.5026
commercial lighting | High-Bay LFL: T5 4xF54 HO High Bay | 2030 | CAPITAL | REPLACEMENT | food sales | USD/gigalumen_year | us | us | 96590268799.5026
commercial lighting | High-Bay LFL: T5 4xF54 HO High Bay | 2030 | CAPITAL | REPLACEMENT | food service | USD/gigalumen_year | us | us | 96590268799.5026
commercial lighting | High-Bay LFL: T5 4xF54 HO High Bay | 2030 | CAPITAL | REPLACEMENT | health | USD/gigalumen_year | us | us | 96590268799.5026
commercial lighting | High-Bay LFL: T5 4xF54 HO High Bay | 2030 | CAPITAL | REPLACEMENT | lodging | USD/gigalumen_year | us | us | 96590268799.5026
commercial lighting | High-Bay LFL: T5 4xF54 HO High Bay | 2030 | CAPITAL | REPLACEMENT | merc/service | USD/gigalumen_year | us | us | 96590268799.5026
commercial lighting | High-Bay LFL: T5 4xF54 HO High Bay | 2030 | CAPITAL | REPLACEMENT | office-large | USD/gigalumen_year | us | us | 96590268799.5026
commercial lighting | High-Bay LFL: T5 4xF54 HO High Bay | 2030 | CAPITAL | REPLACEMENT | office-small | USD/gigalumen_year | us | us | 96590268799.5026
commercial lighting | High-Bay LFL: T5 4xF54 HO High Bay | 2030 | CAPITAL | REPLACEMENT | other | USD/gigalumen_year | us | us | 96590268799.5026
commercial lighting | High-Bay LFL: T5 4xF54 HO High Bay | 2030 | CAPITAL | REPLACEMENT | warehouse | USD/gigalumen_year | us | us | 96590268799.5026
commercial lighting | High-Bay LFL: T5 4xF54 HO High Bay | 2030 | FIXED_OM | NEW | assembly | USD/gigalumen_year | us | us | 3194619785.1975
commercial lighting | High-Bay LFL: T5 4xF54 HO High Bay | 2030 | FIXED_OM | NEW | education | USD/gigalumen_year | us | us | 3194619785.1975
commercial lighting | High-Bay LFL: T5 4xF54 HO High Bay | 2030 | FIXED_OM | NEW | food sales | USD/gigalumen_year | us | us | 3194619785.1975
commercial lighting | High-Bay LFL: T5 4xF54 HO High Bay | 2030 | FIXED_OM | NEW | food service | USD/gigalumen_year | us | us | 3194619785.1975
commercial lighting | High-Bay LFL: T5 4xF54 HO High Bay | 2030 | FIXED_OM | NEW | health | USD/gigalumen_year | us | us | 3194619785.1975
commercial lighting | High-Bay LFL: T5 4xF54 HO High Bay | 2030 | FIXED_OM | NEW | lodging | USD/gigalumen_year | us | us | 3194619785.1975
commercial lighting | High-Bay LFL: T5 4xF54 HO High Bay | 2030 | FIXED_OM | NEW | merc/service | USD/gigalumen_year | us | us | 3194619785.1975
commercial lighting | High-Bay LFL: T5 4xF54 HO High Bay | 2030 | FIXED_OM | NEW | office-large | USD/gigalumen_year | us | us | 3194619785.1975
commercial lighting | High-Bay LFL: T5 4xF54 HO High Bay | 2030 | FIXED_OM | NEW | office-small | USD/gigalumen_year | us | us | 3194619785.1975
commercial lighting | High-Bay LFL: T5 4xF54 HO High Bay | 2030 | FIXED_OM | NEW | other | USD/gigalumen_year | us | us | 3194619785.1975
commercial lighting | High-Bay LFL: T5 4xF54 HO High Bay | 2030 | FIXED_OM | NEW | warehouse | USD/gigalumen_year | us | us | 3194619785.1975
commercial lighting | High-Bay LFL: T5 4xF54 HO High Bay | 2030 | FIXED_OM | REPLACEMENT | assembly | USD/gigalumen_year | us | us | 3194619785.1975
commercial lighting | High-Bay LFL: T5 4xF54 HO High Bay | 2030 | FIXED_OM | REPLACEMENT | education | USD/gigalumen_year | us | us | 3194619785.1975
commercial lighting | High-Bay LFL: T5 4xF54 HO High Bay | 2030 | FIXED_OM | REPLACEMENT | food sales | USD/gigalumen_year | us | us | 3194619785.1975
commercial lighting | High-Bay LFL: T5 4xF54 HO High Bay | 2030 | FIXED_OM | REPLACEMENT | food service | USD/gigalumen_year | us | us | 3194619785.1975
commercial lighting | High-Bay LFL: T5 4xF54 HO High Bay | 2030 | FIXED_OM | REPLACEMENT | health | USD/gigalumen_year | us | us | 3194619785.1975
commercial lighting | High-Bay LFL: T5 4xF54 HO High Bay | 2030 | FIXED_OM | REPLACEMENT | lodging | USD/gigalumen_year | us | us | 3194619785.1975
commercial lighting | High-Bay LFL: T5 4xF54 HO High Bay | 2030 | FIXED_OM | REPLACEMENT | merc/service | USD/gigalumen_year | us | us | 3194619785.1975
commercial lighting | High-Bay LFL: T5 4xF54 HO High Bay | 2030 | FIXED_OM | REPLACEMENT | office-large | USD/gigalumen_year | us | us | 3194619785.1975
commercial lighting | High-Bay LFL: T5 4xF54 HO High Bay | 2030 | FIXED_OM | REPLACEMENT | office-small | USD/gigalumen_year | us | us | 3194619785.1975
commercial lighting | High-Bay LFL: T5 4xF54 HO High Bay | 2030 | FIXED_OM | REPLACEMENT | other | USD/gigalumen_year | us | us | 3194619785.1975
commercial lighting | High-Bay LFL: T5 4xF54 HO High Bay | 2030 | FIXED_OM | REPLACEMENT | warehouse | USD/gigalumen_year | us | us | 3194619785.1975
commercial lighting | High-Bay LFL: T5 4xF54 HO High Bay | 2031 | CAPITAL | NEW | assembly | USD/gigalumen_year | us | us | 96242618999.3487
commercial lighting | High-Bay LFL: T5 4xF54 HO High Bay | 2031 | CAPITAL | NEW | education | USD/gigalumen_year | us | us | 96242618999.3487
commercial lighting | High-Bay LFL: T5 4xF54 HO High Bay | 2031 | CAPITAL | NEW | food sales | USD/gigalumen_year | us | us | 96242618999.3487
commercial lighting | High-Bay LFL: T5 4xF54 HO High Bay | 2031 | CAPITAL | NEW | food service | USD/gigalumen_year | us | us | 96242618999.3487
commercial lighting | High-Bay LFL: T5 4xF54 HO High Bay | 2031 | CAPITAL | NEW | health | USD/gigalumen_year | us | us | 96242618999.3487
commercial lighting | High-Bay LFL: T5 4xF54 HO High Bay | 2031 | CAPITAL | NEW | lodging | USD/gigalumen_year | us | us | 96242618999.3487
commercial lighting | High-Bay LFL: T5 4xF54 HO High Bay | 2031 | CAPITAL | NEW | merc/service | USD/gigalumen_year | us | us | 96242618999.3487
commercial lighting | High-Bay LFL: T5 4xF54 HO High Bay | 2031 | CAPITAL | NEW | office-large | USD/gigalumen_year | us | us | 96242618999.3487
commercial lighting | High-Bay LFL: T5 4xF54 HO High Bay | 2031 | CAPITAL | NEW | office-small | USD/gigalumen_year | us | us | 96242618999.3487
commercial lighting | High-Bay LFL: T5 4xF54 HO High Bay | 2031 | CAPITAL | NEW | other | USD/gigalumen_year | us | us | 96242618999.3487
commercial lighting | High-Bay LFL: T5 4xF54 HO High Bay | 2031 | CAPITAL | NEW | warehouse | USD/gigalumen_year | us | us | 96242618999.3487
commercial lighting | High-Bay LFL: T5 4xF54 HO High Bay | 2031 | CAPITAL | REPLACEMENT | assembly | USD/gigalumen_year | us | us | 96242618999.3487
commercial lighting | High-Bay LFL: T5 4xF54 HO High Bay | 2031 | CAPITAL | REPLACEMENT | education | USD/gigalumen_year | us | us | 96242618999.3487
commercial lighting | High-Bay LFL: T5 4xF54 HO High Bay | 2031 | CAPITAL | REPLACEMENT | food sales | USD/gigalumen_year | us | us | 96242618999.3487
commercial lighting | High-Bay LFL: T5 4xF54 HO High Bay | 2031 | CAPITAL | REPLACEMENT | food service | USD/gigalumen_year | us | us | 96242618999.3487
commercial lighting | High-Bay LFL: T5 4xF54 HO High Bay | 2031 | CAPITAL | REPLACEMENT | health | USD/gigalumen_year | us | us | 96242618999.3487
commercial lighting | High-Bay LFL: T5 4xF54 HO High Bay | 2031 | CAPITAL | REPLACEMENT | lodging | USD/gigalumen_year | us | us | 96242618999.3487
commercial lighting | High-Bay LFL: T5 4xF54 HO High Bay | 2031 | CAPITAL | REPLACEMENT | merc/service | USD/gigalumen_year | us | us | 96242618999.3487
commercial lighting | High-Bay LFL: T5 4xF54 HO High Bay | 2031 | CAPITAL | REPLACEMENT | office-large | USD/gigalumen_year | us | us | 96242618999.3487
commercial lighting | High-Bay LFL: T5 4xF54 HO High Bay | 2031 | CAPITAL | REPLACEMENT | office-small | USD/gigalumen_year | us | us | 96242618999.3487
commercial lighting | High-Bay LFL: T5 4xF54 HO High Bay | 2031 | CAPITAL | REPLACEMENT | other | USD/gigalumen_year | us | us | 96242618999.3487
commercial lighting | High-Bay LFL: T5 4xF54 HO High Bay | 2031 | CAPITAL | REPLACEMENT | warehouse | USD/gigalumen_year | us | us | 96242618999.3487
commercial lighting | High-Bay LFL: T5 4xF54 HO High Bay | 2031 | FIXED_OM | NEW | assembly | USD/gigalumen_year | us | us | 3175827904.1082
commercial lighting | High-Bay LFL: T5 4xF54 HO High Bay | 2031 | FIXED_OM | NEW | education | USD/gigalumen_year | us | us | 3175827904.1082
commercial lighting | High-Bay LFL: T5 4xF54 HO High Bay | 2031 | FIXED_OM | NEW | food sales | USD/gigalumen_year | us | us | 3175827904.1082
commercial lighting | High-Bay LFL: T5 4xF54 HO High Bay | 2031 | FIXED_OM | NEW | food service | USD/gigalumen_year | us | us | 3175827904.1082
commercial lighting | High-Bay LFL: T5 4xF54 HO High Bay | 2031 | FIXED_OM | NEW | health | USD/gigalumen_year | us | us | 3175827904.1082
commercial lighting | High-Bay LFL: T5 4xF54 HO High Bay | 2031 | FIXED_OM | NEW | lodging | USD/gigalumen_year | us | us | 3175827904.1082
commercial lighting | High-Bay LFL: T5 4xF54 HO High Bay | 2031 | FIXED_OM | NEW | merc/service | USD/gigalumen_year | us | us | 3175827904.1082
commercial lighting | High-Bay LFL: T5 4xF54 HO High Bay | 2031 | FIXED_OM | NEW | office-large | USD/gigalumen_year | us | us | 3175827904.1082
commercial lighting | High-Bay LFL: T5 4xF54 HO High Bay | 2031 | FIXED_OM | NEW | office-small | USD/gigalumen_year | us | us | 3175827904.1082
commercial lighting | High-Bay LFL: T5 4xF54 HO High Bay | 2031 | FIXED_OM | NEW | other | USD/gigalumen_year | us | us | 3175827904.1082
commercial lighting | High-Bay LFL: T5 4xF54 HO High Bay | 2031 | FIXED_OM | NEW | warehouse | USD/gigalumen_year | us | us | 3175827904.1082
commercial lighting | High-Bay LFL: T5 4xF54 HO High Bay | 2031 | FIXED_OM | REPLACEMENT | assembly | USD/gigalumen_year | us | us | 3175827904.1082
commercial lighting | High-Bay LFL: T5 4xF54 HO High Bay | 2031 | FIXED_OM | REPLACEMENT | education | USD/gigalumen_year | us | us | 3175827904.1082
commercial lighting | High-Bay LFL: T5 4xF54 HO High Bay | 2031 | FIXED_OM | REPLACEMENT | food sales | USD/gigalumen_year | us | us | 3175827904.1082
commercial lighting | High-Bay LFL: T5 4xF54 HO High Bay | 2031 | FIXED_OM | REPLACEMENT | food service | USD/gigalumen_year | us | us | 3175827904.1082
commercial lighting | High-Bay LFL: T5 4xF54 HO High Bay | 2031 | FIXED_OM | REPLACEMENT | health | USD/gigalumen_year | us | us | 3175827904.1082
commercial lighting | High-Bay LFL: T5 4xF54 HO High Bay | 2031 | FIXED_OM | REPLACEMENT | lodging | USD/gigalumen_year | us | us | 3175827904.1082
commercial lighting | High-Bay LFL: T5 4xF54 HO High Bay | 2031 | FIXED_OM | REPLACEMENT | merc/service | USD/gigalumen_year | us | us | 3175827904.1082
commercial lighting | High-Bay LFL: T5 4xF54 HO High Bay | 2031 | FIXED_OM | REPLACEMENT | office-large | USD/gigalumen_year | us | us | 3175827904.1082
commercial lighting | High-Bay LFL: T5 4xF54 HO High Bay | 2031 | FIXED_OM | REPLACEMENT | office-small | USD/gigalumen_year | us | us | 3175827904.1082
commercial lighting | High-Bay LFL: T5 4xF54 HO High Bay | 2031 | FIXED_OM | REPLACEMENT | other | USD/gigalumen_year | us | us | 3175827904.1082
commercial lighting | High-Bay LFL: T5 4xF54 HO High Bay | 2031 | FIXED_OM | REPLACEMENT | warehouse | USD/gigalumen_year | us | us | 3175827904.1082
commercial lighting | High-Bay LFL: T5 4xF54 HO High Bay | 2032 | CAPITAL | NEW | assembly | USD/gigalumen_year | us | us | 95894969199.1948
commercial lighting | High-Bay LFL: T5 4xF54 HO High Bay | 2032 | CAPITAL | NEW | education | USD/gigalumen_year | us | us | 95894969199.1948
commercial lighting | High-Bay LFL: T5 4xF54 HO High Bay | 2032 | CAPITAL | NEW | food sales | USD/gigalumen_year | us | us | 95894969199.1948
commercial lighting | High-Bay LFL: T5 4xF54 HO High Bay | 2032 | CAPITAL | NEW | food service | USD/gigalumen_year | us | us | 95894969199.1948
commercial lighting | High-Bay LFL: T5 4xF54 HO High Bay | 2032 | CAPITAL | NEW | health | USD/gigalumen_year | us | us | 95894969199.1948
commercial lighting | High-Bay LFL: T5 4xF54 HO High Bay | 2032 | CAPITAL | NEW | lodging | USD/gigalumen_year | us | us | 95894969199.1948
commercial lighting | High-Bay LFL: T5 4xF54 HO High Bay | 2032 | CAPITAL | NEW | merc/service | USD/gigalumen_year | us | us | 95894969199.1948
commercial lighting | High-Bay LFL: T5 4xF54 HO High Bay | 2032 | CAPITAL | NEW | office-large | USD/gigalumen_year | us | us | 95894969199.1948
commercial lighting | High-Bay LFL: T5 4xF54 HO High Bay | 2032 | CAPITAL | NEW | office-small | USD/gigalumen_year | us | us | 95894969199.1948
commercial lighting | High-Bay LFL: T5 4xF54 HO High Bay | 2032 | CAPITAL | NEW | other | USD/gigalumen_year | us | us | 95894969199.1948
commercial lighting | High-Bay LFL: T5 4xF54 HO High Bay | 2032 | CAPITAL | NEW | warehouse | USD/gigalumen_year | us | us | 95894969199.1948
commercial lighting | High-Bay LFL: T5 4xF54 HO High Bay | 2032 | CAPITAL | REPLACEMENT | assembly | USD/gigalumen_year | us | us | 95894969199.1948
commercial lighting | High-Bay LFL: T5 4xF54 HO High Bay | 2032 | CAPITAL | REPLACEMENT | education | USD/gigalumen_year | us | us | 95894969199.1948
commercial lighting | High-Bay LFL: T5 4xF54 HO High Bay | 2032 | CAPITAL | REPLACEMENT | food sales | USD/gigalumen_year | us | us | 95894969199.1948
commercial lighting | High-Bay LFL: T5 4xF54 HO High Bay | 2032 | CAPITAL | REPLACEMENT | food service | USD/gigalumen_year | us | us | 95894969199.1948
commercial lighting | High-Bay LFL: T5 4xF54 HO High Bay | 2032 | CAPITAL | REPLACEMENT | health | USD/gigalumen_year | us | us | 95894969199.1948
commercial lighting | High-Bay LFL: T5 4xF54 HO High Bay | 2032 | CAPITAL | REPLACEMENT | lodging | USD/gigalumen_year | us | us | 95894969199.1948
commercial lighting | High-Bay LFL: T5 4xF54 HO High Bay | 2032 | CAPITAL | REPLACEMENT | merc/service | USD/gigalumen_year | us | us | 95894969199.1948
commercial lighting | High-Bay LFL: T5 4xF54 HO High Bay | 2032 | CAPITAL | REPLACEMENT | office-large | USD/gigalumen_year | us | us | 95894969199.1948
commercial lighting | High-Bay LFL: T5 4xF54 HO High Bay | 2032 | CAPITAL | REPLACEMENT | office-small | USD/gigalumen_year | us | us | 95894969199.1948
commercial lighting | High-Bay LFL: T5 4xF54 HO High Bay | 2032 | CAPITAL | REPLACEMENT | other | USD/gigalumen_year | us | us | 95894969199.1948
commercial lighting | High-Bay LFL: T5 4xF54 HO High Bay | 2032 | CAPITAL | REPLACEMENT | warehouse | USD/gigalumen_year | us | us | 95894969199.1948
commercial lighting | High-Bay LFL: T5 4xF54 HO High Bay | 2032 | FIXED_OM | NEW | assembly | USD/gigalumen_year | us | us | 3157036023.0188
commercial lighting | High-Bay LFL: T5 4xF54 HO High Bay | 2032 | FIXED_OM | NEW | education | USD/gigalumen_year | us | us | 3157036023.0188
commercial lighting | High-Bay LFL: T5 4xF54 HO High Bay | 2032 | FIXED_OM | NEW | food sales | USD/gigalumen_year | us | us | 3157036023.0188
commercial lighting | High-Bay LFL: T5 4xF54 HO High Bay | 2032 | FIXED_OM | NEW | food service | USD/gigalumen_year | us | us | 3157036023.0188
commercial lighting | High-Bay LFL: T5 4xF54 HO High Bay | 2032 | FIXED_OM | NEW | health | USD/gigalumen_year | us | us | 3157036023.0188
commercial lighting | High-Bay LFL: T5 4xF54 HO High Bay | 2032 | FIXED_OM | NEW | lodging | USD/gigalumen_year | us | us | 3157036023.0188
commercial lighting | High-Bay LFL: T5 4xF54 HO High Bay | 2032 | FIXED_OM | NEW | merc/service | USD/gigalumen_year | us | us | 3157036023.0188
commercial lighting | High-Bay LFL: T5 4xF54 HO High Bay | 2032 | FIXED_OM | NEW | office-large | USD/gigalumen_year | us | us | 3157036023.0188
commercial lighting | High-Bay LFL: T5 4xF54 HO High Bay | 2032 | FIXED_OM | NEW | office-small | USD/gigalumen_year | us | us | 3157036023.0188
commercial lighting | High-Bay LFL: T5 4xF54 HO High Bay | 2032 | FIXED_OM | NEW | other | USD/gigalumen_year | us | us | 3157036023.0188
commercial lighting | High-Bay LFL: T5 4xF54 HO High Bay | 2032 | FIXED_OM | NEW | warehouse | USD/gigalumen_year | us | us | 3157036023.0188
commercial lighting | High-Bay LFL: T5 4xF54 HO High Bay | 2032 | FIXED_OM | REPLACEMENT | assembly | USD/gigalumen_year | us | us | 3157036023.0188
commercial lighting | High-Bay LFL: T5 4xF54 HO High Bay | 2032 | FIXED_OM | REPLACEMENT | education | USD/gigalumen_year | us | us | 3157036023.0188
commercial lighting | High-Bay LFL: T5 4xF54 HO High Bay | 2032 | FIXED_OM | REPLACEMENT | food sales | USD/gigalumen_year | us | us | 3157036023.0188
commercial lighting | High-Bay LFL: T5 4xF54 HO High Bay | 2032 | FIXED_OM | REPLACEMENT | food service | USD/gigalumen_year | us | us | 3157036023.0188
commercial lighting | High-Bay LFL: T5 4xF54 HO High Bay | 2032 | FIXED_OM | REPLACEMENT | health | USD/gigalumen_year | us | us | 3157036023.0188
commercial lighting | High-Bay LFL: T5 4xF54 HO High Bay | 2032 | FIXED_OM | REPLACEMENT | lodging | USD/gigalumen_year | us | us | 3157036023.0188
commercial lighting | High-Bay LFL: T5 4xF54 HO High Bay | 2032 | FIXED_OM | REPLACEMENT | merc/service | USD/gigalumen_year | us | us | 3157036023.0188
commercial lighting | High-Bay LFL: T5 4xF54 HO High Bay | 2032 | FIXED_OM | REPLACEMENT | office-large | USD/gigalumen_year | us | us | 3157036023.0188
commercial lighting | High-Bay LFL: T5 4xF54 HO High Bay | 2032 | FIXED_OM | REPLACEMENT | office-small | USD/gigalumen_year | us | us | 3157036023.0188
commercial lighting | High-Bay LFL: T5 4xF54 HO High Bay | 2032 | FIXED_OM | REPLACEMENT | other | USD/gigalumen_year | us | us | 3157036023.0188
commercial lighting | High-Bay LFL: T5 4xF54 HO High Bay | 2032 | FIXED_OM | REPLACEMENT | warehouse | USD/gigalumen_year | us | us | 3157036023.0188
commercial lighting | High-Bay LFL: T5 4xF54 HO High Bay | 2033 | CAPITAL | NEW | assembly | USD/gigalumen_year | us | us | 95547319399.041
commercial lighting | High-Bay LFL: T5 4xF54 HO High Bay | 2033 | CAPITAL | NEW | education | USD/gigalumen_year | us | us | 95547319399.041
commercial lighting | High-Bay LFL: T5 4xF54 HO High Bay | 2033 | CAPITAL | NEW | food sales | USD/gigalumen_year | us | us | 95547319399.041
commercial lighting | High-Bay LFL: T5 4xF54 HO High Bay | 2033 | CAPITAL | NEW | food service | USD/gigalumen_year | us | us | 95547319399.041
commercial lighting | High-Bay LFL: T5 4xF54 HO High Bay | 2033 | CAPITAL | NEW | health | USD/gigalumen_year | us | us | 95547319399.041
commercial lighting | High-Bay LFL: T5 4xF54 HO High Bay | 2033 | CAPITAL | NEW | lodging | USD/gigalumen_year | us | us | 95547319399.041
commercial lighting | High-Bay LFL: T5 4xF54 HO High Bay | 2033 | CAPITAL | NEW | merc/service | USD/gigalumen_year | us | us | 95547319399.041
commercial lighting | High-Bay LFL: T5 4xF54 HO High Bay | 2033 | CAPITAL | NEW | office-large | USD/gigalumen_year | us | us | 95547319399.041
commercial lighting | High-Bay LFL: T5 4xF54 HO High Bay | 2033 | CAPITAL | NEW | office-small | USD/gigalumen_year | us | us | 95547319399.041
commercial lighting | High-Bay LFL: T5 4xF54 HO High Bay | 2033 | CAPITAL | NEW | other | USD/gigalumen_year | us | us | 95547319399.041
commercial lighting | High-Bay LFL: T5 4xF54 HO High Bay | 2033 | CAPITAL | NEW | warehouse | USD/gigalumen_year | us | us | 95547319399.041
commercial lighting | High-Bay LFL: T5 4xF54 HO High Bay | 2033 | CAPITAL | REPLACEMENT | assembly | USD/gigalumen_year | us | us | 95547319399.041
commercial lighting | High-Bay LFL: T5 4xF54 HO High Bay | 2033 | CAPITAL | REPLACEMENT | education | USD/gigalumen_year | us | us | 95547319399.041
commercial lighting | High-Bay LFL: T5 4xF54 HO High Bay | 2033 | CAPITAL | REPLACEMENT | food sales | USD/gigalumen_year | us | us | 95547319399.041
commercial lighting | High-Bay LFL: T5 4xF54 HO High Bay | 2033 | CAPITAL | REPLACEMENT | food service | USD/gigalumen_year | us | us | 95547319399.041
commercial lighting | High-Bay LFL: T5 4xF54 HO High Bay | 2033 | CAPITAL | REPLACEMENT | health | USD/gigalumen_year | us | us | 95547319399.041
commercial lighting | High-Bay LFL: T5 4xF54 HO High Bay | 2033 | CAPITAL | REPLACEMENT | lodging | USD/gigalumen_year | us | us | 95547319399.041
commercial lighting | High-Bay LFL: T5 4xF54 HO High Bay | 2033 | CAPITAL | REPLACEMENT | merc/service | USD/gigalumen_year | us | us | 95547319399.041
commercial lighting | High-Bay LFL: T5 4xF54 HO High Bay | 2033 | CAPITAL | REPLACEMENT | office-large | USD/gigalumen_year | us | us | 95547319399.041
commercial lighting | High-Bay LFL: T5 4xF54 HO High Bay | 2033 | CAPITAL | REPLACEMENT | office-small | USD/gigalumen_year | us | us | 95547319399.041
commercial lighting | High-Bay LFL: T5 4xF54 HO High Bay | 2033 | CAPITAL | REPLACEMENT | other | USD/gigalumen_year | us | us | 95547319399.041
commercial lighting | High-Bay LFL: T5 4xF54 HO High Bay | 2033 | CAPITAL | REPLACEMENT | warehouse | USD/gigalumen_year | us | us | 95547319399.041
commercial lighting | High-Bay LFL: T5 4xF54 HO High Bay | 2033 | FIXED_OM | NEW | assembly | USD/gigalumen_year | us | us | 3138244141.9294
commercial lighting | High-Bay LFL: T5 4xF54 HO High Bay | 2033 | FIXED_OM | NEW | education | USD/gigalumen_year | us | us | 3138244141.9294
commercial lighting | High-Bay LFL: T5 4xF54 HO High Bay | 2033 | FIXED_OM | NEW | food sales | USD/gigalumen_year | us | us | 3138244141.9294
commercial lighting | High-Bay LFL: T5 4xF54 HO High Bay | 2033 | FIXED_OM | NEW | food service | USD/gigalumen_year | us | us | 3138244141.9294
commercial lighting | High-Bay LFL: T5 4xF54 HO High Bay | 2033 | FIXED_OM | NEW | health | USD/gigalumen_year | us | us | 3138244141.9294
commercial lighting | High-Bay LFL: T5 4xF54 HO High Bay | 2033 | FIXED_OM | NEW | lodging | USD/gigalumen_year | us | us | 3138244141.9294
commercial lighting | High-Bay LFL: T5 4xF54 HO High Bay | 2033 | FIXED_OM | NEW | merc/service | USD/gigalumen_year | us | us | 3138244141.9294
commercial lighting | High-Bay LFL: T5 4xF54 HO High Bay | 2033 | FIXED_OM | NEW | office-large | USD/gigalumen_year | us | us | 3138244141.9294
commercial lighting | High-Bay LFL: T5 4xF54 HO High Bay | 2033 | FIXED_OM | NEW | office-small | USD/gigalumen_year | us | us | 3138244141.9294
commercial lighting | High-Bay LFL: T5 4xF54 HO High Bay | 2033 | FIXED_OM | NEW | other | USD/gigalumen_year | us | us | 3138244141.9294
commercial lighting | High-Bay LFL: T5 4xF54 HO High Bay | 2033 | FIXED_OM | NEW | warehouse | USD/gigalumen_year | us | us | 3138244141.9294
commercial lighting | High-Bay LFL: T5 4xF54 HO High Bay | 2033 | FIXED_OM | REPLACEMENT | assembly | USD/gigalumen_year | us | us | 3138244141.9294
commercial lighting | High-Bay LFL: T5 4xF54 HO High Bay | 2033 | FIXED_OM | REPLACEMENT | education | USD/gigalumen_year | us | us | 3138244141.9294
commercial lighting | High-Bay LFL: T5 4xF54 HO High Bay | 2033 | FIXED_OM | REPLACEMENT | food sales | USD/gigalumen_year | us | us | 3138244141.9294
commercial lighting | High-Bay LFL: T5 4xF54 HO High Bay | 2033 | FIXED_OM | REPLACEMENT | food service | USD/gigalumen_year | us | us | 3138244141.9294
commercial lighting | High-Bay LFL: T5 4xF54 HO High Bay | 2033 | FIXED_OM | REPLACEMENT | health | USD/gigalumen_year | us | us | 3138244141.9294
commercial lighting | High-Bay LFL: T5 4xF54 HO High Bay | 2033 | FIXED_OM | REPLACEMENT | lodging | USD/gigalumen_year | us | us | 3138244141.9294
commercial lighting | High-Bay LFL: T5 4xF54 HO High Bay | 2033 | FIXED_OM | REPLACEMENT | merc/service | USD/gigalumen_year | us | us | 3138244141.9294
commercial lighting | High-Bay LFL: T5 4xF54 HO High Bay | 2033 | FIXED_OM | REPLACEMENT | office-large | USD/gigalumen_year | us | us | 3138244141.9294
commercial lighting | High-Bay LFL: T5 4xF54 HO High Bay | 2033 | FIXED_OM | REPLACEMENT | office-small | USD/gigalumen_year | us | us | 3138244141.9294
commercial lighting | High-Bay LFL: T5 4xF54 HO High Bay | 2033 | FIXED_OM | REPLACEMENT | other | USD/gigalumen_year | us | us | 3138244141.9294
commercial lighting | High-Bay LFL: T5 4xF54 HO High Bay | 2033 | FIXED_OM | REPLACEMENT | warehouse | USD/gigalumen_year | us | us | 3138244141.9294
commercial lighting | High-Bay LFL: T5 4xF54 HO High Bay | 2034 | CAPITAL | NEW | assembly | USD/gigalumen_year | us | us | 95199669598.8872
commercial lighting | High-Bay LFL: T5 4xF54 HO High Bay | 2034 | CAPITAL | NEW | education | USD/gigalumen_year | us | us | 95199669598.8872
commercial lighting | High-Bay LFL: T5 4xF54 HO High Bay | 2034 | CAPITAL | NEW | food sales | USD/gigalumen_year | us | us | 95199669598.8872
commercial lighting | High-Bay LFL: T5 4xF54 HO High Bay | 2034 | CAPITAL | NEW | food service | USD/gigalumen_year | us | us | 95199669598.8872
commercial lighting | High-Bay LFL: T5 4xF54 HO High Bay | 2034 | CAPITAL | NEW | health | USD/gigalumen_year | us | us | 95199669598.8872
commercial lighting | High-Bay LFL: T5 4xF54 HO High Bay | 2034 | CAPITAL | NEW | lodging | USD/gigalumen_year | us | us | 95199669598.8872
commercial lighting | High-Bay LFL: T5 4xF54 HO High Bay | 2034 | CAPITAL | NEW | merc/service | USD/gigalumen_year | us | us | 95199669598.8872
commercial lighting | High-Bay LFL: T5 4xF54 HO High Bay | 2034 | CAPITAL | NEW | office-large | USD/gigalumen_year | us | us | 95199669598.8872
commercial lighting | High-Bay LFL: T5 4xF54 HO High Bay | 2034 | CAPITAL | NEW | office-small | USD/gigalumen_year | us | us | 95199669598.8872
commercial lighting | High-Bay LFL: T5 4xF54 HO High Bay | 2034 | CAPITAL | NEW | other | USD/gigalumen_year | us | us | 95199669598.8872
commercial lighting | High-Bay LFL: T5 4xF54 HO High Bay | 2034 | CAPITAL | NEW | warehouse | USD/gigalumen_year | us | us | 95199669598.8872
commercial lighting | High-Bay LFL: T5 4xF54 HO High Bay | 2034 | CAPITAL | REPLACEMENT | assembly | USD/gigalumen_year | us | us | 95199669598.8872
commercial lighting | High-Bay LFL: T5 4xF54 HO High Bay | 2034 | CAPITAL | REPLACEMENT | education | USD/gigalumen_year | us | us | 95199669598.8872
commercial lighting | High-Bay LFL: T5 4xF54 HO High Bay | 2034 | CAPITAL | REPLACEMENT | food sales | USD/gigalumen_year | us | us | 95199669598.8872
commercial lighting | High-Bay LFL: T5 4xF54 HO High Bay | 2034 | CAPITAL | REPLACEMENT | food service | USD/gigalumen_year | us | us | 95199669598.8872
commercial lighting | High-Bay LFL: T5 4xF54 HO High Bay | 2034 | CAPITAL | REPLACEMENT | health | USD/gigalumen_year | us | us | 95199669598.8872
commercial lighting | High-Bay LFL: T5 4xF54 HO High Bay | 2034 | CAPITAL | REPLACEMENT | lodging | USD/gigalumen_year | us | us | 95199669598.8872
commercial lighting | High-Bay LFL: T5 4xF54 HO High Bay | 2034 | CAPITAL | REPLACEMENT | merc/service | USD/gigalumen_year | us | us | 95199669598.8872
commercial lighting | High-Bay LFL: T5 4xF54 HO High Bay | 2034 | CAPITAL | REPLACEMENT | office-large | USD/gigalumen_year | us | us | 95199669598.8872
commercial lighting | High-Bay LFL: T5 4xF54 HO High Bay | 2034 | CAPITAL | REPLACEMENT | office-small | USD/gigalumen_year | us | us | 95199669598.8872
commercial lighting | High-Bay LFL: T5 4xF54 HO High Bay | 2034 | CAPITAL | REPLACEMENT | other | USD/gigalumen_year | us | us | 95199669598.8872
commercial lighting | High-Bay LFL: T5 4xF54 HO High Bay | 2034 | CAPITAL | REPLACEMENT | warehouse | USD/gigalumen_year | us | us | 95199669598.8872
commercial lighting | High-Bay LFL: T5 4xF54 HO High Bay | 2034 | FIXED_OM | NEW | assembly | USD/gigalumen_year | us | us | 3119452260.84
commercial lighting | High-Bay LFL: T5 4xF54 HO High Bay | 2034 | FIXED_OM | NEW | education | USD/gigalumen_year | us | us | 3119452260.84
commercial lighting | High-Bay LFL: T5 4xF54 HO High Bay | 2034 | FIXED_OM | NEW | food sales | USD/gigalumen_year | us | us | 3119452260.84
commercial lighting | High-Bay LFL: T5 4xF54 HO High Bay | 2034 | FIXED_OM | NEW | food service | USD/gigalumen_year | us | us | 3119452260.84
commercial lighting | High-Bay LFL: T5 4xF54 HO High Bay | 2034 | FIXED_OM | NEW | health | USD/gigalumen_year | us | us | 3119452260.84
commercial lighting | High-Bay LFL: T5 4xF54 HO High Bay | 2034 | FIXED_OM | NEW | lodging | USD/gigalumen_year | us | us | 3119452260.84
commercial lighting | High-Bay LFL: T5 4xF54 HO High Bay | 2034 | FIXED_OM | NEW | merc/service | USD/gigalumen_year | us | us | 3119452260.84
commercial lighting | High-Bay LFL: T5 4xF54 HO High Bay | 2034 | FIXED_OM | NEW | office-large | USD/gigalumen_year | us | us | 3119452260.84
commercial lighting | High-Bay LFL: T5 4xF54 HO High Bay | 2034 | FIXED_OM | NEW | office-small | USD/gigalumen_year | us | us | 3119452260.84
commercial lighting | High-Bay LFL: T5 4xF54 HO High Bay | 2034 | FIXED_OM | NEW | other | USD/gigalumen_year | us | us | 3119452260.84
commercial lighting | High-Bay LFL: T5 4xF54 HO High Bay | 2034 | FIXED_OM | NEW | warehouse | USD/gigalumen_year | us | us | 3119452260.84
commercial lighting | High-Bay LFL: T5 4xF54 HO High Bay | 2034 | FIXED_OM | REPLACEMENT | assembly | USD/gigalumen_year | us | us | 3119452260.84
commercial lighting | High-Bay LFL: T5 4xF54 HO High Bay | 2034 | FIXED_OM | REPLACEMENT | education | USD/gigalumen_year | us | us | 3119452260.84
commercial lighting | High-Bay LFL: T5 4xF54 HO High Bay | 2034 | FIXED_OM | REPLACEMENT | food sales | USD/gigalumen_year | us | us | 3119452260.84
commercial lighting | High-Bay LFL: T5 4xF54 HO High Bay | 2034 | FIXED_OM | REPLACEMENT | food service | USD/gigalumen_year | us | us | 3119452260.84
commercial lighting | High-Bay LFL: T5 4xF54 HO High Bay | 2034 | FIXED_OM | REPLACEMENT | health | USD/gigalumen_year | us | us | 3119452260.84
commercial lighting | High-Bay LFL: T5 4xF54 HO High Bay | 2034 | FIXED_OM | REPLACEMENT | lodging | USD/gigalumen_year | us | us | 3119452260.84
commercial lighting | High-Bay LFL: T5 4xF54 HO High Bay | 2034 | FIXED_OM | REPLACEMENT | merc/service | USD/gigalumen_year | us | us | 3119452260.84
commercial lighting | High-Bay LFL: T5 4xF54 HO High Bay | 2034 | FIXED_OM | REPLACEMENT | office-large | USD/gigalumen_year | us | us | 3119452260.84
commercial lighting | High-Bay LFL: T5 4xF54 HO High Bay | 2034 | FIXED_OM | REPLACEMENT | office-small | USD/gigalumen_year | us | us | 3119452260.84
commercial lighting | High-Bay LFL: T5 4xF54 HO High Bay | 2034 | FIXED_OM | REPLACEMENT | other | USD/gigalumen_year | us | us | 3119452260.84
commercial lighting | High-Bay LFL: T5 4xF54 HO High Bay | 2034 | FIXED_OM | REPLACEMENT | warehouse | USD/gigalumen_year | us | us | 3119452260.84
commercial lighting | High-Bay LFL: T5 4xF54 HO High Bay | 2035 | CAPITAL | NEW | assembly | USD/gigalumen_year | us | us | 94852019798.7333
commercial lighting | High-Bay LFL: T5 4xF54 HO High Bay | 2035 | CAPITAL | NEW | education | USD/gigalumen_year | us | us | 94852019798.7333
commercial lighting | High-Bay LFL: T5 4xF54 HO High Bay | 2035 | CAPITAL | NEW | food sales | USD/gigalumen_year | us | us | 94852019798.7333
commercial lighting | High-Bay LFL: T5 4xF54 HO High Bay | 2035 | CAPITAL | NEW | food service | USD/gigalumen_year | us | us | 94852019798.7333
commercial lighting | High-Bay LFL: T5 4xF54 HO High Bay | 2035 | CAPITAL | NEW | health | USD/gigalumen_year | us | us | 94852019798.7333
commercial lighting | High-Bay LFL: T5 4xF54 HO High Bay | 2035 | CAPITAL | NEW | lodging | USD/gigalumen_year | us | us | 94852019798.7333
commercial lighting | High-Bay LFL: T5 4xF54 HO High Bay | 2035 | CAPITAL | NEW | merc/service | USD/gigalumen_year | us | us | 94852019798.7333
commercial lighting | High-Bay LFL: T5 4xF54 HO High Bay | 2035 | CAPITAL | NEW | office-large | USD/gigalumen_year | us | us | 94852019798.7333
commercial lighting | High-Bay LFL: T5 4xF54 HO High Bay | 2035 | CAPITAL | NEW | office-small | USD/gigalumen_year | us | us | 94852019798.7333
commercial lighting | High-Bay LFL: T5 4xF54 HO High Bay | 2035 | CAPITAL | NEW | other | USD/gigalumen_year | us | us | 94852019798.7333
commercial lighting | High-Bay LFL: T5 4xF54 HO High Bay | 2035 | CAPITAL | NEW | warehouse | USD/gigalumen_year | us | us | 94852019798.7333
commercial lighting | High-Bay LFL: T5 4xF54 HO High Bay | 2035 | CAPITAL | REPLACEMENT | assembly | USD/gigalumen_year | us | us | 94852019798.7333
commercial lighting | High-Bay LFL: T5 4xF54 HO High Bay | 2035 | CAPITAL | REPLACEMENT | education | USD/gigalumen_year | us | us | 94852019798.7333
commercial lighting | High-Bay LFL: T5 4xF54 HO High Bay | 2035 | CAPITAL | REPLACEMENT | food sales | USD/gigalumen_year | us | us | 94852019798.7333
commercial lighting | High-Bay LFL: T5 4xF54 HO High Bay | 2035 | CAPITAL | REPLACEMENT | food service | USD/gigalumen_year | us | us | 94852019798.7333
commercial lighting | High-Bay LFL: T5 4xF54 HO High Bay | 2035 | CAPITAL | REPLACEMENT | health | USD/gigalumen_year | us | us | 94852019798.7333
commercial lighting | High-Bay LFL: T5 4xF54 HO High Bay | 2035 | CAPITAL | REPLACEMENT | lodging | USD/gigalumen_year | us | us | 94852019798.7333
commercial lighting | High-Bay LFL: T5 4xF54 HO High Bay | 2035 | CAPITAL | REPLACEMENT | merc/service | USD/gigalumen_year | us | us | 94852019798.7333
commercial lighting | High-Bay LFL: T5 4xF54 HO High Bay | 2035 | CAPITAL | REPLACEMENT | office-large | USD/gigalumen_year | us | us | 94852019798.7333
commercial lighting | High-Bay LFL: T5 4xF54 HO High Bay | 2035 | CAPITAL | REPLACEMENT | office-small | USD/gigalumen_year | us | us | 94852019798.7333
commercial lighting | High-Bay LFL: T5 4xF54 HO High Bay | 2035 | CAPITAL | REPLACEMENT | other | USD/gigalumen_year | us | us | 94852019798.7333
commercial lighting | High-Bay LFL: T5 4xF54 HO High Bay | 2035 | CAPITAL | REPLACEMENT | warehouse | USD/gigalumen_year | us | us | 94852019798.7333
commercial lighting | High-Bay LFL: T5 4xF54 HO High Bay | 2035 | FIXED_OM | NEW | assembly | USD/gigalumen_year | us | us | 3100660379.7506
commercial lighting | High-Bay LFL: T5 4xF54 HO High Bay | 2035 | FIXED_OM | NEW | education | USD/gigalumen_year | us | us | 3100660379.7506
commercial lighting | High-Bay LFL: T5 4xF54 HO High Bay | 2035 | FIXED_OM | NEW | food sales | USD/gigalumen_year | us | us | 3100660379.7506
commercial lighting | High-Bay LFL: T5 4xF54 HO High Bay | 2035 | FIXED_OM | NEW | food service | USD/gigalumen_year | us | us | 3100660379.7506
commercial lighting | High-Bay LFL: T5 4xF54 HO High Bay | 2035 | FIXED_OM | NEW | health | USD/gigalumen_year | us | us | 3100660379.7506
commercial lighting | High-Bay LFL: T5 4xF54 HO High Bay | 2035 | FIXED_OM | NEW | lodging | USD/gigalumen_year | us | us | 3100660379.7506
commercial lighting | High-Bay LFL: T5 4xF54 HO High Bay | 2035 | FIXED_OM | NEW | merc/service | USD/gigalumen_year | us | us | 3100660379.7506
commercial lighting | High-Bay LFL: T5 4xF54 HO High Bay | 2035 | FIXED_OM | NEW | office-large | USD/gigalumen_year | us | us | 3100660379.7506
commercial lighting | High-Bay LFL: T5 4xF54 HO High Bay | 2035 | FIXED_OM | NEW | office-small | USD/gigalumen_year | us | us | 3100660379.7506
commercial lighting | High-Bay LFL: T5 4xF54 HO High Bay | 2035 | FIXED_OM | NEW | other | USD/gigalumen_year | us | us | 3100660379.7506
commercial lighting | High-Bay LFL: T5 4xF54 HO High Bay | 2035 | FIXED_OM | NEW | warehouse | USD/gigalumen_year | us | us | 3100660379.7506
commercial lighting | High-Bay LFL: T5 4xF54 HO High Bay | 2035 | FIXED_OM | REPLACEMENT | assembly | USD/gigalumen_year | us | us | 3100660379.7506
commercial lighting | High-Bay LFL: T5 4xF54 HO High Bay | 2035 | FIXED_OM | REPLACEMENT | education | USD/gigalumen_year | us | us | 3100660379.7506
commercial lighting | High-Bay LFL: T5 4xF54 HO High Bay | 2035 | FIXED_OM | REPLACEMENT | food sales | USD/gigalumen_year | us | us | 3100660379.7506
commercial lighting | High-Bay LFL: T5 4xF54 HO High Bay | 2035 | FIXED_OM | REPLACEMENT | food service | USD/gigalumen_year | us | us | 3100660379.7506
commercial lighting | High-Bay LFL: T5 4xF54 HO High Bay | 2035 | FIXED_OM | REPLACEMENT | health | USD/gigalumen_year | us | us | 3100660379.7506
commercial lighting | High-Bay LFL: T5 4xF54 HO High Bay | 2035 | FIXED_OM | REPLACEMENT | lodging | USD/gigalumen_year | us | us | 3100660379.7506
commercial lighting | High-Bay LFL: T5 4xF54 HO High Bay | 2035 | FIXED_OM | REPLACEMENT | merc/service | USD/gigalumen_year | us | us | 3100660379.7506
commercial lighting | High-Bay LFL: T5 4xF54 HO High Bay | 2035 | FIXED_OM | REPLACEMENT | office-large | USD/gigalumen_year | us | us | 3100660379.7506
commercial lighting | High-Bay LFL: T5 4xF54 HO High Bay | 2035 | FIXED_OM | REPLACEMENT | office-small | USD/gigalumen_year | us | us | 3100660379.7506
commercial lighting | High-Bay LFL: T5 4xF54 HO High Bay | 2035 | FIXED_OM | REPLACEMENT | other | USD/gigalumen_year | us | us | 3100660379.7506
commercial lighting | High-Bay LFL: T5 4xF54 HO High Bay | 2035 | FIXED_OM | REPLACEMENT | warehouse | USD/gigalumen_year | us | us | 3100660379.7506
commercial lighting | High-Bay LFL: T5 4xF54 HO High Bay | 2036 | CAPITAL | NEW | assembly | USD/gigalumen_year | us | us | 94504369998.5795
commercial lighting | High-Bay LFL: T5 4xF54 HO High Bay | 2036 | CAPITAL | NEW | education | USD/gigalumen_year | us | us | 94504369998.5795
commercial lighting | High-Bay LFL: T5 4xF54 HO High Bay | 2036 | CAPITAL | NEW | food sales | USD/gigalumen_year | us | us | 94504369998.5795
commercial lighting | High-Bay LFL: T5 4xF54 HO High Bay | 2036 | CAPITAL | NEW | food service | USD/gigalumen_year | us | us | 94504369998.5795
commercial lighting | High-Bay LFL: T5 4xF54 HO High Bay | 2036 | CAPITAL | NEW | health | USD/gigalumen_year | us | us | 94504369998.5795
commercial lighting | High-Bay LFL: T5 4xF54 HO High Bay | 2036 | CAPITAL | NEW | lodging | USD/gigalumen_year | us | us | 94504369998.5795
commercial lighting | High-Bay LFL: T5 4xF54 HO High Bay | 2036 | CAPITAL | NEW | merc/service | USD/gigalumen_year | us | us | 94504369998.5795
commercial lighting | High-Bay LFL: T5 4xF54 HO High Bay | 2036 | CAPITAL | NEW | office-large | USD/gigalumen_year | us | us | 94504369998.5795
commercial lighting | High-Bay LFL: T5 4xF54 HO High Bay | 2036 | CAPITAL | NEW | office-small | USD/gigalumen_year | us | us | 94504369998.5795
commercial lighting | High-Bay LFL: T5 4xF54 HO High Bay | 2036 | CAPITAL | NEW | other | USD/gigalumen_year | us | us | 94504369998.5795
commercial lighting | High-Bay LFL: T5 4xF54 HO High Bay | 2036 | CAPITAL | NEW | warehouse | USD/gigalumen_year | us | us | 94504369998.5795
commercial lighting | High-Bay LFL: T5 4xF54 HO High Bay | 2036 | CAPITAL | REPLACEMENT | assembly | USD/gigalumen_year | us | us | 94504369998.5795
commercial lighting | High-Bay LFL: T5 4xF54 HO High Bay | 2036 | CAPITAL | REPLACEMENT | education | USD/gigalumen_year | us | us | 94504369998.5795
commercial lighting | High-Bay LFL: T5 4xF54 HO High Bay | 2036 | CAPITAL | REPLACEMENT | food sales | USD/gigalumen_year | us | us | 94504369998.5795
commercial lighting | High-Bay LFL: T5 4xF54 HO High Bay | 2036 | CAPITAL | REPLACEMENT | food service | USD/gigalumen_year | us | us | 94504369998.5795
commercial lighting | High-Bay LFL: T5 4xF54 HO High Bay | 2036 | CAPITAL | REPLACEMENT | health | USD/gigalumen_year | us | us | 94504369998.5795
commercial lighting | High-Bay LFL: T5 4xF54 HO High Bay | 2036 | CAPITAL | REPLACEMENT | lodging | USD/gigalumen_year | us | us | 94504369998.5795
commercial lighting | High-Bay LFL: T5 4xF54 HO High Bay | 2036 | CAPITAL | REPLACEMENT | merc/service | USD/gigalumen_year | us | us | 94504369998.5795
commercial lighting | High-Bay LFL: T5 4xF54 HO High Bay | 2036 | CAPITAL | REPLACEMENT | office-large | USD/gigalumen_year | us | us | 94504369998.5795
commercial lighting | High-Bay LFL: T5 4xF54 HO High Bay | 2036 | CAPITAL | REPLACEMENT | office-small | USD/gigalumen_year | us | us | 94504369998.5795
commercial lighting | High-Bay LFL: T5 4xF54 HO High Bay | 2036 | CAPITAL | REPLACEMENT | other | USD/gigalumen_year | us | us | 94504369998.5795
commercial lighting | High-Bay LFL: T5 4xF54 HO High Bay | 2036 | CAPITAL | REPLACEMENT | warehouse | USD/gigalumen_year | us | us | 94504369998.5795
commercial lighting | High-Bay LFL: T5 4xF54 HO High Bay | 2036 | FIXED_OM | NEW | assembly | USD/gigalumen_year | us | us | 3081868498.6612
commercial lighting | High-Bay LFL: T5 4xF54 HO High Bay | 2036 | FIXED_OM | NEW | education | USD/gigalumen_year | us | us | 3081868498.6612
commercial lighting | High-Bay LFL: T5 4xF54 HO High Bay | 2036 | FIXED_OM | NEW | food sales | USD/gigalumen_year | us | us | 3081868498.6612
commercial lighting | High-Bay LFL: T5 4xF54 HO High Bay | 2036 | FIXED_OM | NEW | food service | USD/gigalumen_year | us | us | 3081868498.6612
commercial lighting | High-Bay LFL: T5 4xF54 HO High Bay | 2036 | FIXED_OM | NEW | health | USD/gigalumen_year | us | us | 3081868498.6612
commercial lighting | High-Bay LFL: T5 4xF54 HO High Bay | 2036 | FIXED_OM | NEW | lodging | USD/gigalumen_year | us | us | 3081868498.6612
commercial lighting | High-Bay LFL: T5 4xF54 HO High Bay | 2036 | FIXED_OM | NEW | merc/service | USD/gigalumen_year | us | us | 3081868498.6612
commercial lighting | High-Bay LFL: T5 4xF54 HO High Bay | 2036 | FIXED_OM | NEW | office-large | USD/gigalumen_year | us | us | 3081868498.6612
commercial lighting | High-Bay LFL: T5 4xF54 HO High Bay | 2036 | FIXED_OM | NEW | office-small | USD/gigalumen_year | us | us | 3081868498.6612
commercial lighting | High-Bay LFL: T5 4xF54 HO High Bay | 2036 | FIXED_OM | NEW | other | USD/gigalumen_year | us | us | 3081868498.6612
commercial lighting | High-Bay LFL: T5 4xF54 HO High Bay | 2036 | FIXED_OM | NEW | warehouse | USD/gigalumen_year | us | us | 3081868498.6612
commercial lighting | High-Bay LFL: T5 4xF54 HO High Bay | 2036 | FIXED_OM | REPLACEMENT | assembly | USD/gigalumen_year | us | us | 3081868498.6612
commercial lighting | High-Bay LFL: T5 4xF54 HO High Bay | 2036 | FIXED_OM | REPLACEMENT | education | USD/gigalumen_year | us | us | 3081868498.6612
commercial lighting | High-Bay LFL: T5 4xF54 HO High Bay | 2036 | FIXED_OM | REPLACEMENT | food sales | USD/gigalumen_year | us | us | 3081868498.6612
commercial lighting | High-Bay LFL: T5 4xF54 HO High Bay | 2036 | FIXED_OM | REPLACEMENT | food service | USD/gigalumen_year | us | us | 3081868498.6612
commercial lighting | High-Bay LFL: T5 4xF54 HO High Bay | 2036 | FIXED_OM | REPLACEMENT | health | USD/gigalumen_year | us | us | 3081868498.6612
commercial lighting | High-Bay LFL: T5 4xF54 HO High Bay | 2036 | FIXED_OM | REPLACEMENT | lodging | USD/gigalumen_year | us | us | 3081868498.6612
commercial lighting | High-Bay LFL: T5 4xF54 HO High Bay | 2036 | FIXED_OM | REPLACEMENT | merc/service | USD/gigalumen_year | us | us | 3081868498.6612
commercial lighting | High-Bay LFL: T5 4xF54 HO High Bay | 2036 | FIXED_OM | REPLACEMENT | office-large | USD/gigalumen_year | us | us | 3081868498.6612
commercial lighting | High-Bay LFL: T5 4xF54 HO High Bay | 2036 | FIXED_OM | REPLACEMENT | office-small | USD/gigalumen_year | us | us | 3081868498.6612
commercial lighting | High-Bay LFL: T5 4xF54 HO High Bay | 2036 | FIXED_OM | REPLACEMENT | other | USD/gigalumen_year | us | us | 3081868498.6612
commercial lighting | High-Bay LFL: T5 4xF54 HO High Bay | 2036 | FIXED_OM | REPLACEMENT | warehouse | USD/gigalumen_year | us | us | 3081868498.6612
commercial lighting | High-Bay LFL: T5 4xF54 HO High Bay | 2037 | CAPITAL | NEW | assembly | USD/gigalumen_year | us | us | 94156720198.4256
commercial lighting | High-Bay LFL: T5 4xF54 HO High Bay | 2037 | CAPITAL | NEW | education | USD/gigalumen_year | us | us | 94156720198.4256
commercial lighting | High-Bay LFL: T5 4xF54 HO High Bay | 2037 | CAPITAL | NEW | food sales | USD/gigalumen_year | us | us | 94156720198.4256
commercial lighting | High-Bay LFL: T5 4xF54 HO High Bay | 2037 | CAPITAL | NEW | food service | USD/gigalumen_year | us | us | 94156720198.4256
commercial lighting | High-Bay LFL: T5 4xF54 HO High Bay | 2037 | CAPITAL | NEW | health | USD/gigalumen_year | us | us | 94156720198.4256
commercial lighting | High-Bay LFL: T5 4xF54 HO High Bay | 2037 | CAPITAL | NEW | lodging | USD/gigalumen_year | us | us | 94156720198.4256
commercial lighting | High-Bay LFL: T5 4xF54 HO High Bay | 2037 | CAPITAL | NEW | merc/service | USD/gigalumen_year | us | us | 94156720198.4256
commercial lighting | High-Bay LFL: T5 4xF54 HO High Bay | 2037 | CAPITAL | NEW | office-large | USD/gigalumen_year | us | us | 94156720198.4256
commercial lighting | High-Bay LFL: T5 4xF54 HO High Bay | 2037 | CAPITAL | NEW | office-small | USD/gigalumen_year | us | us | 94156720198.4256
commercial lighting | High-Bay LFL: T5 4xF54 HO High Bay | 2037 | CAPITAL | NEW | other | USD/gigalumen_year | us | us | 94156720198.4256
commercial lighting | High-Bay LFL: T5 4xF54 HO High Bay | 2037 | CAPITAL | NEW | warehouse | USD/gigalumen_year | us | us | 94156720198.4256
commercial lighting | High-Bay LFL: T5 4xF54 HO High Bay | 2037 | CAPITAL | REPLACEMENT | assembly | USD/gigalumen_year | us | us | 94156720198.4256
commercial lighting | High-Bay LFL: T5 4xF54 HO High Bay | 2037 | CAPITAL | REPLACEMENT | education | USD/gigalumen_year | us | us | 94156720198.4256
commercial lighting | High-Bay LFL: T5 4xF54 HO High Bay | 2037 | CAPITAL | REPLACEMENT | food sales | USD/gigalumen_year | us | us | 94156720198.4256
commercial lighting | High-Bay LFL: T5 4xF54 HO High Bay | 2037 | CAPITAL | REPLACEMENT | food service | USD/gigalumen_year | us | us | 94156720198.4256
commercial lighting | High-Bay LFL: T5 4xF54 HO High Bay | 2037 | CAPITAL | REPLACEMENT | health | USD/gigalumen_year | us | us | 94156720198.4256
commercial lighting | High-Bay LFL: T5 4xF54 HO High Bay | 2037 | CAPITAL | REPLACEMENT | lodging | USD/gigalumen_year | us | us | 94156720198.4256
commercial lighting | High-Bay LFL: T5 4xF54 HO High Bay | 2037 | CAPITAL | REPLACEMENT | merc/service | USD/gigalumen_year | us | us | 94156720198.4256
commercial lighting | High-Bay LFL: T5 4xF54 HO High Bay | 2037 | CAPITAL | REPLACEMENT | office-large | USD/gigalumen_year | us | us | 94156720198.4256
commercial lighting | High-Bay LFL: T5 4xF54 HO High Bay | 2037 | CAPITAL | REPLACEMENT | office-small | USD/gigalumen_year | us | us | 94156720198.4256
commercial lighting | High-Bay LFL: T5 4xF54 HO High Bay | 2037 | CAPITAL | REPLACEMENT | other | USD/gigalumen_year | us | us | 94156720198.4256
commercial lighting | High-Bay LFL: T5 4xF54 HO High Bay | 2037 | CAPITAL | REPLACEMENT | warehouse | USD/gigalumen_year | us | us | 94156720198.4256
commercial lighting | High-Bay LFL: T5 4xF54 HO High Bay | 2037 | FIXED_OM | NEW | assembly | USD/gigalumen_year | us | us | 3063076617.5718
commercial lighting | High-Bay LFL: T5 4xF54 HO High Bay | 2037 | FIXED_OM | NEW | education | USD/gigalumen_year | us | us | 3063076617.5718
commercial lighting | High-Bay LFL: T5 4xF54 HO High Bay | 2037 | FIXED_OM | NEW | food sales | USD/gigalumen_year | us | us | 3063076617.5718
commercial lighting | High-Bay LFL: T5 4xF54 HO High Bay | 2037 | FIXED_OM | NEW | food service | USD/gigalumen_year | us | us | 3063076617.5718
commercial lighting | High-Bay LFL: T5 4xF54 HO High Bay | 2037 | FIXED_OM | NEW | health | USD/gigalumen_year | us | us | 3063076617.5718
commercial lighting | High-Bay LFL: T5 4xF54 HO High Bay | 2037 | FIXED_OM | NEW | lodging | USD/gigalumen_year | us | us | 3063076617.5718
commercial lighting | High-Bay LFL: T5 4xF54 HO High Bay | 2037 | FIXED_OM | NEW | merc/service | USD/gigalumen_year | us | us | 3063076617.5718
commercial lighting | High-Bay LFL: T5 4xF54 HO High Bay | 2037 | FIXED_OM | NEW | office-large | USD/gigalumen_year | us | us | 3063076617.5718
commercial lighting | High-Bay LFL: T5 4xF54 HO High Bay | 2037 | FIXED_OM | NEW | office-small | USD/gigalumen_year | us | us | 3063076617.5718
commercial lighting | High-Bay LFL: T5 4xF54 HO High Bay | 2037 | FIXED_OM | NEW | other | USD/gigalumen_year | us | us | 3063076617.5718
commercial lighting | High-Bay LFL: T5 4xF54 HO High Bay | 2037 | FIXED_OM | NEW | warehouse | USD/gigalumen_year | us | us | 3063076617.5718
commercial lighting | High-Bay LFL: T5 4xF54 HO High Bay | 2037 | FIXED_OM | REPLACEMENT | assembly | USD/gigalumen_year | us | us | 3063076617.5718
commercial lighting | High-Bay LFL: T5 4xF54 HO High Bay | 2037 | FIXED_OM | REPLACEMENT | education | USD/gigalumen_year | us | us | 3063076617.5718
commercial lighting | High-Bay LFL: T5 4xF54 HO High Bay | 2037 | FIXED_OM | REPLACEMENT | food sales | USD/gigalumen_year | us | us | 3063076617.5718
commercial lighting | High-Bay LFL: T5 4xF54 HO High Bay | 2037 | FIXED_OM | REPLACEMENT | food service | USD/gigalumen_year | us | us | 3063076617.5718
commercial lighting | High-Bay LFL: T5 4xF54 HO High Bay | 2037 | FIXED_OM | REPLACEMENT | health | USD/gigalumen_year | us | us | 3063076617.5718
commercial lighting | High-Bay LFL: T5 4xF54 HO High Bay | 2037 | FIXED_OM | REPLACEMENT | lodging | USD/gigalumen_year | us | us | 3063076617.5718
commercial lighting | High-Bay LFL: T5 4xF54 HO High Bay | 2037 | FIXED_OM | REPLACEMENT | merc/service | USD/gigalumen_year | us | us | 3063076617.5718
commercial lighting | High-Bay LFL: T5 4xF54 HO High Bay | 2037 | FIXED_OM | REPLACEMENT | office-large | USD/gigalumen_year | us | us | 3063076617.5718
commercial lighting | High-Bay LFL: T5 4xF54 HO High Bay | 2037 | FIXED_OM | REPLACEMENT | office-small | USD/gigalumen_year | us | us | 3063076617.5718
commercial lighting | High-Bay LFL: T5 4xF54 HO High Bay | 2037 | FIXED_OM | REPLACEMENT | other | USD/gigalumen_year | us | us | 3063076617.5718
commercial lighting | High-Bay LFL: T5 4xF54 HO High Bay | 2037 | FIXED_OM | REPLACEMENT | warehouse | USD/gigalumen_year | us | us | 3063076617.5718
commercial lighting | High-Bay LFL: T5 4xF54 HO High Bay | 2038 | CAPITAL | NEW | assembly | USD/gigalumen_year | us | us | 93809070398.2717
commercial lighting | High-Bay LFL: T5 4xF54 HO High Bay | 2038 | CAPITAL | NEW | education | USD/gigalumen_year | us | us | 93809070398.2717
commercial lighting | High-Bay LFL: T5 4xF54 HO High Bay | 2038 | CAPITAL | NEW | food sales | USD/gigalumen_year | us | us | 93809070398.2717
commercial lighting | High-Bay LFL: T5 4xF54 HO High Bay | 2038 | CAPITAL | NEW | food service | USD/gigalumen_year | us | us | 93809070398.2717
commercial lighting | High-Bay LFL: T5 4xF54 HO High Bay | 2038 | CAPITAL | NEW | health | USD/gigalumen_year | us | us | 93809070398.2717
commercial lighting | High-Bay LFL: T5 4xF54 HO High Bay | 2038 | CAPITAL | NEW | lodging | USD/gigalumen_year | us | us | 93809070398.2717
commercial lighting | High-Bay LFL: T5 4xF54 HO High Bay | 2038 | CAPITAL | NEW | merc/service | USD/gigalumen_year | us | us | 93809070398.2717
commercial lighting | High-Bay LFL: T5 4xF54 HO High Bay | 2038 | CAPITAL | NEW | office-large | USD/gigalumen_year | us | us | 93809070398.2717
commercial lighting | High-Bay LFL: T5 4xF54 HO High Bay | 2038 | CAPITAL | NEW | office-small | USD/gigalumen_year | us | us | 93809070398.2717
commercial lighting | High-Bay LFL: T5 4xF54 HO High Bay | 2038 | CAPITAL | NEW | other | USD/gigalumen_year | us | us | 93809070398.2717
commercial lighting | High-Bay LFL: T5 4xF54 HO High Bay | 2038 | CAPITAL | NEW | warehouse | USD/gigalumen_year | us | us | 93809070398.2717
commercial lighting | High-Bay LFL: T5 4xF54 HO High Bay | 2038 | CAPITAL | REPLACEMENT | assembly | USD/gigalumen_year | us | us | 93809070398.2717
commercial lighting | High-Bay LFL: T5 4xF54 HO High Bay | 2038 | CAPITAL | REPLACEMENT | education | USD/gigalumen_year | us | us | 93809070398.2717
commercial lighting | High-Bay LFL: T5 4xF54 HO High Bay | 2038 | CAPITAL | REPLACEMENT | food sales | USD/gigalumen_year | us | us | 93809070398.2717
commercial lighting | High-Bay LFL: T5 4xF54 HO High Bay | 2038 | CAPITAL | REPLACEMENT | food service | USD/gigalumen_year | us | us | 93809070398.2717
commercial lighting | High-Bay LFL: T5 4xF54 HO High Bay | 2038 | CAPITAL | REPLACEMENT | health | USD/gigalumen_year | us | us | 93809070398.2717
commercial lighting | High-Bay LFL: T5 4xF54 HO High Bay | 2038 | CAPITAL | REPLACEMENT | lodging | USD/gigalumen_year | us | us | 93809070398.2717
commercial lighting | High-Bay LFL: T5 4xF54 HO High Bay | 2038 | CAPITAL | REPLACEMENT | merc/service | USD/gigalumen_year | us | us | 93809070398.2717
commercial lighting | High-Bay LFL: T5 4xF54 HO High Bay | 2038 | CAPITAL | REPLACEMENT | office-large | USD/gigalumen_year | us | us | 93809070398.2717
commercial lighting | High-Bay LFL: T5 4xF54 HO High Bay | 2038 | CAPITAL | REPLACEMENT | office-small | USD/gigalumen_year | us | us | 93809070398.2717
commercial lighting | High-Bay LFL: T5 4xF54 HO High Bay | 2038 | CAPITAL | REPLACEMENT | other | USD/gigalumen_year | us | us | 93809070398.2717
commercial lighting | High-Bay LFL: T5 4xF54 HO High Bay | 2038 | CAPITAL | REPLACEMENT | warehouse | USD/gigalumen_year | us | us | 93809070398.2717
commercial lighting | High-Bay LFL: T5 4xF54 HO High Bay | 2038 | FIXED_OM | NEW | assembly | USD/gigalumen_year | us | us | 3044284736.4824
commercial lighting | High-Bay LFL: T5 4xF54 HO High Bay | 2038 | FIXED_OM | NEW | education | USD/gigalumen_year | us | us | 3044284736.4824
commercial lighting | High-Bay LFL: T5 4xF54 HO High Bay | 2038 | FIXED_OM | NEW | food sales | USD/gigalumen_year | us | us | 3044284736.4824
commercial lighting | High-Bay LFL: T5 4xF54 HO High Bay | 2038 | FIXED_OM | NEW | food service | USD/gigalumen_year | us | us | 3044284736.4824
commercial lighting | High-Bay LFL: T5 4xF54 HO High Bay | 2038 | FIXED_OM | NEW | health | USD/gigalumen_year | us | us | 3044284736.4824
commercial lighting | High-Bay LFL: T5 4xF54 HO High Bay | 2038 | FIXED_OM | NEW | lodging | USD/gigalumen_year | us | us | 3044284736.4824
commercial lighting | High-Bay LFL: T5 4xF54 HO High Bay | 2038 | FIXED_OM | NEW | merc/service | USD/gigalumen_year | us | us | 3044284736.4824
commercial lighting | High-Bay LFL: T5 4xF54 HO High Bay | 2038 | FIXED_OM | NEW | office-large | USD/gigalumen_year | us | us | 3044284736.4824
commercial lighting | High-Bay LFL: T5 4xF54 HO High Bay | 2038 | FIXED_OM | NEW | office-small | USD/gigalumen_year | us | us | 3044284736.4824
commercial lighting | High-Bay LFL: T5 4xF54 HO High Bay | 2038 | FIXED_OM | NEW | other | USD/gigalumen_year | us | us | 3044284736.4824
commercial lighting | High-Bay LFL: T5 4xF54 HO High Bay | 2038 | FIXED_OM | NEW | warehouse | USD/gigalumen_year | us | us | 3044284736.4824
commercial lighting | High-Bay LFL: T5 4xF54 HO High Bay | 2038 | FIXED_OM | REPLACEMENT | assembly | USD/gigalumen_year | us | us | 3044284736.4824
commercial lighting | High-Bay LFL: T5 4xF54 HO High Bay | 2038 | FIXED_OM | REPLACEMENT | education | USD/gigalumen_year | us | us | 3044284736.4824
commercial lighting | High-Bay LFL: T5 4xF54 HO High Bay | 2038 | FIXED_OM | REPLACEMENT | food sales | USD/gigalumen_year | us | us | 3044284736.4824
commercial lighting | High-Bay LFL: T5 4xF54 HO High Bay | 2038 | FIXED_OM | REPLACEMENT | food service | USD/gigalumen_year | us | us | 3044284736.4824
commercial lighting | High-Bay LFL: T5 4xF54 HO High Bay | 2038 | FIXED_OM | REPLACEMENT | health | USD/gigalumen_year | us | us | 3044284736.4824
commercial lighting | High-Bay LFL: T5 4xF54 HO High Bay | 2038 | FIXED_OM | REPLACEMENT | lodging | USD/gigalumen_year | us | us | 3044284736.4824
commercial lighting | High-Bay LFL: T5 4xF54 HO High Bay | 2038 | FIXED_OM | REPLACEMENT | merc/service | USD/gigalumen_year | us | us | 3044284736.4824
commercial lighting | High-Bay LFL: T5 4xF54 HO High Bay | 2038 | FIXED_OM | REPLACEMENT | office-large | USD/gigalumen_year | us | us | 3044284736.4824
commercial lighting | High-Bay LFL: T5 4xF54 HO High Bay | 2038 | FIXED_OM | REPLACEMENT | office-small | USD/gigalumen_year | us | us | 3044284736.4824
commercial lighting | High-Bay LFL: T5 4xF54 HO High Bay | 2038 | FIXED_OM | REPLACEMENT | other | USD/gigalumen_year | us | us | 3044284736.4824
commercial lighting | High-Bay LFL: T5 4xF54 HO High Bay | 2038 | FIXED_OM | REPLACEMENT | warehouse | USD/gigalumen_year | us | us | 3044284736.4824
commercial lighting | High-Bay LFL: T5 4xF54 HO High Bay | 2039 | CAPITAL | NEW | assembly | USD/gigalumen_year | us | us | 93461420598.1179
commercial lighting | High-Bay LFL: T5 4xF54 HO High Bay | 2039 | CAPITAL | NEW | education | USD/gigalumen_year | us | us | 93461420598.1179
commercial lighting | High-Bay LFL: T5 4xF54 HO High Bay | 2039 | CAPITAL | NEW | food sales | USD/gigalumen_year | us | us | 93461420598.1179
commercial lighting | High-Bay LFL: T5 4xF54 HO High Bay | 2039 | CAPITAL | NEW | food service | USD/gigalumen_year | us | us | 93461420598.1179
commercial lighting | High-Bay LFL: T5 4xF54 HO High Bay | 2039 | CAPITAL | NEW | health | USD/gigalumen_year | us | us | 93461420598.1179
commercial lighting | High-Bay LFL: T5 4xF54 HO High Bay | 2039 | CAPITAL | NEW | lodging | USD/gigalumen_year | us | us | 93461420598.1179
commercial lighting | High-Bay LFL: T5 4xF54 HO High Bay | 2039 | CAPITAL | NEW | merc/service | USD/gigalumen_year | us | us | 93461420598.1179
commercial lighting | High-Bay LFL: T5 4xF54 HO High Bay | 2039 | CAPITAL | NEW | office-large | USD/gigalumen_year | us | us | 93461420598.1179
commercial lighting | High-Bay LFL: T5 4xF54 HO High Bay | 2039 | CAPITAL | NEW | office-small | USD/gigalumen_year | us | us | 93461420598.1179
commercial lighting | High-Bay LFL: T5 4xF54 HO High Bay | 2039 | CAPITAL | NEW | other | USD/gigalumen_year | us | us | 93461420598.1179
commercial lighting | High-Bay LFL: T5 4xF54 HO High Bay | 2039 | CAPITAL | NEW | warehouse | USD/gigalumen_year | us | us | 93461420598.1179
commercial lighting | High-Bay LFL: T5 4xF54 HO High Bay | 2039 | CAPITAL | REPLACEMENT | assembly | USD/gigalumen_year | us | us | 93461420598.1179
commercial lighting | High-Bay LFL: T5 4xF54 HO High Bay | 2039 | CAPITAL | REPLACEMENT | education | USD/gigalumen_year | us | us | 93461420598.1179
commercial lighting | High-Bay LFL: T5 4xF54 HO High Bay | 2039 | CAPITAL | REPLACEMENT | food sales | USD/gigalumen_year | us | us | 93461420598.1179
commercial lighting | High-Bay LFL: T5 4xF54 HO High Bay | 2039 | CAPITAL | REPLACEMENT | food service | USD/gigalumen_year | us | us | 93461420598.1179
commercial lighting | High-Bay LFL: T5 4xF54 HO High Bay | 2039 | CAPITAL | REPLACEMENT | health | USD/gigalumen_year | us | us | 93461420598.1179
commercial lighting | High-Bay LFL: T5 4xF54 HO High Bay | 2039 | CAPITAL | REPLACEMENT | lodging | USD/gigalumen_year | us | us | 93461420598.1179
commercial lighting | High-Bay LFL: T5 4xF54 HO High Bay | 2039 | CAPITAL | REPLACEMENT | merc/service | USD/gigalumen_year | us | us | 93461420598.1179
commercial lighting | High-Bay LFL: T5 4xF54 HO High Bay | 2039 | CAPITAL | REPLACEMENT | office-large | USD/gigalumen_year | us | us | 93461420598.1179
commercial lighting | High-Bay LFL: T5 4xF54 HO High Bay | 2039 | CAPITAL | REPLACEMENT | office-small | USD/gigalumen_year | us | us | 93461420598.1179
commercial lighting | High-Bay LFL: T5 4xF54 HO High Bay | 2039 | CAPITAL | REPLACEMENT | other | USD/gigalumen_year | us | us | 93461420598.1179
commercial lighting | High-Bay LFL: T5 4xF54 HO High Bay | 2039 | CAPITAL | REPLACEMENT | warehouse | USD/gigalumen_year | us | us | 93461420598.1179
commercial lighting | High-Bay LFL: T5 4xF54 HO High Bay | 2039 | FIXED_OM | NEW | assembly | USD/gigalumen_year | us | us | 3025492855.393
commercial lighting | High-Bay LFL: T5 4xF54 HO High Bay | 2039 | FIXED_OM | NEW | education | USD/gigalumen_year | us | us | 3025492855.393
commercial lighting | High-Bay LFL: T5 4xF54 HO High Bay | 2039 | FIXED_OM | NEW | food sales | USD/gigalumen_year | us | us | 3025492855.393
commercial lighting | High-Bay LFL: T5 4xF54 HO High Bay | 2039 | FIXED_OM | NEW | food service | USD/gigalumen_year | us | us | 3025492855.393
commercial lighting | High-Bay LFL: T5 4xF54 HO High Bay | 2039 | FIXED_OM | NEW | health | USD/gigalumen_year | us | us | 3025492855.393
commercial lighting | High-Bay LFL: T5 4xF54 HO High Bay | 2039 | FIXED_OM | NEW | lodging | USD/gigalumen_year | us | us | 3025492855.393
commercial lighting | High-Bay LFL: T5 4xF54 HO High Bay | 2039 | FIXED_OM | NEW | merc/service | USD/gigalumen_year | us | us | 3025492855.393
commercial lighting | High-Bay LFL: T5 4xF54 HO High Bay | 2039 | FIXED_OM | NEW | office-large | USD/gigalumen_year | us | us | 3025492855.393
commercial lighting | High-Bay LFL: T5 4xF54 HO High Bay | 2039 | FIXED_OM | NEW | office-small | USD/gigalumen_year | us | us | 3025492855.393
commercial lighting | High-Bay LFL: T5 4xF54 HO High Bay | 2039 | FIXED_OM | NEW | other | USD/gigalumen_year | us | us | 3025492855.393
commercial lighting | High-Bay LFL: T5 4xF54 HO High Bay | 2039 | FIXED_OM | NEW | warehouse | USD/gigalumen_year | us | us | 3025492855.393
commercial lighting | High-Bay LFL: T5 4xF54 HO High Bay | 2039 | FIXED_OM | REPLACEMENT | assembly | USD/gigalumen_year | us | us | 3025492855.393
commercial lighting | High-Bay LFL: T5 4xF54 HO High Bay | 2039 | FIXED_OM | REPLACEMENT | education | USD/gigalumen_year | us | us | 3025492855.393
commercial lighting | High-Bay LFL: T5 4xF54 HO High Bay | 2039 | FIXED_OM | REPLACEMENT | food sales | USD/gigalumen_year | us | us | 3025492855.393
commercial lighting | High-Bay LFL: T5 4xF54 HO High Bay | 2039 | FIXED_OM | REPLACEMENT | food service | USD/gigalumen_year | us | us | 3025492855.393
commercial lighting | High-Bay LFL: T5 4xF54 HO High Bay | 2039 | FIXED_OM | REPLACEMENT | health | USD/gigalumen_year | us | us | 3025492855.393
commercial lighting | High-Bay LFL: T5 4xF54 HO High Bay | 2039 | FIXED_OM | REPLACEMENT | lodging | USD/gigalumen_year | us | us | 3025492855.393
commercial lighting | High-Bay LFL: T5 4xF54 HO High Bay | 2039 | FIXED_OM | REPLACEMENT | merc/service | USD/gigalumen_year | us | us | 3025492855.393
commercial lighting | High-Bay LFL: T5 4xF54 HO High Bay | 2039 | FIXED_OM | REPLACEMENT | office-large | USD/gigalumen_year | us | us | 3025492855.393
commercial lighting | High-Bay LFL: T5 4xF54 HO High Bay | 2039 | FIXED_OM | REPLACEMENT | office-small | USD/gigalumen_year | us | us | 3025492855.393
commercial lighting | High-Bay LFL: T5 4xF54 HO High Bay | 2039 | FIXED_OM | REPLACEMENT | other | USD/gigalumen_year | us | us | 3025492855.393
commercial lighting | High-Bay LFL: T5 4xF54 HO High Bay | 2039 | FIXED_OM | REPLACEMENT | warehouse | USD/gigalumen_year | us | us | 3025492855.393
commercial lighting | High-Bay LFL: T5 4xF54 HO High Bay | 2040 | CAPITAL | NEW | assembly | USD/gigalumen_year | us | us | 93113770797.964
commercial lighting | High-Bay LFL: T5 4xF54 HO High Bay | 2040 | CAPITAL | NEW | education | USD/gigalumen_year | us | us | 93113770797.964
commercial lighting | High-Bay LFL: T5 4xF54 HO High Bay | 2040 | CAPITAL | NEW | food sales | USD/gigalumen_year | us | us | 93113770797.964
commercial lighting | High-Bay LFL: T5 4xF54 HO High Bay | 2040 | CAPITAL | NEW | food service | USD/gigalumen_year | us | us | 93113770797.964
commercial lighting | High-Bay LFL: T5 4xF54 HO High Bay | 2040 | CAPITAL | NEW | health | USD/gigalumen_year | us | us | 93113770797.964
commercial lighting | High-Bay LFL: T5 4xF54 HO High Bay | 2040 | CAPITAL | NEW | lodging | USD/gigalumen_year | us | us | 93113770797.964
commercial lighting | High-Bay LFL: T5 4xF54 HO High Bay | 2040 | CAPITAL | NEW | merc/service | USD/gigalumen_year | us | us | 93113770797.964
commercial lighting | High-Bay LFL: T5 4xF54 HO High Bay | 2040 | CAPITAL | NEW | office-large | USD/gigalumen_year | us | us | 93113770797.964
commercial lighting | High-Bay LFL: T5 4xF54 HO High Bay | 2040 | CAPITAL | NEW | office-small | USD/gigalumen_year | us | us | 93113770797.964
commercial lighting | High-Bay LFL: T5 4xF54 HO High Bay | 2040 | CAPITAL | NEW | other | USD/gigalumen_year | us | us | 93113770797.964
commercial lighting | High-Bay LFL: T5 4xF54 HO High Bay | 2040 | CAPITAL | NEW | warehouse | USD/gigalumen_year | us | us | 93113770797.964
commercial lighting | High-Bay LFL: T5 4xF54 HO High Bay | 2040 | CAPITAL | REPLACEMENT | assembly | USD/gigalumen_year | us | us | 93113770797.964
commercial lighting | High-Bay LFL: T5 4xF54 HO High Bay | 2040 | CAPITAL | REPLACEMENT | education | USD/gigalumen_year | us | us | 93113770797.964
commercial lighting | High-Bay LFL: T5 4xF54 HO High Bay | 2040 | CAPITAL | REPLACEMENT | food sales | USD/gigalumen_year | us | us | 93113770797.964
commercial lighting | High-Bay LFL: T5 4xF54 HO High Bay | 2040 | CAPITAL | REPLACEMENT | food service | USD/gigalumen_year | us | us | 93113770797.964
commercial lighting | High-Bay LFL: T5 4xF54 HO High Bay | 2040 | CAPITAL | REPLACEMENT | health | USD/gigalumen_year | us | us | 93113770797.964
commercial lighting | High-Bay LFL: T5 4xF54 HO High Bay | 2040 | CAPITAL | REPLACEMENT | lodging | USD/gigalumen_year | us | us | 93113770797.964
commercial lighting | High-Bay LFL: T5 4xF54 HO High Bay | 2040 | CAPITAL | REPLACEMENT | merc/service | USD/gigalumen_year | us | us | 93113770797.964
commercial lighting | High-Bay LFL: T5 4xF54 HO High Bay | 2040 | CAPITAL | REPLACEMENT | office-large | USD/gigalumen_year | us | us | 93113770797.964
commercial lighting | High-Bay LFL: T5 4xF54 HO High Bay | 2040 | CAPITAL | REPLACEMENT | office-small | USD/gigalumen_year | us | us | 93113770797.964
commercial lighting | High-Bay LFL: T5 4xF54 HO High Bay | 2040 | CAPITAL | REPLACEMENT | other | USD/gigalumen_year | us | us | 93113770797.964
commercial lighting | High-Bay LFL: T5 4xF54 HO High Bay | 2040 | CAPITAL | REPLACEMENT | warehouse | USD/gigalumen_year | us | us | 93113770797.964
commercial lighting | High-Bay LFL: T5 4xF54 HO High Bay | 2040 | FIXED_OM | NEW | assembly | USD/gigalumen_year | us | us | 3006700974.3036
commercial lighting | High-Bay LFL: T5 4xF54 HO High Bay | 2040 | FIXED_OM | NEW | education | USD/gigalumen_year | us | us | 3006700974.3036
commercial lighting | High-Bay LFL: T5 4xF54 HO High Bay | 2040 | FIXED_OM | NEW | food sales | USD/gigalumen_year | us | us | 3006700974.3036
commercial lighting | High-Bay LFL: T5 4xF54 HO High Bay | 2040 | FIXED_OM | NEW | food service | USD/gigalumen_year | us | us | 3006700974.3036
commercial lighting | High-Bay LFL: T5 4xF54 HO High Bay | 2040 | FIXED_OM | NEW | health | USD/gigalumen_year | us | us | 3006700974.3036
commercial lighting | High-Bay LFL: T5 4xF54 HO High Bay | 2040 | FIXED_OM | NEW | lodging | USD/gigalumen_year | us | us | 3006700974.3036
commercial lighting | High-Bay LFL: T5 4xF54 HO High Bay | 2040 | FIXED_OM | NEW | merc/service | USD/gigalumen_year | us | us | 3006700974.3036
commercial lighting | High-Bay LFL: T5 4xF54 HO High Bay | 2040 | FIXED_OM | NEW | office-large | USD/gigalumen_year | us | us | 3006700974.3036
commercial lighting | High-Bay LFL: T5 4xF54 HO High Bay | 2040 | FIXED_OM | NEW | office-small | USD/gigalumen_year | us | us | 3006700974.3036
commercial lighting | High-Bay LFL: T5 4xF54 HO High Bay | 2040 | FIXED_OM | NEW | other | USD/gigalumen_year | us | us | 3006700974.3036
commercial lighting | High-Bay LFL: T5 4xF54 HO High Bay | 2040 | FIXED_OM | NEW | warehouse | USD/gigalumen_year | us | us | 3006700974.3036
commercial lighting | High-Bay LFL: T5 4xF54 HO High Bay | 2040 | FIXED_OM | REPLACEMENT | assembly | USD/gigalumen_year | us | us | 3006700974.3036
commercial lighting | High-Bay LFL: T5 4xF54 HO High Bay | 2040 | FIXED_OM | REPLACEMENT | education | USD/gigalumen_year | us | us | 3006700974.3036
commercial lighting | High-Bay LFL: T5 4xF54 HO High Bay | 2040 | FIXED_OM | REPLACEMENT | food sales | USD/gigalumen_year | us | us | 3006700974.3036
commercial lighting | High-Bay LFL: T5 4xF54 HO High Bay | 2040 | FIXED_OM | REPLACEMENT | food service | USD/gigalumen_year | us | us | 3006700974.3036
commercial lighting | High-Bay LFL: T5 4xF54 HO High Bay | 2040 | FIXED_OM | REPLACEMENT | health | USD/gigalumen_year | us | us | 3006700974.3036
commercial lighting | High-Bay LFL: T5 4xF54 HO High Bay | 2040 | FIXED_OM | REPLACEMENT | lodging | USD/gigalumen_year | us | us | 3006700974.3036
commercial lighting | High-Bay LFL: T5 4xF54 HO High Bay | 2040 | FIXED_OM | REPLACEMENT | merc/service | USD/gigalumen_year | us | us | 3006700974.3036
commercial lighting | High-Bay LFL: T5 4xF54 HO High Bay | 2040 | FIXED_OM | REPLACEMENT | office-large | USD/gigalumen_year | us | us | 3006700974.3036
commercial lighting | High-Bay LFL: T5 4xF54 HO High Bay | 2040 | FIXED_OM | REPLACEMENT | office-small | USD/gigalumen_year | us | us | 3006700974.3036
commercial lighting | High-Bay LFL: T5 4xF54 HO High Bay | 2040 | FIXED_OM | REPLACEMENT | other | USD/gigalumen_year | us | us | 3006700974.3036
commercial lighting | High-Bay LFL: T5 4xF54 HO High Bay | 2040 | FIXED_OM | REPLACEMENT | warehouse | USD/gigalumen_year | us | us | 3006700974.3036
commercial lighting | High-Bay LFL: T5 4xF54 HO High Bay | 2041 | CAPITAL | NEW | assembly | USD/gigalumen_year | us | us | 93113770797.964
commercial lighting | High-Bay LFL: T5 4xF54 HO High Bay | 2041 | CAPITAL | NEW | education | USD/gigalumen_year | us | us | 93113770797.964
commercial lighting | High-Bay LFL: T5 4xF54 HO High Bay | 2041 | CAPITAL | NEW | food sales | USD/gigalumen_year | us | us | 93113770797.964
commercial lighting | High-Bay LFL: T5 4xF54 HO High Bay | 2041 | CAPITAL | NEW | food service | USD/gigalumen_year | us | us | 93113770797.964
commercial lighting | High-Bay LFL: T5 4xF54 HO High Bay | 2041 | CAPITAL | NEW | health | USD/gigalumen_year | us | us | 93113770797.964
commercial lighting | High-Bay LFL: T5 4xF54 HO High Bay | 2041 | CAPITAL | NEW | lodging | USD/gigalumen_year | us | us | 93113770797.964
commercial lighting | High-Bay LFL: T5 4xF54 HO High Bay | 2041 | CAPITAL | NEW | merc/service | USD/gigalumen_year | us | us | 93113770797.964
commercial lighting | High-Bay LFL: T5 4xF54 HO High Bay | 2041 | CAPITAL | NEW | office-large | USD/gigalumen_year | us | us | 93113770797.964
commercial lighting | High-Bay LFL: T5 4xF54 HO High Bay | 2041 | CAPITAL | NEW | office-small | USD/gigalumen_year | us | us | 93113770797.964
commercial lighting | High-Bay LFL: T5 4xF54 HO High Bay | 2041 | CAPITAL | NEW | other | USD/gigalumen_year | us | us | 93113770797.964
commercial lighting | High-Bay LFL: T5 4xF54 HO High Bay | 2041 | CAPITAL | NEW | warehouse | USD/gigalumen_year | us | us | 93113770797.964
commercial lighting | High-Bay LFL: T5 4xF54 HO High Bay | 2041 | CAPITAL | REPLACEMENT | assembly | USD/gigalumen_year | us | us | 93113770797.964
commercial lighting | High-Bay LFL: T5 4xF54 HO High Bay | 2041 | CAPITAL | REPLACEMENT | education | USD/gigalumen_year | us | us | 93113770797.964
commercial lighting | High-Bay LFL: T5 4xF54 HO High Bay | 2041 | CAPITAL | REPLACEMENT | food sales | USD/gigalumen_year | us | us | 93113770797.964
commercial lighting | High-Bay LFL: T5 4xF54 HO High Bay | 2041 | CAPITAL | REPLACEMENT | food service | USD/gigalumen_year | us | us | 93113770797.964
commercial lighting | High-Bay LFL: T5 4xF54 HO High Bay | 2041 | CAPITAL | REPLACEMENT | health | USD/gigalumen_year | us | us | 93113770797.964
commercial lighting | High-Bay LFL: T5 4xF54 HO High Bay | 2041 | CAPITAL | REPLACEMENT | lodging | USD/gigalumen_year | us | us | 93113770797.964
commercial lighting | High-Bay LFL: T5 4xF54 HO High Bay | 2041 | CAPITAL | REPLACEMENT | merc/service | USD/gigalumen_year | us | us | 93113770797.964
commercial lighting | High-Bay LFL: T5 4xF54 HO High Bay | 2041 | CAPITAL | REPLACEMENT | office-large | USD/gigalumen_year | us | us | 93113770797.964
commercial lighting | High-Bay LFL: T5 4xF54 HO High Bay | 2041 | CAPITAL | REPLACEMENT | office-small | USD/gigalumen_year | us | us | 93113770797.964
commercial lighting | High-Bay LFL: T5 4xF54 HO High Bay | 2041 | CAPITAL | REPLACEMENT | other | USD/gigalumen_year | us | us | 93113770797.964
commercial lighting | High-Bay LFL: T5 4xF54 HO High Bay | 2041 | CAPITAL | REPLACEMENT | warehouse | USD/gigalumen_year | us | us | 93113770797.964
commercial lighting | High-Bay LFL: T5 4xF54 HO High Bay | 2041 | FIXED_OM | NEW | assembly | USD/gigalumen_year | us | us | 3006700974.3036
commercial lighting | High-Bay LFL: T5 4xF54 HO High Bay | 2041 | FIXED_OM | NEW | education | USD/gigalumen_year | us | us | 3006700974.3036
commercial lighting | High-Bay LFL: T5 4xF54 HO High Bay | 2041 | FIXED_OM | NEW | food sales | USD/gigalumen_year | us | us | 3006700974.3036
commercial lighting | High-Bay LFL: T5 4xF54 HO High Bay | 2041 | FIXED_OM | NEW | food service | USD/gigalumen_year | us | us | 3006700974.3036
commercial lighting | High-Bay LFL: T5 4xF54 HO High Bay | 2041 | FIXED_OM | NEW | health | USD/gigalumen_year | us | us | 3006700974.3036
commercial lighting | High-Bay LFL: T5 4xF54 HO High Bay | 2041 | FIXED_OM | NEW | lodging | USD/gigalumen_year | us | us | 3006700974.3036
commercial lighting | High-Bay LFL: T5 4xF54 HO High Bay | 2041 | FIXED_OM | NEW | merc/service | USD/gigalumen_year | us | us | 3006700974.3036
commercial lighting | High-Bay LFL: T5 4xF54 HO High Bay | 2041 | FIXED_OM | NEW | office-large | USD/gigalumen_year | us | us | 3006700974.3036
commercial lighting | High-Bay LFL: T5 4xF54 HO High Bay | 2041 | FIXED_OM | NEW | office-small | USD/gigalumen_year | us | us | 3006700974.3036
commercial lighting | High-Bay LFL: T5 4xF54 HO High Bay | 2041 | FIXED_OM | NEW | other | USD/gigalumen_year | us | us | 3006700974.3036
commercial lighting | High-Bay LFL: T5 4xF54 HO High Bay | 2041 | FIXED_OM | NEW | warehouse | USD/gigalumen_year | us | us | 3006700974.3036
commercial lighting | High-Bay LFL: T5 4xF54 HO High Bay | 2041 | FIXED_OM | REPLACEMENT | assembly | USD/gigalumen_year | us | us | 3006700974.3036
commercial lighting | High-Bay LFL: T5 4xF54 HO High Bay | 2041 | FIXED_OM | REPLACEMENT | education | USD/gigalumen_year | us | us | 3006700974.3036
commercial lighting | High-Bay LFL: T5 4xF54 HO High Bay | 2041 | FIXED_OM | REPLACEMENT | food sales | USD/gigalumen_year | us | us | 3006700974.3036
commercial lighting | High-Bay LFL: T5 4xF54 HO High Bay | 2041 | FIXED_OM | REPLACEMENT | food service | USD/gigalumen_year | us | us | 3006700974.3036
commercial lighting | High-Bay LFL: T5 4xF54 HO High Bay | 2041 | FIXED_OM | REPLACEMENT | health | USD/gigalumen_year | us | us | 3006700974.3036
commercial lighting | High-Bay LFL: T5 4xF54 HO High Bay | 2041 | FIXED_OM | REPLACEMENT | lodging | USD/gigalumen_year | us | us | 3006700974.3036
commercial lighting | High-Bay LFL: T5 4xF54 HO High Bay | 2041 | FIXED_OM | REPLACEMENT | merc/service | USD/gigalumen_year | us | us | 3006700974.3036
commercial lighting | High-Bay LFL: T5 4xF54 HO High Bay | 2041 | FIXED_OM | REPLACEMENT | office-large | USD/gigalumen_year | us | us | 3006700974.3036
commercial lighting | High-Bay LFL: T5 4xF54 HO High Bay | 2041 | FIXED_OM | REPLACEMENT | office-small | USD/gigalumen_year | us | us | 3006700974.3036
commercial lighting | High-Bay LFL: T5 4xF54 HO High Bay | 2041 | FIXED_OM | REPLACEMENT | other | USD/gigalumen_year | us | us | 3006700974.3036
commercial lighting | High-Bay LFL: T5 4xF54 HO High Bay | 2041 | FIXED_OM | REPLACEMENT | warehouse | USD/gigalumen_year | us | us | 3006700974.3036
commercial lighting | High-Bay LFL: T5 4xF54 HO High Bay | 2042 | CAPITAL | NEW | assembly | USD/gigalumen_year | us | us | 93113770797.964
commercial lighting | High-Bay LFL: T5 4xF54 HO High Bay | 2042 | CAPITAL | NEW | education | USD/gigalumen_year | us | us | 93113770797.964
commercial lighting | High-Bay LFL: T5 4xF54 HO High Bay | 2042 | CAPITAL | NEW | food sales | USD/gigalumen_year | us | us | 93113770797.964
commercial lighting | High-Bay LFL: T5 4xF54 HO High Bay | 2042 | CAPITAL | NEW | food service | USD/gigalumen_year | us | us | 93113770797.964
commercial lighting | High-Bay LFL: T5 4xF54 HO High Bay | 2042 | CAPITAL | NEW | health | USD/gigalumen_year | us | us | 93113770797.964
commercial lighting | High-Bay LFL: T5 4xF54 HO High Bay | 2042 | CAPITAL | NEW | lodging | USD/gigalumen_year | us | us | 93113770797.964
commercial lighting | High-Bay LFL: T5 4xF54 HO High Bay | 2042 | CAPITAL | NEW | merc/service | USD/gigalumen_year | us | us | 93113770797.964
commercial lighting | High-Bay LFL: T5 4xF54 HO High Bay | 2042 | CAPITAL | NEW | office-large | USD/gigalumen_year | us | us | 93113770797.964
commercial lighting | High-Bay LFL: T5 4xF54 HO High Bay | 2042 | CAPITAL | NEW | office-small | USD/gigalumen_year | us | us | 93113770797.964
commercial lighting | High-Bay LFL: T5 4xF54 HO High Bay | 2042 | CAPITAL | NEW | other | USD/gigalumen_year | us | us | 93113770797.964
commercial lighting | High-Bay LFL: T5 4xF54 HO High Bay | 2042 | CAPITAL | NEW | warehouse | USD/gigalumen_year | us | us | 93113770797.964
commercial lighting | High-Bay LFL: T5 4xF54 HO High Bay | 2042 | CAPITAL | REPLACEMENT | assembly | USD/gigalumen_year | us | us | 93113770797.964
commercial lighting | High-Bay LFL: T5 4xF54 HO High Bay | 2042 | CAPITAL | REPLACEMENT | education | USD/gigalumen_year | us | us | 93113770797.964
commercial lighting | High-Bay LFL: T5 4xF54 HO High Bay | 2042 | CAPITAL | REPLACEMENT | food sales | USD/gigalumen_year | us | us | 93113770797.964
commercial lighting | High-Bay LFL: T5 4xF54 HO High Bay | 2042 | CAPITAL | REPLACEMENT | food service | USD/gigalumen_year | us | us | 93113770797.964
commercial lighting | High-Bay LFL: T5 4xF54 HO High Bay | 2042 | CAPITAL | REPLACEMENT | health | USD/gigalumen_year | us | us | 93113770797.964
commercial lighting | High-Bay LFL: T5 4xF54 HO High Bay | 2042 | CAPITAL | REPLACEMENT | lodging | USD/gigalumen_year | us | us | 93113770797.964
commercial lighting | High-Bay LFL: T5 4xF54 HO High Bay | 2042 | CAPITAL | REPLACEMENT | merc/service | USD/gigalumen_year | us | us | 93113770797.964
commercial lighting | High-Bay LFL: T5 4xF54 HO High Bay | 2042 | CAPITAL | REPLACEMENT | office-large | USD/gigalumen_year | us | us | 93113770797.964
commercial lighting | High-Bay LFL: T5 4xF54 HO High Bay | 2042 | CAPITAL | REPLACEMENT | office-small | USD/gigalumen_year | us | us | 93113770797.964
commercial lighting | High-Bay LFL: T5 4xF54 HO High Bay | 2042 | CAPITAL | REPLACEMENT | other | USD/gigalumen_year | us | us | 93113770797.964
commercial lighting | High-Bay LFL: T5 4xF54 HO High Bay | 2042 | CAPITAL | REPLACEMENT | warehouse | USD/gigalumen_year | us | us | 93113770797.964
commercial lighting | High-Bay LFL: T5 4xF54 HO High Bay | 2042 | FIXED_OM | NEW | assembly | USD/gigalumen_year | us | us | 3006700974.3036
commercial lighting | High-Bay LFL: T5 4xF54 HO High Bay | 2042 | FIXED_OM | NEW | education | USD/gigalumen_year | us | us | 3006700974.3036
commercial lighting | High-Bay LFL: T5 4xF54 HO High Bay | 2042 | FIXED_OM | NEW | food sales | USD/gigalumen_year | us | us | 3006700974.3036
commercial lighting | High-Bay LFL: T5 4xF54 HO High Bay | 2042 | FIXED_OM | NEW | food service | USD/gigalumen_year | us | us | 3006700974.3036
commercial lighting | High-Bay LFL: T5 4xF54 HO High Bay | 2042 | FIXED_OM | NEW | health | USD/gigalumen_year | us | us | 3006700974.3036
commercial lighting | High-Bay LFL: T5 4xF54 HO High Bay | 2042 | FIXED_OM | NEW | lodging | USD/gigalumen_year | us | us | 3006700974.3036
commercial lighting | High-Bay LFL: T5 4xF54 HO High Bay | 2042 | FIXED_OM | NEW | merc/service | USD/gigalumen_year | us | us | 3006700974.3036
commercial lighting | High-Bay LFL: T5 4xF54 HO High Bay | 2042 | FIXED_OM | NEW | office-large | USD/gigalumen_year | us | us | 3006700974.3036
commercial lighting | High-Bay LFL: T5 4xF54 HO High Bay | 2042 | FIXED_OM | NEW | office-small | USD/gigalumen_year | us | us | 3006700974.3036
commercial lighting | High-Bay LFL: T5 4xF54 HO High Bay | 2042 | FIXED_OM | NEW | other | USD/gigalumen_year | us | us | 3006700974.3036
commercial lighting | High-Bay LFL: T5 4xF54 HO High Bay | 2042 | FIXED_OM | NEW | warehouse | USD/gigalumen_year | us | us | 3006700974.3036
commercial lighting | High-Bay LFL: T5 4xF54 HO High Bay | 2042 | FIXED_OM | REPLACEMENT | assembly | USD/gigalumen_year | us | us | 3006700974.3036
commercial lighting | High-Bay LFL: T5 4xF54 HO High Bay | 2042 | FIXED_OM | REPLACEMENT | education | USD/gigalumen_year | us | us | 3006700974.3036
commercial lighting | High-Bay LFL: T5 4xF54 HO High Bay | 2042 | FIXED_OM | REPLACEMENT | food sales | USD/gigalumen_year | us | us | 3006700974.3036
commercial lighting | High-Bay LFL: T5 4xF54 HO High Bay | 2042 | FIXED_OM | REPLACEMENT | food service | USD/gigalumen_year | us | us | 3006700974.3036
commercial lighting | High-Bay LFL: T5 4xF54 HO High Bay | 2042 | FIXED_OM | REPLACEMENT | health | USD/gigalumen_year | us | us | 3006700974.3036
commercial lighting | High-Bay LFL: T5 4xF54 HO High Bay | 2042 | FIXED_OM | REPLACEMENT | lodging | USD/gigalumen_year | us | us | 3006700974.3036
commercial lighting | High-Bay LFL: T5 4xF54 HO High Bay | 2042 | FIXED_OM | REPLACEMENT | merc/service | USD/gigalumen_year | us | us | 3006700974.3036
commercial lighting | High-Bay LFL: T5 4xF54 HO High Bay | 2042 | FIXED_OM | REPLACEMENT | office-large | USD/gigalumen_year | us | us | 3006700974.3036
commercial lighting | High-Bay LFL: T5 4xF54 HO High Bay | 2042 | FIXED_OM | REPLACEMENT | office-small | USD/gigalumen_year | us | us | 3006700974.3036
commercial lighting | High-Bay LFL: T5 4xF54 HO High Bay | 2042 | FIXED_OM | REPLACEMENT | other | USD/gigalumen_year | us | us | 3006700974.3036
commercial lighting | High-Bay LFL: T5 4xF54 HO High Bay | 2042 | FIXED_OM | REPLACEMENT | warehouse | USD/gigalumen_year | us | us | 3006700974.3036
commercial lighting | High-Bay LFL: T5 4xF54 HO High Bay | 2043 | CAPITAL | NEW | assembly | USD/gigalumen_year | us | us | 93113770797.964
commercial lighting | High-Bay LFL: T5 4xF54 HO High Bay | 2043 | CAPITAL | NEW | education | USD/gigalumen_year | us | us | 93113770797.964
commercial lighting | High-Bay LFL: T5 4xF54 HO High Bay | 2043 | CAPITAL | NEW | food sales | USD/gigalumen_year | us | us | 93113770797.964
commercial lighting | High-Bay LFL: T5 4xF54 HO High Bay | 2043 | CAPITAL | NEW | food service | USD/gigalumen_year | us | us | 93113770797.964
commercial lighting | High-Bay LFL: T5 4xF54 HO High Bay | 2043 | CAPITAL | NEW | health | USD/gigalumen_year | us | us | 93113770797.964
commercial lighting | High-Bay LFL: T5 4xF54 HO High Bay | 2043 | CAPITAL | NEW | lodging | USD/gigalumen_year | us | us | 93113770797.964
commercial lighting | High-Bay LFL: T5 4xF54 HO High Bay | 2043 | CAPITAL | NEW | merc/service | USD/gigalumen_year | us | us | 93113770797.964
commercial lighting | High-Bay LFL: T5 4xF54 HO High Bay | 2043 | CAPITAL | NEW | office-large | USD/gigalumen_year | us | us | 93113770797.964
commercial lighting | High-Bay LFL: T5 4xF54 HO High Bay | 2043 | CAPITAL | NEW | office-small | USD/gigalumen_year | us | us | 93113770797.964
commercial lighting | High-Bay LFL: T5 4xF54 HO High Bay | 2043 | CAPITAL | NEW | other | USD/gigalumen_year | us | us | 93113770797.964
commercial lighting | High-Bay LFL: T5 4xF54 HO High Bay | 2043 | CAPITAL | NEW | warehouse | USD/gigalumen_year | us | us | 93113770797.964
commercial lighting | High-Bay LFL: T5 4xF54 HO High Bay | 2043 | CAPITAL | REPLACEMENT | assembly | USD/gigalumen_year | us | us | 93113770797.964
commercial lighting | High-Bay LFL: T5 4xF54 HO High Bay | 2043 | CAPITAL | REPLACEMENT | education | USD/gigalumen_year | us | us | 93113770797.964
commercial lighting | High-Bay LFL: T5 4xF54 HO High Bay | 2043 | CAPITAL | REPLACEMENT | food sales | USD/gigalumen_year | us | us | 93113770797.964
commercial lighting | High-Bay LFL: T5 4xF54 HO High Bay | 2043 | CAPITAL | REPLACEMENT | food service | USD/gigalumen_year | us | us | 93113770797.964
commercial lighting | High-Bay LFL: T5 4xF54 HO High Bay | 2043 | CAPITAL | REPLACEMENT | health | USD/gigalumen_year | us | us | 93113770797.964
commercial lighting | High-Bay LFL: T5 4xF54 HO High Bay | 2043 | CAPITAL | REPLACEMENT | lodging | USD/gigalumen_year | us | us | 93113770797.964
commercial lighting | High-Bay LFL: T5 4xF54 HO High Bay | 2043 | CAPITAL | REPLACEMENT | merc/service | USD/gigalumen_year | us | us | 93113770797.964
commercial lighting | High-Bay LFL: T5 4xF54 HO High Bay | 2043 | CAPITAL | REPLACEMENT | office-large | USD/gigalumen_year | us | us | 93113770797.964
commercial lighting | High-Bay LFL: T5 4xF54 HO High Bay | 2043 | CAPITAL | REPLACEMENT | office-small | USD/gigalumen_year | us | us | 93113770797.964
commercial lighting | High-Bay LFL: T5 4xF54 HO High Bay | 2043 | CAPITAL | REPLACEMENT | other | USD/gigalumen_year | us | us | 93113770797.964
commercial lighting | High-Bay LFL: T5 4xF54 HO High Bay | 2043 | CAPITAL | REPLACEMENT | warehouse | USD/gigalumen_year | us | us | 93113770797.964
commercial lighting | High-Bay LFL: T5 4xF54 HO High Bay | 2043 | FIXED_OM | NEW | assembly | USD/gigalumen_year | us | us | 3006700974.3036
commercial lighting | High-Bay LFL: T5 4xF54 HO High Bay | 2043 | FIXED_OM | NEW | education | USD/gigalumen_year | us | us | 3006700974.3036
commercial lighting | High-Bay LFL: T5 4xF54 HO High Bay | 2043 | FIXED_OM | NEW | food sales | USD/gigalumen_year | us | us | 3006700974.3036
commercial lighting | High-Bay LFL: T5 4xF54 HO High Bay | 2043 | FIXED_OM | NEW | food service | USD/gigalumen_year | us | us | 3006700974.3036
commercial lighting | High-Bay LFL: T5 4xF54 HO High Bay | 2043 | FIXED_OM | NEW | health | USD/gigalumen_year | us | us | 3006700974.3036
commercial lighting | High-Bay LFL: T5 4xF54 HO High Bay | 2043 | FIXED_OM | NEW | lodging | USD/gigalumen_year | us | us | 3006700974.3036
commercial lighting | High-Bay LFL: T5 4xF54 HO High Bay | 2043 | FIXED_OM | NEW | merc/service | USD/gigalumen_year | us | us | 3006700974.3036
commercial lighting | High-Bay LFL: T5 4xF54 HO High Bay | 2043 | FIXED_OM | NEW | office-large | USD/gigalumen_year | us | us | 3006700974.3036
commercial lighting | High-Bay LFL: T5 4xF54 HO High Bay | 2043 | FIXED_OM | NEW | office-small | USD/gigalumen_year | us | us | 3006700974.3036
commercial lighting | High-Bay LFL: T5 4xF54 HO High Bay | 2043 | FIXED_OM | NEW | other | USD/gigalumen_year | us | us | 3006700974.3036
commercial lighting | High-Bay LFL: T5 4xF54 HO High Bay | 2043 | FIXED_OM | NEW | warehouse | USD/gigalumen_year | us | us | 3006700974.3036
commercial lighting | High-Bay LFL: T5 4xF54 HO High Bay | 2043 | FIXED_OM | REPLACEMENT | assembly | USD/gigalumen_year | us | us | 3006700974.3036
commercial lighting | High-Bay LFL: T5 4xF54 HO High Bay | 2043 | FIXED_OM | REPLACEMENT | education | USD/gigalumen_year | us | us | 3006700974.3036
commercial lighting | High-Bay LFL: T5 4xF54 HO High Bay | 2043 | FIXED_OM | REPLACEMENT | food sales | USD/gigalumen_year | us | us | 3006700974.3036
commercial lighting | High-Bay LFL: T5 4xF54 HO High Bay | 2043 | FIXED_OM | REPLACEMENT | food service | USD/gigalumen_year | us | us | 3006700974.3036
commercial lighting | High-Bay LFL: T5 4xF54 HO High Bay | 2043 | FIXED_OM | REPLACEMENT | health | USD/gigalumen_year | us | us | 3006700974.3036
commercial lighting | High-Bay LFL: T5 4xF54 HO High Bay | 2043 | FIXED_OM | REPLACEMENT | lodging | USD/gigalumen_year | us | us | 3006700974.3036
commercial lighting | High-Bay LFL: T5 4xF54 HO High Bay | 2043 | FIXED_OM | REPLACEMENT | merc/service | USD/gigalumen_year | us | us | 3006700974.3036
commercial lighting | High-Bay LFL: T5 4xF54 HO High Bay | 2043 | FIXED_OM | REPLACEMENT | office-large | USD/gigalumen_year | us | us | 3006700974.3036
commercial lighting | High-Bay LFL: T5 4xF54 HO High Bay | 2043 | FIXED_OM | REPLACEMENT | office-small | USD/gigalumen_year | us | us | 3006700974.3036
commercial lighting | High-Bay LFL: T5 4xF54 HO High Bay | 2043 | FIXED_OM | REPLACEMENT | other | USD/gigalumen_year | us | us | 3006700974.3036
commercial lighting | High-Bay LFL: T5 4xF54 HO High Bay | 2043 | FIXED_OM | REPLACEMENT | warehouse | USD/gigalumen_year | us | us | 3006700974.3036
commercial lighting | High-Bay LFL: T5 4xF54 HO High Bay | 2044 | CAPITAL | NEW | assembly | USD/gigalumen_year | us | us | 93113770797.964
commercial lighting | High-Bay LFL: T5 4xF54 HO High Bay | 2044 | CAPITAL | NEW | education | USD/gigalumen_year | us | us | 93113770797.964
commercial lighting | High-Bay LFL: T5 4xF54 HO High Bay | 2044 | CAPITAL | NEW | food sales | USD/gigalumen_year | us | us | 93113770797.964
commercial lighting | High-Bay LFL: T5 4xF54 HO High Bay | 2044 | CAPITAL | NEW | food service | USD/gigalumen_year | us | us | 93113770797.964
commercial lighting | High-Bay LFL: T5 4xF54 HO High Bay | 2044 | CAPITAL | NEW | health | USD/gigalumen_year | us | us | 93113770797.964
commercial lighting | High-Bay LFL: T5 4xF54 HO High Bay | 2044 | CAPITAL | NEW | lodging | USD/gigalumen_year | us | us | 93113770797.964
commercial lighting | High-Bay LFL: T5 4xF54 HO High Bay | 2044 | CAPITAL | NEW | merc/service | USD/gigalumen_year | us | us | 93113770797.964
commercial lighting | High-Bay LFL: T5 4xF54 HO High Bay | 2044 | CAPITAL | NEW | office-large | USD/gigalumen_year | us | us | 93113770797.964
commercial lighting | High-Bay LFL: T5 4xF54 HO High Bay | 2044 | CAPITAL | NEW | office-small | USD/gigalumen_year | us | us | 93113770797.964
commercial lighting | High-Bay LFL: T5 4xF54 HO High Bay | 2044 | CAPITAL | NEW | other | USD/gigalumen_year | us | us | 93113770797.964
commercial lighting | High-Bay LFL: T5 4xF54 HO High Bay | 2044 | CAPITAL | NEW | warehouse | USD/gigalumen_year | us | us | 93113770797.964
commercial lighting | High-Bay LFL: T5 4xF54 HO High Bay | 2044 | CAPITAL | REPLACEMENT | assembly | USD/gigalumen_year | us | us | 93113770797.964
commercial lighting | High-Bay LFL: T5 4xF54 HO High Bay | 2044 | CAPITAL | REPLACEMENT | education | USD/gigalumen_year | us | us | 93113770797.964
commercial lighting | High-Bay LFL: T5 4xF54 HO High Bay | 2044 | CAPITAL | REPLACEMENT | food sales | USD/gigalumen_year | us | us | 93113770797.964
commercial lighting | High-Bay LFL: T5 4xF54 HO High Bay | 2044 | CAPITAL | REPLACEMENT | food service | USD/gigalumen_year | us | us | 93113770797.964
commercial lighting | High-Bay LFL: T5 4xF54 HO High Bay | 2044 | CAPITAL | REPLACEMENT | health | USD/gigalumen_year | us | us | 93113770797.964
commercial lighting | High-Bay LFL: T5 4xF54 HO High Bay | 2044 | CAPITAL | REPLACEMENT | lodging | USD/gigalumen_year | us | us | 93113770797.964
commercial lighting | High-Bay LFL: T5 4xF54 HO High Bay | 2044 | CAPITAL | REPLACEMENT | merc/service | USD/gigalumen_year | us | us | 93113770797.964
commercial lighting | High-Bay LFL: T5 4xF54 HO High Bay | 2044 | CAPITAL | REPLACEMENT | office-large | USD/gigalumen_year | us | us | 93113770797.964
commercial lighting | High-Bay LFL: T5 4xF54 HO High Bay | 2044 | CAPITAL | REPLACEMENT | office-small | USD/gigalumen_year | us | us | 93113770797.964
commercial lighting | High-Bay LFL: T5 4xF54 HO High Bay | 2044 | CAPITAL | REPLACEMENT | other | USD/gigalumen_year | us | us | 93113770797.964
commercial lighting | High-Bay LFL: T5 4xF54 HO High Bay | 2044 | CAPITAL | REPLACEMENT | warehouse | USD/gigalumen_year | us | us | 93113770797.964
commercial lighting | High-Bay LFL: T5 4xF54 HO High Bay | 2044 | FIXED_OM | NEW | assembly | USD/gigalumen_year | us | us | 3006700974.3036
commercial lighting | High-Bay LFL: T5 4xF54 HO High Bay | 2044 | FIXED_OM | NEW | education | USD/gigalumen_year | us | us | 3006700974.3036
commercial lighting | High-Bay LFL: T5 4xF54 HO High Bay | 2044 | FIXED_OM | NEW | food sales | USD/gigalumen_year | us | us | 3006700974.3036
commercial lighting | High-Bay LFL: T5 4xF54 HO High Bay | 2044 | FIXED_OM | NEW | food service | USD/gigalumen_year | us | us | 3006700974.3036
commercial lighting | High-Bay LFL: T5 4xF54 HO High Bay | 2044 | FIXED_OM | NEW | health | USD/gigalumen_year | us | us | 3006700974.3036
commercial lighting | High-Bay LFL: T5 4xF54 HO High Bay | 2044 | FIXED_OM | NEW | lodging | USD/gigalumen_year | us | us | 3006700974.3036
commercial lighting | High-Bay LFL: T5 4xF54 HO High Bay | 2044 | FIXED_OM | NEW | merc/service | USD/gigalumen_year | us | us | 3006700974.3036
commercial lighting | High-Bay LFL: T5 4xF54 HO High Bay | 2044 | FIXED_OM | NEW | office-large | USD/gigalumen_year | us | us | 3006700974.3036
commercial lighting | High-Bay LFL: T5 4xF54 HO High Bay | 2044 | FIXED_OM | NEW | office-small | USD/gigalumen_year | us | us | 3006700974.3036
commercial lighting | High-Bay LFL: T5 4xF54 HO High Bay | 2044 | FIXED_OM | NEW | other | USD/gigalumen_year | us | us | 3006700974.3036
commercial lighting | High-Bay LFL: T5 4xF54 HO High Bay | 2044 | FIXED_OM | NEW | warehouse | USD/gigalumen_year | us | us | 3006700974.3036
commercial lighting | High-Bay LFL: T5 4xF54 HO High Bay | 2044 | FIXED_OM | REPLACEMENT | assembly | USD/gigalumen_year | us | us | 3006700974.3036
commercial lighting | High-Bay LFL: T5 4xF54 HO High Bay | 2044 | FIXED_OM | REPLACEMENT | education | USD/gigalumen_year | us | us | 3006700974.3036
commercial lighting | High-Bay LFL: T5 4xF54 HO High Bay | 2044 | FIXED_OM | REPLACEMENT | food sales | USD/gigalumen_year | us | us | 3006700974.3036
commercial lighting | High-Bay LFL: T5 4xF54 HO High Bay | 2044 | FIXED_OM | REPLACEMENT | food service | USD/gigalumen_year | us | us | 3006700974.3036
commercial lighting | High-Bay LFL: T5 4xF54 HO High Bay | 2044 | FIXED_OM | REPLACEMENT | health | USD/gigalumen_year | us | us | 3006700974.3036
commercial lighting | High-Bay LFL: T5 4xF54 HO High Bay | 2044 | FIXED_OM | REPLACEMENT | lodging | USD/gigalumen_year | us | us | 3006700974.3036
commercial lighting | High-Bay LFL: T5 4xF54 HO High Bay | 2044 | FIXED_OM | REPLACEMENT | merc/service | USD/gigalumen_year | us | us | 3006700974.3036
commercial lighting | High-Bay LFL: T5 4xF54 HO High Bay | 2044 | FIXED_OM | REPLACEMENT | office-large | USD/gigalumen_year | us | us | 3006700974.3036
commercial lighting | High-Bay LFL: T5 4xF54 HO High Bay | 2044 | FIXED_OM | REPLACEMENT | office-small | USD/gigalumen_year | us | us | 3006700974.3036
commercial lighting | High-Bay LFL: T5 4xF54 HO High Bay | 2044 | FIXED_OM | REPLACEMENT | other | USD/gigalumen_year | us | us | 3006700974.3036
commercial lighting | High-Bay LFL: T5 4xF54 HO High Bay | 2044 | FIXED_OM | REPLACEMENT | warehouse | USD/gigalumen_year | us | us | 3006700974.3036
commercial lighting | High-Bay LFL: T5 4xF54 HO High Bay | 2045 | CAPITAL | NEW | assembly | USD/gigalumen_year | us | us | 93113770797.964
commercial lighting | High-Bay LFL: T5 4xF54 HO High Bay | 2045 | CAPITAL | NEW | education | USD/gigalumen_year | us | us | 93113770797.964
commercial lighting | High-Bay LFL: T5 4xF54 HO High Bay | 2045 | CAPITAL | NEW | food sales | USD/gigalumen_year | us | us | 93113770797.964
commercial lighting | High-Bay LFL: T5 4xF54 HO High Bay | 2045 | CAPITAL | NEW | food service | USD/gigalumen_year | us | us | 93113770797.964
commercial lighting | High-Bay LFL: T5 4xF54 HO High Bay | 2045 | CAPITAL | NEW | health | USD/gigalumen_year | us | us | 93113770797.964
commercial lighting | High-Bay LFL: T5 4xF54 HO High Bay | 2045 | CAPITAL | NEW | lodging | USD/gigalumen_year | us | us | 93113770797.964
commercial lighting | High-Bay LFL: T5 4xF54 HO High Bay | 2045 | CAPITAL | NEW | merc/service | USD/gigalumen_year | us | us | 93113770797.964
commercial lighting | High-Bay LFL: T5 4xF54 HO High Bay | 2045 | CAPITAL | NEW | office-large | USD/gigalumen_year | us | us | 93113770797.964
commercial lighting | High-Bay LFL: T5 4xF54 HO High Bay | 2045 | CAPITAL | NEW | office-small | USD/gigalumen_year | us | us | 93113770797.964
commercial lighting | High-Bay LFL: T5 4xF54 HO High Bay | 2045 | CAPITAL | NEW | other | USD/gigalumen_year | us | us | 93113770797.964
commercial lighting | High-Bay LFL: T5 4xF54 HO High Bay | 2045 | CAPITAL | NEW | warehouse | USD/gigalumen_year | us | us | 93113770797.964
commercial lighting | High-Bay LFL: T5 4xF54 HO High Bay | 2045 | CAPITAL | REPLACEMENT | assembly | USD/gigalumen_year | us | us | 93113770797.964
commercial lighting | High-Bay LFL: T5 4xF54 HO High Bay | 2045 | CAPITAL | REPLACEMENT | education | USD/gigalumen_year | us | us | 93113770797.964
commercial lighting | High-Bay LFL: T5 4xF54 HO High Bay | 2045 | CAPITAL | REPLACEMENT | food sales | USD/gigalumen_year | us | us | 93113770797.964
commercial lighting | High-Bay LFL: T5 4xF54 HO High Bay | 2045 | CAPITAL | REPLACEMENT | food service | USD/gigalumen_year | us | us | 93113770797.964
commercial lighting | High-Bay LFL: T5 4xF54 HO High Bay | 2045 | CAPITAL | REPLACEMENT | health | USD/gigalumen_year | us | us | 93113770797.964
commercial lighting | High-Bay LFL: T5 4xF54 HO High Bay | 2045 | CAPITAL | REPLACEMENT | lodging | USD/gigalumen_year | us | us | 93113770797.964
commercial lighting | High-Bay LFL: T5 4xF54 HO High Bay | 2045 | CAPITAL | REPLACEMENT | merc/service | USD/gigalumen_year | us | us | 93113770797.964
commercial lighting | High-Bay LFL: T5 4xF54 HO High Bay | 2045 | CAPITAL | REPLACEMENT | office-large | USD/gigalumen_year | us | us | 93113770797.964
commercial lighting | High-Bay LFL: T5 4xF54 HO High Bay | 2045 | CAPITAL | REPLACEMENT | office-small | USD/gigalumen_year | us | us | 93113770797.964
commercial lighting | High-Bay LFL: T5 4xF54 HO High Bay | 2045 | CAPITAL | REPLACEMENT | other | USD/gigalumen_year | us | us | 93113770797.964
commercial lighting | High-Bay LFL: T5 4xF54 HO High Bay | 2045 | CAPITAL | REPLACEMENT | warehouse | USD/gigalumen_year | us | us | 93113770797.964
commercial lighting | High-Bay LFL: T5 4xF54 HO High Bay | 2045 | FIXED_OM | NEW | assembly | USD/gigalumen_year | us | us | 3006700974.3036
commercial lighting | High-Bay LFL: T5 4xF54 HO High Bay | 2045 | FIXED_OM | NEW | education | USD/gigalumen_year | us | us | 3006700974.3036
commercial lighting | High-Bay LFL: T5 4xF54 HO High Bay | 2045 | FIXED_OM | NEW | food sales | USD/gigalumen_year | us | us | 3006700974.3036
commercial lighting | High-Bay LFL: T5 4xF54 HO High Bay | 2045 | FIXED_OM | NEW | food service | USD/gigalumen_year | us | us | 3006700974.3036
commercial lighting | High-Bay LFL: T5 4xF54 HO High Bay | 2045 | FIXED_OM | NEW | health | USD/gigalumen_year | us | us | 3006700974.3036
commercial lighting | High-Bay LFL: T5 4xF54 HO High Bay | 2045 | FIXED_OM | NEW | lodging | USD/gigalumen_year | us | us | 3006700974.3036
commercial lighting | High-Bay LFL: T5 4xF54 HO High Bay | 2045 | FIXED_OM | NEW | merc/service | USD/gigalumen_year | us | us | 3006700974.3036
commercial lighting | High-Bay LFL: T5 4xF54 HO High Bay | 2045 | FIXED_OM | NEW | office-large | USD/gigalumen_year | us | us | 3006700974.3036
commercial lighting | High-Bay LFL: T5 4xF54 HO High Bay | 2045 | FIXED_OM | NEW | office-small | USD/gigalumen_year | us | us | 3006700974.3036
commercial lighting | High-Bay LFL: T5 4xF54 HO High Bay | 2045 | FIXED_OM | NEW | other | USD/gigalumen_year | us | us | 3006700974.3036
commercial lighting | High-Bay LFL: T5 4xF54 HO High Bay | 2045 | FIXED_OM | NEW | warehouse | USD/gigalumen_year | us | us | 3006700974.3036
commercial lighting | High-Bay LFL: T5 4xF54 HO High Bay | 2045 | FIXED_OM | REPLACEMENT | assembly | USD/gigalumen_year | us | us | 3006700974.3036
commercial lighting | High-Bay LFL: T5 4xF54 HO High Bay | 2045 | FIXED_OM | REPLACEMENT | education | USD/gigalumen_year | us | us | 3006700974.3036
commercial lighting | High-Bay LFL: T5 4xF54 HO High Bay | 2045 | FIXED_OM | REPLACEMENT | food sales | USD/gigalumen_year | us | us | 3006700974.3036
commercial lighting | High-Bay LFL: T5 4xF54 HO High Bay | 2045 | FIXED_OM | REPLACEMENT | food service | USD/gigalumen_year | us | us | 3006700974.3036
commercial lighting | High-Bay LFL: T5 4xF54 HO High Bay | 2045 | FIXED_OM | REPLACEMENT | health | USD/gigalumen_year | us | us | 3006700974.3036
commercial lighting | High-Bay LFL: T5 4xF54 HO High Bay | 2045 | FIXED_OM | REPLACEMENT | lodging | USD/gigalumen_year | us | us | 3006700974.3036
commercial lighting | High-Bay LFL: T5 4xF54 HO High Bay | 2045 | FIXED_OM | REPLACEMENT | merc/service | USD/gigalumen_year | us | us | 3006700974.3036
commercial lighting | High-Bay LFL: T5 4xF54 HO High Bay | 2045 | FIXED_OM | REPLACEMENT | office-large | USD/gigalumen_year | us | us | 3006700974.3036
commercial lighting | High-Bay LFL: T5 4xF54 HO High Bay | 2045 | FIXED_OM | REPLACEMENT | office-small | USD/gigalumen_year | us | us | 3006700974.3036
commercial lighting | High-Bay LFL: T5 4xF54 HO High Bay | 2045 | FIXED_OM | REPLACEMENT | other | USD/gigalumen_year | us | us | 3006700974.3036
commercial lighting | High-Bay LFL: T5 4xF54 HO High Bay | 2045 | FIXED_OM | REPLACEMENT | warehouse | USD/gigalumen_year | us | us | 3006700974.3036
commercial lighting | High-Bay LFL: T5 4xF54 HO High Bay | 2046 | CAPITAL | NEW | assembly | USD/gigalumen_year | us | us | 93113770797.964
commercial lighting | High-Bay LFL: T5 4xF54 HO High Bay | 2046 | CAPITAL | NEW | education | USD/gigalumen_year | us | us | 93113770797.964
commercial lighting | High-Bay LFL: T5 4xF54 HO High Bay | 2046 | CAPITAL | NEW | food sales | USD/gigalumen_year | us | us | 93113770797.964
commercial lighting | High-Bay LFL: T5 4xF54 HO High Bay | 2046 | CAPITAL | NEW | food service | USD/gigalumen_year | us | us | 93113770797.964
commercial lighting | High-Bay LFL: T5 4xF54 HO High Bay | 2046 | CAPITAL | NEW | health | USD/gigalumen_year | us | us | 93113770797.964
commercial lighting | High-Bay LFL: T5 4xF54 HO High Bay | 2046 | CAPITAL | NEW | lodging | USD/gigalumen_year | us | us | 93113770797.964
commercial lighting | High-Bay LFL: T5 4xF54 HO High Bay | 2046 | CAPITAL | NEW | merc/service | USD/gigalumen_year | us | us | 93113770797.964
commercial lighting | High-Bay LFL: T5 4xF54 HO High Bay | 2046 | CAPITAL | NEW | office-large | USD/gigalumen_year | us | us | 93113770797.964
commercial lighting | High-Bay LFL: T5 4xF54 HO High Bay | 2046 | CAPITAL | NEW | office-small | USD/gigalumen_year | us | us | 93113770797.964
commercial lighting | High-Bay LFL: T5 4xF54 HO High Bay | 2046 | CAPITAL | NEW | other | USD/gigalumen_year | us | us | 93113770797.964
commercial lighting | High-Bay LFL: T5 4xF54 HO High Bay | 2046 | CAPITAL | NEW | warehouse | USD/gigalumen_year | us | us | 93113770797.964
commercial lighting | High-Bay LFL: T5 4xF54 HO High Bay | 2046 | CAPITAL | REPLACEMENT | assembly | USD/gigalumen_year | us | us | 93113770797.964
commercial lighting | High-Bay LFL: T5 4xF54 HO High Bay | 2046 | CAPITAL | REPLACEMENT | education | USD/gigalumen_year | us | us | 93113770797.964
commercial lighting | High-Bay LFL: T5 4xF54 HO High Bay | 2046 | CAPITAL | REPLACEMENT | food sales | USD/gigalumen_year | us | us | 93113770797.964
commercial lighting | High-Bay LFL: T5 4xF54 HO High Bay | 2046 | CAPITAL | REPLACEMENT | food service | USD/gigalumen_year | us | us | 93113770797.964
commercial lighting | High-Bay LFL: T5 4xF54 HO High Bay | 2046 | CAPITAL | REPLACEMENT | health | USD/gigalumen_year | us | us | 93113770797.964
commercial lighting | High-Bay LFL: T5 4xF54 HO High Bay | 2046 | CAPITAL | REPLACEMENT | lodging | USD/gigalumen_year | us | us | 93113770797.964
commercial lighting | High-Bay LFL: T5 4xF54 HO High Bay | 2046 | CAPITAL | REPLACEMENT | merc/service | USD/gigalumen_year | us | us | 93113770797.964
commercial lighting | High-Bay LFL: T5 4xF54 HO High Bay | 2046 | CAPITAL | REPLACEMENT | office-large | USD/gigalumen_year | us | us | 93113770797.964
commercial lighting | High-Bay LFL: T5 4xF54 HO High Bay | 2046 | CAPITAL | REPLACEMENT | office-small | USD/gigalumen_year | us | us | 93113770797.964
commercial lighting | High-Bay LFL: T5 4xF54 HO High Bay | 2046 | CAPITAL | REPLACEMENT | other | USD/gigalumen_year | us | us | 93113770797.964
commercial lighting | High-Bay LFL: T5 4xF54 HO High Bay | 2046 | CAPITAL | REPLACEMENT | warehouse | USD/gigalumen_year | us | us | 93113770797.964
commercial lighting | High-Bay LFL: T5 4xF54 HO High Bay | 2046 | FIXED_OM | NEW | assembly | USD/gigalumen_year | us | us | 3006700974.3036
commercial lighting | High-Bay LFL: T5 4xF54 HO High Bay | 2046 | FIXED_OM | NEW | education | USD/gigalumen_year | us | us | 3006700974.3036
commercial lighting | High-Bay LFL: T5 4xF54 HO High Bay | 2046 | FIXED_OM | NEW | food sales | USD/gigalumen_year | us | us | 3006700974.3036
commercial lighting | High-Bay LFL: T5 4xF54 HO High Bay | 2046 | FIXED_OM | NEW | food service | USD/gigalumen_year | us | us | 3006700974.3036
commercial lighting | High-Bay LFL: T5 4xF54 HO High Bay | 2046 | FIXED_OM | NEW | health | USD/gigalumen_year | us | us | 3006700974.3036
commercial lighting | High-Bay LFL: T5 4xF54 HO High Bay | 2046 | FIXED_OM | NEW | lodging | USD/gigalumen_year | us | us | 3006700974.3036
commercial lighting | High-Bay LFL: T5 4xF54 HO High Bay | 2046 | FIXED_OM | NEW | merc/service | USD/gigalumen_year | us | us | 3006700974.3036
commercial lighting | High-Bay LFL: T5 4xF54 HO High Bay | 2046 | FIXED_OM | NEW | office-large | USD/gigalumen_year | us | us | 3006700974.3036
commercial lighting | High-Bay LFL: T5 4xF54 HO High Bay | 2046 | FIXED_OM | NEW | office-small | USD/gigalumen_year | us | us | 3006700974.3036
commercial lighting | High-Bay LFL: T5 4xF54 HO High Bay | 2046 | FIXED_OM | NEW | other | USD/gigalumen_year | us | us | 3006700974.3036
commercial lighting | High-Bay LFL: T5 4xF54 HO High Bay | 2046 | FIXED_OM | NEW | warehouse | USD/gigalumen_year | us | us | 3006700974.3036
commercial lighting | High-Bay LFL: T5 4xF54 HO High Bay | 2046 | FIXED_OM | REPLACEMENT | assembly | USD/gigalumen_year | us | us | 3006700974.3036
commercial lighting | High-Bay LFL: T5 4xF54 HO High Bay | 2046 | FIXED_OM | REPLACEMENT | education | USD/gigalumen_year | us | us | 3006700974.3036
commercial lighting | High-Bay LFL: T5 4xF54 HO High Bay | 2046 | FIXED_OM | REPLACEMENT | food sales | USD/gigalumen_year | us | us | 3006700974.3036
commercial lighting | High-Bay LFL: T5 4xF54 HO High Bay | 2046 | FIXED_OM | REPLACEMENT | food service | USD/gigalumen_year | us | us | 3006700974.3036
commercial lighting | High-Bay LFL: T5 4xF54 HO High Bay | 2046 | FIXED_OM | REPLACEMENT | health | USD/gigalumen_year | us | us | 3006700974.3036
commercial lighting | High-Bay LFL: T5 4xF54 HO High Bay | 2046 | FIXED_OM | REPLACEMENT | lodging | USD/gigalumen_year | us | us | 3006700974.3036
commercial lighting | High-Bay LFL: T5 4xF54 HO High Bay | 2046 | FIXED_OM | REPLACEMENT | merc/service | USD/gigalumen_year | us | us | 3006700974.3036
commercial lighting | High-Bay LFL: T5 4xF54 HO High Bay | 2046 | FIXED_OM | REPLACEMENT | office-large | USD/gigalumen_year | us | us | 3006700974.3036
commercial lighting | High-Bay LFL: T5 4xF54 HO High Bay | 2046 | FIXED_OM | REPLACEMENT | office-small | USD/gigalumen_year | us | us | 3006700974.3036
commercial lighting | High-Bay LFL: T5 4xF54 HO High Bay | 2046 | FIXED_OM | REPLACEMENT | other | USD/gigalumen_year | us | us | 3006700974.3036
commercial lighting | High-Bay LFL: T5 4xF54 HO High Bay | 2046 | FIXED_OM | REPLACEMENT | warehouse | USD/gigalumen_year | us | us | 3006700974.3036
commercial lighting | High-Bay LFL: T5 4xF54 HO High Bay | 2047 | CAPITAL | NEW | assembly | USD/gigalumen_year | us | us | 93113770797.964
commercial lighting | High-Bay LFL: T5 4xF54 HO High Bay | 2047 | CAPITAL | NEW | education | USD/gigalumen_year | us | us | 93113770797.964
commercial lighting | High-Bay LFL: T5 4xF54 HO High Bay | 2047 | CAPITAL | NEW | food sales | USD/gigalumen_year | us | us | 93113770797.964
commercial lighting | High-Bay LFL: T5 4xF54 HO High Bay | 2047 | CAPITAL | NEW | food service | USD/gigalumen_year | us | us | 93113770797.964
commercial lighting | High-Bay LFL: T5 4xF54 HO High Bay | 2047 | CAPITAL | NEW | health | USD/gigalumen_year | us | us | 93113770797.964
commercial lighting | High-Bay LFL: T5 4xF54 HO High Bay | 2047 | CAPITAL | NEW | lodging | USD/gigalumen_year | us | us | 93113770797.964
commercial lighting | High-Bay LFL: T5 4xF54 HO High Bay | 2047 | CAPITAL | NEW | merc/service | USD/gigalumen_year | us | us | 93113770797.964
commercial lighting | High-Bay LFL: T5 4xF54 HO High Bay | 2047 | CAPITAL | NEW | office-large | USD/gigalumen_year | us | us | 93113770797.964
commercial lighting | High-Bay LFL: T5 4xF54 HO High Bay | 2047 | CAPITAL | NEW | office-small | USD/gigalumen_year | us | us | 93113770797.964
commercial lighting | High-Bay LFL: T5 4xF54 HO High Bay | 2047 | CAPITAL | NEW | other | USD/gigalumen_year | us | us | 93113770797.964
commercial lighting | High-Bay LFL: T5 4xF54 HO High Bay | 2047 | CAPITAL | NEW | warehouse | USD/gigalumen_year | us | us | 93113770797.964
commercial lighting | High-Bay LFL: T5 4xF54 HO High Bay | 2047 | CAPITAL | REPLACEMENT | assembly | USD/gigalumen_year | us | us | 93113770797.964
commercial lighting | High-Bay LFL: T5 4xF54 HO High Bay | 2047 | CAPITAL | REPLACEMENT | education | USD/gigalumen_year | us | us | 93113770797.964
commercial lighting | High-Bay LFL: T5 4xF54 HO High Bay | 2047 | CAPITAL | REPLACEMENT | food sales | USD/gigalumen_year | us | us | 93113770797.964
commercial lighting | High-Bay LFL: T5 4xF54 HO High Bay | 2047 | CAPITAL | REPLACEMENT | food service | USD/gigalumen_year | us | us | 93113770797.964
commercial lighting | High-Bay LFL: T5 4xF54 HO High Bay | 2047 | CAPITAL | REPLACEMENT | health | USD/gigalumen_year | us | us | 93113770797.964
commercial lighting | High-Bay LFL: T5 4xF54 HO High Bay | 2047 | CAPITAL | REPLACEMENT | lodging | USD/gigalumen_year | us | us | 93113770797.964
commercial lighting | High-Bay LFL: T5 4xF54 HO High Bay | 2047 | CAPITAL | REPLACEMENT | merc/service | USD/gigalumen_year | us | us | 93113770797.964
commercial lighting | High-Bay LFL: T5 4xF54 HO High Bay | 2047 | CAPITAL | REPLACEMENT | office-large | USD/gigalumen_year | us | us | 93113770797.964
commercial lighting | High-Bay LFL: T5 4xF54 HO High Bay | 2047 | CAPITAL | REPLACEMENT | office-small | USD/gigalumen_year | us | us | 93113770797.964
commercial lighting | High-Bay LFL: T5 4xF54 HO High Bay | 2047 | CAPITAL | REPLACEMENT | other | USD/gigalumen_year | us | us | 93113770797.964
commercial lighting | High-Bay LFL: T5 4xF54 HO High Bay | 2047 | CAPITAL | REPLACEMENT | warehouse | USD/gigalumen_year | us | us | 93113770797.964
commercial lighting | High-Bay LFL: T5 4xF54 HO High Bay | 2047 | FIXED_OM | NEW | assembly | USD/gigalumen_year | us | us | 3006700974.3036
commercial lighting | High-Bay LFL: T5 4xF54 HO High Bay | 2047 | FIXED_OM | NEW | education | USD/gigalumen_year | us | us | 3006700974.3036
commercial lighting | High-Bay LFL: T5 4xF54 HO High Bay | 2047 | FIXED_OM | NEW | food sales | USD/gigalumen_year | us | us | 3006700974.3036
commercial lighting | High-Bay LFL: T5 4xF54 HO High Bay | 2047 | FIXED_OM | NEW | food service | USD/gigalumen_year | us | us | 3006700974.3036
commercial lighting | High-Bay LFL: T5 4xF54 HO High Bay | 2047 | FIXED_OM | NEW | health | USD/gigalumen_year | us | us | 3006700974.3036
commercial lighting | High-Bay LFL: T5 4xF54 HO High Bay | 2047 | FIXED_OM | NEW | lodging | USD/gigalumen_year | us | us | 3006700974.3036
commercial lighting | High-Bay LFL: T5 4xF54 HO High Bay | 2047 | FIXED_OM | NEW | merc/service | USD/gigalumen_year | us | us | 3006700974.3036
commercial lighting | High-Bay LFL: T5 4xF54 HO High Bay | 2047 | FIXED_OM | NEW | office-large | USD/gigalumen_year | us | us | 3006700974.3036
commercial lighting | High-Bay LFL: T5 4xF54 HO High Bay | 2047 | FIXED_OM | NEW | office-small | USD/gigalumen_year | us | us | 3006700974.3036
commercial lighting | High-Bay LFL: T5 4xF54 HO High Bay | 2047 | FIXED_OM | NEW | other | USD/gigalumen_year | us | us | 3006700974.3036
commercial lighting | High-Bay LFL: T5 4xF54 HO High Bay | 2047 | FIXED_OM | NEW | warehouse | USD/gigalumen_year | us | us | 3006700974.3036
commercial lighting | High-Bay LFL: T5 4xF54 HO High Bay | 2047 | FIXED_OM | REPLACEMENT | assembly | USD/gigalumen_year | us | us | 3006700974.3036
commercial lighting | High-Bay LFL: T5 4xF54 HO High Bay | 2047 | FIXED_OM | REPLACEMENT | education | USD/gigalumen_year | us | us | 3006700974.3036
commercial lighting | High-Bay LFL: T5 4xF54 HO High Bay | 2047 | FIXED_OM | REPLACEMENT | food sales | USD/gigalumen_year | us | us | 3006700974.3036
commercial lighting | High-Bay LFL: T5 4xF54 HO High Bay | 2047 | FIXED_OM | REPLACEMENT | food service | USD/gigalumen_year | us | us | 3006700974.3036
commercial lighting | High-Bay LFL: T5 4xF54 HO High Bay | 2047 | FIXED_OM | REPLACEMENT | health | USD/gigalumen_year | us | us | 3006700974.3036
commercial lighting | High-Bay LFL: T5 4xF54 HO High Bay | 2047 | FIXED_OM | REPLACEMENT | lodging | USD/gigalumen_year | us | us | 3006700974.3036
commercial lighting | High-Bay LFL: T5 4xF54 HO High Bay | 2047 | FIXED_OM | REPLACEMENT | merc/service | USD/gigalumen_year | us | us | 3006700974.3036
commercial lighting | High-Bay LFL: T5 4xF54 HO High Bay | 2047 | FIXED_OM | REPLACEMENT | office-large | USD/gigalumen_year | us | us | 3006700974.3036
commercial lighting | High-Bay LFL: T5 4xF54 HO High Bay | 2047 | FIXED_OM | REPLACEMENT | office-small | USD/gigalumen_year | us | us | 3006700974.3036
commercial lighting | High-Bay LFL: T5 4xF54 HO High Bay | 2047 | FIXED_OM | REPLACEMENT | other | USD/gigalumen_year | us | us | 3006700974.3036
commercial lighting | High-Bay LFL: T5 4xF54 HO High Bay | 2047 | FIXED_OM | REPLACEMENT | warehouse | USD/gigalumen_year | us | us | 3006700974.3036
commercial lighting | High-Bay LFL: T5 4xF54 HO High Bay | 2048 | CAPITAL | NEW | assembly | USD/gigalumen_year | us | us | 93113770797.964
commercial lighting | High-Bay LFL: T5 4xF54 HO High Bay | 2048 | CAPITAL | NEW | education | USD/gigalumen_year | us | us | 93113770797.964
commercial lighting | High-Bay LFL: T5 4xF54 HO High Bay | 2048 | CAPITAL | NEW | food sales | USD/gigalumen_year | us | us | 93113770797.964
commercial lighting | High-Bay LFL: T5 4xF54 HO High Bay | 2048 | CAPITAL | NEW | food service | USD/gigalumen_year | us | us | 93113770797.964
commercial lighting | High-Bay LFL: T5 4xF54 HO High Bay | 2048 | CAPITAL | NEW | health | USD/gigalumen_year | us | us | 93113770797.964
commercial lighting | High-Bay LFL: T5 4xF54 HO High Bay | 2048 | CAPITAL | NEW | lodging | USD/gigalumen_year | us | us | 93113770797.964
commercial lighting | High-Bay LFL: T5 4xF54 HO High Bay | 2048 | CAPITAL | NEW | merc/service | USD/gigalumen_year | us | us | 93113770797.964
commercial lighting | High-Bay LFL: T5 4xF54 HO High Bay | 2048 | CAPITAL | NEW | office-large | USD/gigalumen_year | us | us | 93113770797.964
commercial lighting | High-Bay LFL: T5 4xF54 HO High Bay | 2048 | CAPITAL | NEW | office-small | USD/gigalumen_year | us | us | 93113770797.964
commercial lighting | High-Bay LFL: T5 4xF54 HO High Bay | 2048 | CAPITAL | NEW | other | USD/gigalumen_year | us | us | 93113770797.964
commercial lighting | High-Bay LFL: T5 4xF54 HO High Bay | 2048 | CAPITAL | NEW | warehouse | USD/gigalumen_year | us | us | 93113770797.964
commercial lighting | High-Bay LFL: T5 4xF54 HO High Bay | 2048 | CAPITAL | REPLACEMENT | assembly | USD/gigalumen_year | us | us | 93113770797.964
commercial lighting | High-Bay LFL: T5 4xF54 HO High Bay | 2048 | CAPITAL | REPLACEMENT | education | USD/gigalumen_year | us | us | 93113770797.964
commercial lighting | High-Bay LFL: T5 4xF54 HO High Bay | 2048 | CAPITAL | REPLACEMENT | food sales | USD/gigalumen_year | us | us | 93113770797.964
commercial lighting | High-Bay LFL: T5 4xF54 HO High Bay | 2048 | CAPITAL | REPLACEMENT | food service | USD/gigalumen_year | us | us | 93113770797.964
commercial lighting | High-Bay LFL: T5 4xF54 HO High Bay | 2048 | CAPITAL | REPLACEMENT | health | USD/gigalumen_year | us | us | 93113770797.964
commercial lighting | High-Bay LFL: T5 4xF54 HO High Bay | 2048 | CAPITAL | REPLACEMENT | lodging | USD/gigalumen_year | us | us | 93113770797.964
commercial lighting | High-Bay LFL: T5 4xF54 HO High Bay | 2048 | CAPITAL | REPLACEMENT | merc/service | USD/gigalumen_year | us | us | 93113770797.964
commercial lighting | High-Bay LFL: T5 4xF54 HO High Bay | 2048 | CAPITAL | REPLACEMENT | office-large | USD/gigalumen_year | us | us | 93113770797.964
commercial lighting | High-Bay LFL: T5 4xF54 HO High Bay | 2048 | CAPITAL | REPLACEMENT | office-small | USD/gigalumen_year | us | us | 93113770797.964
commercial lighting | High-Bay LFL: T5 4xF54 HO High Bay | 2048 | CAPITAL | REPLACEMENT | other | USD/gigalumen_year | us | us | 93113770797.964
commercial lighting | High-Bay LFL: T5 4xF54 HO High Bay | 2048 | CAPITAL | REPLACEMENT | warehouse | USD/gigalumen_year | us | us | 93113770797.964
commercial lighting | High-Bay LFL: T5 4xF54 HO High Bay | 2048 | FIXED_OM | NEW | assembly | USD/gigalumen_year | us | us | 3006700974.3036
commercial lighting | High-Bay LFL: T5 4xF54 HO High Bay | 2048 | FIXED_OM | NEW | education | USD/gigalumen_year | us | us | 3006700974.3036
commercial lighting | High-Bay LFL: T5 4xF54 HO High Bay | 2048 | FIXED_OM | NEW | food sales | USD/gigalumen_year | us | us | 3006700974.3036
commercial lighting | High-Bay LFL: T5 4xF54 HO High Bay | 2048 | FIXED_OM | NEW | food service | USD/gigalumen_year | us | us | 3006700974.3036
commercial lighting | High-Bay LFL: T5 4xF54 HO High Bay | 2048 | FIXED_OM | NEW | health | USD/gigalumen_year | us | us | 3006700974.3036
commercial lighting | High-Bay LFL: T5 4xF54 HO High Bay | 2048 | FIXED_OM | NEW | lodging | USD/gigalumen_year | us | us | 3006700974.3036
commercial lighting | High-Bay LFL: T5 4xF54 HO High Bay | 2048 | FIXED_OM | NEW | merc/service | USD/gigalumen_year | us | us | 3006700974.3036
commercial lighting | High-Bay LFL: T5 4xF54 HO High Bay | 2048 | FIXED_OM | NEW | office-large | USD/gigalumen_year | us | us | 3006700974.3036
commercial lighting | High-Bay LFL: T5 4xF54 HO High Bay | 2048 | FIXED_OM | NEW | office-small | USD/gigalumen_year | us | us | 3006700974.3036
commercial lighting | High-Bay LFL: T5 4xF54 HO High Bay | 2048 | FIXED_OM | NEW | other | USD/gigalumen_year | us | us | 3006700974.3036
commercial lighting | High-Bay LFL: T5 4xF54 HO High Bay | 2048 | FIXED_OM | NEW | warehouse | USD/gigalumen_year | us | us | 3006700974.3036
commercial lighting | High-Bay LFL: T5 4xF54 HO High Bay | 2048 | FIXED_OM | REPLACEMENT | assembly | USD/gigalumen_year | us | us | 3006700974.3036
commercial lighting | High-Bay LFL: T5 4xF54 HO High Bay | 2048 | FIXED_OM | REPLACEMENT | education | USD/gigalumen_year | us | us | 3006700974.3036
commercial lighting | High-Bay LFL: T5 4xF54 HO High Bay | 2048 | FIXED_OM | REPLACEMENT | food sales | USD/gigalumen_year | us | us | 3006700974.3036
commercial lighting | High-Bay LFL: T5 4xF54 HO High Bay | 2048 | FIXED_OM | REPLACEMENT | food service | USD/gigalumen_year | us | us | 3006700974.3036
commercial lighting | High-Bay LFL: T5 4xF54 HO High Bay | 2048 | FIXED_OM | REPLACEMENT | health | USD/gigalumen_year | us | us | 3006700974.3036
commercial lighting | High-Bay LFL: T5 4xF54 HO High Bay | 2048 | FIXED_OM | REPLACEMENT | lodging | USD/gigalumen_year | us | us | 3006700974.3036
commercial lighting | High-Bay LFL: T5 4xF54 HO High Bay | 2048 | FIXED_OM | REPLACEMENT | merc/service | USD/gigalumen_year | us | us | 3006700974.3036
commercial lighting | High-Bay LFL: T5 4xF54 HO High Bay | 2048 | FIXED_OM | REPLACEMENT | office-large | USD/gigalumen_year | us | us | 3006700974.3036
commercial lighting | High-Bay LFL: T5 4xF54 HO High Bay | 2048 | FIXED_OM | REPLACEMENT | office-small | USD/gigalumen_year | us | us | 3006700974.3036
commercial lighting | High-Bay LFL: T5 4xF54 HO High Bay | 2048 | FIXED_OM | REPLACEMENT | other | USD/gigalumen_year | us | us | 3006700974.3036
commercial lighting | High-Bay LFL: T5 4xF54 HO High Bay | 2048 | FIXED_OM | REPLACEMENT | warehouse | USD/gigalumen_year | us | us | 3006700974.3036
commercial lighting | High-Bay LFL: T5 4xF54 HO High Bay | 2049 | CAPITAL | NEW | assembly | USD/gigalumen_year | us | us | 93113770797.964
commercial lighting | High-Bay LFL: T5 4xF54 HO High Bay | 2049 | CAPITAL | NEW | education | USD/gigalumen_year | us | us | 93113770797.964
commercial lighting | High-Bay LFL: T5 4xF54 HO High Bay | 2049 | CAPITAL | NEW | food sales | USD/gigalumen_year | us | us | 93113770797.964
commercial lighting | High-Bay LFL: T5 4xF54 HO High Bay | 2049 | CAPITAL | NEW | food service | USD/gigalumen_year | us | us | 93113770797.964
commercial lighting | High-Bay LFL: T5 4xF54 HO High Bay | 2049 | CAPITAL | NEW | health | USD/gigalumen_year | us | us | 93113770797.964
commercial lighting | High-Bay LFL: T5 4xF54 HO High Bay | 2049 | CAPITAL | NEW | lodging | USD/gigalumen_year | us | us | 93113770797.964
commercial lighting | High-Bay LFL: T5 4xF54 HO High Bay | 2049 | CAPITAL | NEW | merc/service | USD/gigalumen_year | us | us | 93113770797.964
commercial lighting | High-Bay LFL: T5 4xF54 HO High Bay | 2049 | CAPITAL | NEW | office-large | USD/gigalumen_year | us | us | 93113770797.964
commercial lighting | High-Bay LFL: T5 4xF54 HO High Bay | 2049 | CAPITAL | NEW | office-small | USD/gigalumen_year | us | us | 93113770797.964
commercial lighting | High-Bay LFL: T5 4xF54 HO High Bay | 2049 | CAPITAL | NEW | other | USD/gigalumen_year | us | us | 93113770797.964
commercial lighting | High-Bay LFL: T5 4xF54 HO High Bay | 2049 | CAPITAL | NEW | warehouse | USD/gigalumen_year | us | us | 93113770797.964
commercial lighting | High-Bay LFL: T5 4xF54 HO High Bay | 2049 | CAPITAL | REPLACEMENT | assembly | USD/gigalumen_year | us | us | 93113770797.964
commercial lighting | High-Bay LFL: T5 4xF54 HO High Bay | 2049 | CAPITAL | REPLACEMENT | education | USD/gigalumen_year | us | us | 93113770797.964
commercial lighting | High-Bay LFL: T5 4xF54 HO High Bay | 2049 | CAPITAL | REPLACEMENT | food sales | USD/gigalumen_year | us | us | 93113770797.964
commercial lighting | High-Bay LFL: T5 4xF54 HO High Bay | 2049 | CAPITAL | REPLACEMENT | food service | USD/gigalumen_year | us | us | 93113770797.964
commercial lighting | High-Bay LFL: T5 4xF54 HO High Bay | 2049 | CAPITAL | REPLACEMENT | health | USD/gigalumen_year | us | us | 93113770797.964
commercial lighting | High-Bay LFL: T5 4xF54 HO High Bay | 2049 | CAPITAL | REPLACEMENT | lodging | USD/gigalumen_year | us | us | 93113770797.964
commercial lighting | High-Bay LFL: T5 4xF54 HO High Bay | 2049 | CAPITAL | REPLACEMENT | merc/service | USD/gigalumen_year | us | us | 93113770797.964
commercial lighting | High-Bay LFL: T5 4xF54 HO High Bay | 2049 | CAPITAL | REPLACEMENT | office-large | USD/gigalumen_year | us | us | 93113770797.964
commercial lighting | High-Bay LFL: T5 4xF54 HO High Bay | 2049 | CAPITAL | REPLACEMENT | office-small | USD/gigalumen_year | us | us | 93113770797.964
commercial lighting | High-Bay LFL: T5 4xF54 HO High Bay | 2049 | CAPITAL | REPLACEMENT | other | USD/gigalumen_year | us | us | 93113770797.964
commercial lighting | High-Bay LFL: T5 4xF54 HO High Bay | 2049 | CAPITAL | REPLACEMENT | warehouse | USD/gigalumen_year | us | us | 93113770797.964
commercial lighting | High-Bay LFL: T5 4xF54 HO High Bay | 2049 | FIXED_OM | NEW | assembly | USD/gigalumen_year | us | us | 3006700974.3036
commercial lighting | High-Bay LFL: T5 4xF54 HO High Bay | 2049 | FIXED_OM | NEW | education | USD/gigalumen_year | us | us | 3006700974.3036
commercial lighting | High-Bay LFL: T5 4xF54 HO High Bay | 2049 | FIXED_OM | NEW | food sales | USD/gigalumen_year | us | us | 3006700974.3036
commercial lighting | High-Bay LFL: T5 4xF54 HO High Bay | 2049 | FIXED_OM | NEW | food service | USD/gigalumen_year | us | us | 3006700974.3036
commercial lighting | High-Bay LFL: T5 4xF54 HO High Bay | 2049 | FIXED_OM | NEW | health | USD/gigalumen_year | us | us | 3006700974.3036
commercial lighting | High-Bay LFL: T5 4xF54 HO High Bay | 2049 | FIXED_OM | NEW | lodging | USD/gigalumen_year | us | us | 3006700974.3036
commercial lighting | High-Bay LFL: T5 4xF54 HO High Bay | 2049 | FIXED_OM | NEW | merc/service | USD/gigalumen_year | us | us | 3006700974.3036
commercial lighting | High-Bay LFL: T5 4xF54 HO High Bay | 2049 | FIXED_OM | NEW | office-large | USD/gigalumen_year | us | us | 3006700974.3036
commercial lighting | High-Bay LFL: T5 4xF54 HO High Bay | 2049 | FIXED_OM | NEW | office-small | USD/gigalumen_year | us | us | 3006700974.3036
commercial lighting | High-Bay LFL: T5 4xF54 HO High Bay | 2049 | FIXED_OM | NEW | other | USD/gigalumen_year | us | us | 3006700974.3036
commercial lighting | High-Bay LFL: T5 4xF54 HO High Bay | 2049 | FIXED_OM | NEW | warehouse | USD/gigalumen_year | us | us | 3006700974.3036
commercial lighting | High-Bay LFL: T5 4xF54 HO High Bay | 2049 | FIXED_OM | REPLACEMENT | assembly | USD/gigalumen_year | us | us | 3006700974.3036
commercial lighting | High-Bay LFL: T5 4xF54 HO High Bay | 2049 | FIXED_OM | REPLACEMENT | education | USD/gigalumen_year | us | us | 3006700974.3036
commercial lighting | High-Bay LFL: T5 4xF54 HO High Bay | 2049 | FIXED_OM | REPLACEMENT | food sales | USD/gigalumen_year | us | us | 3006700974.3036
commercial lighting | High-Bay LFL: T5 4xF54 HO High Bay | 2049 | FIXED_OM | REPLACEMENT | food service | USD/gigalumen_year | us | us | 3006700974.3036
commercial lighting | High-Bay LFL: T5 4xF54 HO High Bay | 2049 | FIXED_OM | REPLACEMENT | health | USD/gigalumen_year | us | us | 3006700974.3036
commercial lighting | High-Bay LFL: T5 4xF54 HO High Bay | 2049 | FIXED_OM | REPLACEMENT | lodging | USD/gigalumen_year | us | us | 3006700974.3036
commercial lighting | High-Bay LFL: T5 4xF54 HO High Bay | 2049 | FIXED_OM | REPLACEMENT | merc/service | USD/gigalumen_year | us | us | 3006700974.3036
commercial lighting | High-Bay LFL: T5 4xF54 HO High Bay | 2049 | FIXED_OM | REPLACEMENT | office-large | USD/gigalumen_year | us | us | 3006700974.3036
commercial lighting | High-Bay LFL: T5 4xF54 HO High Bay | 2049 | FIXED_OM | REPLACEMENT | office-small | USD/gigalumen_year | us | us | 3006700974.3036
commercial lighting | High-Bay LFL: T5 4xF54 HO High Bay | 2049 | FIXED_OM | REPLACEMENT | other | USD/gigalumen_year | us | us | 3006700974.3036
commercial lighting | High-Bay LFL: T5 4xF54 HO High Bay | 2049 | FIXED_OM | REPLACEMENT | warehouse | USD/gigalumen_year | us | us | 3006700974.3036
commercial lighting | High-Bay LFL: T5 4xF54 HO High Bay | 2050 | CAPITAL | NEW | assembly | USD/gigalumen_year | us | us | 93113770797.964
commercial lighting | High-Bay LFL: T5 4xF54 HO High Bay | 2050 | CAPITAL | NEW | education | USD/gigalumen_year | us | us | 93113770797.964
commercial lighting | High-Bay LFL: T5 4xF54 HO High Bay | 2050 | CAPITAL | NEW | food sales | USD/gigalumen_year | us | us | 93113770797.964
commercial lighting | High-Bay LFL: T5 4xF54 HO High Bay | 2050 | CAPITAL | NEW | food service | USD/gigalumen_year | us | us | 93113770797.964
commercial lighting | High-Bay LFL: T5 4xF54 HO High Bay | 2050 | CAPITAL | NEW | health | USD/gigalumen_year | us | us | 93113770797.964
commercial lighting | High-Bay LFL: T5 4xF54 HO High Bay | 2050 | CAPITAL | NEW | lodging | USD/gigalumen_year | us | us | 93113770797.964
commercial lighting | High-Bay LFL: T5 4xF54 HO High Bay | 2050 | CAPITAL | NEW | merc/service | USD/gigalumen_year | us | us | 93113770797.964
commercial lighting | High-Bay LFL: T5 4xF54 HO High Bay | 2050 | CAPITAL | NEW | office-large | USD/gigalumen_year | us | us | 93113770797.964
commercial lighting | High-Bay LFL: T5 4xF54 HO High Bay | 2050 | CAPITAL | NEW | office-small | USD/gigalumen_year | us | us | 93113770797.964
commercial lighting | High-Bay LFL: T5 4xF54 HO High Bay | 2050 | CAPITAL | NEW | other | USD/gigalumen_year | us | us | 93113770797.964
commercial lighting | High-Bay LFL: T5 4xF54 HO High Bay | 2050 | CAPITAL | NEW | warehouse | USD/gigalumen_year | us | us | 93113770797.964
commercial lighting | High-Bay LFL: T5 4xF54 HO High Bay | 2050 | CAPITAL | REPLACEMENT | assembly | USD/gigalumen_year | us | us | 93113770797.964
commercial lighting | High-Bay LFL: T5 4xF54 HO High Bay | 2050 | CAPITAL | REPLACEMENT | education | USD/gigalumen_year | us | us | 93113770797.964
commercial lighting | High-Bay LFL: T5 4xF54 HO High Bay | 2050 | CAPITAL | REPLACEMENT | food sales | USD/gigalumen_year | us | us | 93113770797.964
commercial lighting | High-Bay LFL: T5 4xF54 HO High Bay | 2050 | CAPITAL | REPLACEMENT | food service | USD/gigalumen_year | us | us | 93113770797.964
commercial lighting | High-Bay LFL: T5 4xF54 HO High Bay | 2050 | CAPITAL | REPLACEMENT | health | USD/gigalumen_year | us | us | 93113770797.964
commercial lighting | High-Bay LFL: T5 4xF54 HO High Bay | 2050 | CAPITAL | REPLACEMENT | lodging | USD/gigalumen_year | us | us | 93113770797.964
commercial lighting | High-Bay LFL: T5 4xF54 HO High Bay | 2050 | CAPITAL | REPLACEMENT | merc/service | USD/gigalumen_year | us | us | 93113770797.964
commercial lighting | High-Bay LFL: T5 4xF54 HO High Bay | 2050 | CAPITAL | REPLACEMENT | office-large | USD/gigalumen_year | us | us | 93113770797.964
commercial lighting | High-Bay LFL: T5 4xF54 HO High Bay | 2050 | CAPITAL | REPLACEMENT | office-small | USD/gigalumen_year | us | us | 93113770797.964
commercial lighting | High-Bay LFL: T5 4xF54 HO High Bay | 2050 | CAPITAL | REPLACEMENT | other | USD/gigalumen_year | us | us | 93113770797.964
commercial lighting | High-Bay LFL: T5 4xF54 HO High Bay | 2050 | CAPITAL | REPLACEMENT | warehouse | USD/gigalumen_year | us | us | 93113770797.964
commercial lighting | High-Bay LFL: T5 4xF54 HO High Bay | 2050 | FIXED_OM | NEW | assembly | USD/gigalumen_year | us | us | 3006700974.3036
commercial lighting | High-Bay LFL: T5 4xF54 HO High Bay | 2050 | FIXED_OM | NEW | education | USD/gigalumen_year | us | us | 3006700974.3036
commercial lighting | High-Bay LFL: T5 4xF54 HO High Bay | 2050 | FIXED_OM | NEW | food sales | USD/gigalumen_year | us | us | 3006700974.3036
commercial lighting | High-Bay LFL: T5 4xF54 HO High Bay | 2050 | FIXED_OM | NEW | food service | USD/gigalumen_year | us | us | 3006700974.3036
commercial lighting | High-Bay LFL: T5 4xF54 HO High Bay | 2050 | FIXED_OM | NEW | health | USD/gigalumen_year | us | us | 3006700974.3036
commercial lighting | High-Bay LFL: T5 4xF54 HO High Bay | 2050 | FIXED_OM | NEW | lodging | USD/gigalumen_year | us | us | 3006700974.3036
commercial lighting | High-Bay LFL: T5 4xF54 HO High Bay | 2050 | FIXED_OM | NEW | merc/service | USD/gigalumen_year | us | us | 3006700974.3036
commercial lighting | High-Bay LFL: T5 4xF54 HO High Bay | 2050 | FIXED_OM | NEW | office-large | USD/gigalumen_year | us | us | 3006700974.3036
commercial lighting | High-Bay LFL: T5 4xF54 HO High Bay | 2050 | FIXED_OM | NEW | office-small | USD/gigalumen_year | us | us | 3006700974.3036
commercial lighting | High-Bay LFL: T5 4xF54 HO High Bay | 2050 | FIXED_OM | NEW | other | USD/gigalumen_year | us | us | 3006700974.3036
commercial lighting | High-Bay LFL: T5 4xF54 HO High Bay | 2050 | FIXED_OM | NEW | warehouse | USD/gigalumen_year | us | us | 3006700974.3036
commercial lighting | High-Bay LFL: T5 4xF54 HO High Bay | 2050 | FIXED_OM | REPLACEMENT | assembly | USD/gigalumen_year | us | us | 3006700974.3036
commercial lighting | High-Bay LFL: T5 4xF54 HO High Bay | 2050 | FIXED_OM | REPLACEMENT | education | USD/gigalumen_year | us | us | 3006700974.3036
commercial lighting | High-Bay LFL: T5 4xF54 HO High Bay | 2050 | FIXED_OM | REPLACEMENT | food sales | USD/gigalumen_year | us | us | 3006700974.3036
commercial lighting | High-Bay LFL: T5 4xF54 HO High Bay | 2050 | FIXED_OM | REPLACEMENT | food service | USD/gigalumen_year | us | us | 3006700974.3036
commercial lighting | High-Bay LFL: T5 4xF54 HO High Bay | 2050 | FIXED_OM | REPLACEMENT | health | USD/gigalumen_year | us | us | 3006700974.3036
commercial lighting | High-Bay LFL: T5 4xF54 HO High Bay | 2050 | FIXED_OM | REPLACEMENT | lodging | USD/gigalumen_year | us | us | 3006700974.3036
commercial lighting | High-Bay LFL: T5 4xF54 HO High Bay | 2050 | FIXED_OM | REPLACEMENT | merc/service | USD/gigalumen_year | us | us | 3006700974.3036
commercial lighting | High-Bay LFL: T5 4xF54 HO High Bay | 2050 | FIXED_OM | REPLACEMENT | office-large | USD/gigalumen_year | us | us | 3006700974.3036
commercial lighting | High-Bay LFL: T5 4xF54 HO High Bay | 2050 | FIXED_OM | REPLACEMENT | office-small | USD/gigalumen_year | us | us | 3006700974.3036
commercial lighting | High-Bay LFL: T5 4xF54 HO High Bay | 2050 | FIXED_OM | REPLACEMENT | other | USD/gigalumen_year | us | us | 3006700974.3036
commercial lighting | High-Bay LFL: T5 4xF54 HO High Bay | 2050 | FIXED_OM | REPLACEMENT | warehouse | USD/gigalumen_year | us | us | 3006700974.3036
commercial lighting | Lamp: 100 Equivalent A19 Halogen | 2020 | CAPITAL | NEW | assembly | USD/gigalumen_year | us | us | 3.3036e+12
commercial lighting | Lamp: 100 Equivalent A19 Halogen | 2020 | CAPITAL | NEW | education | USD/gigalumen_year | us | us | 3.3036e+12
commercial lighting | Lamp: 100 Equivalent A19 Halogen | 2020 | CAPITAL | NEW | food sales | USD/gigalumen_year | us | us | 3.3036e+12
commercial lighting | Lamp: 100 Equivalent A19 Halogen | 2020 | CAPITAL | NEW | food service | USD/gigalumen_year | us | us | 3.3036e+12
commercial lighting | Lamp: 100 Equivalent A19 Halogen | 2020 | CAPITAL | NEW | health | USD/gigalumen_year | us | us | 3.3036e+12
commercial lighting | Lamp: 100 Equivalent A19 Halogen | 2020 | CAPITAL | NEW | lodging | USD/gigalumen_year | us | us | 3.3036e+12
commercial lighting | Lamp: 100 Equivalent A19 Halogen | 2020 | CAPITAL | NEW | merc/service | USD/gigalumen_year | us | us | 3.3036e+12
commercial lighting | Lamp: 100 Equivalent A19 Halogen | 2020 | CAPITAL | NEW | office-large | USD/gigalumen_year | us | us | 3.3036e+12
commercial lighting | Lamp: 100 Equivalent A19 Halogen | 2020 | CAPITAL | NEW | office-small | USD/gigalumen_year | us | us | 3.3036e+12
commercial lighting | Lamp: 100 Equivalent A19 Halogen | 2020 | CAPITAL | NEW | other | USD/gigalumen_year | us | us | 3.3036e+12
commercial lighting | Lamp: 100 Equivalent A19 Halogen | 2020 | CAPITAL | NEW | warehouse | USD/gigalumen_year | us | us | 3.3036e+12
commercial lighting | Lamp: 100 Equivalent A19 Halogen | 2020 | CAPITAL | REPLACEMENT | assembly | USD/gigalumen_year | us | us | 3.3036e+12
commercial lighting | Lamp: 100 Equivalent A19 Halogen | 2020 | CAPITAL | REPLACEMENT | education | USD/gigalumen_year | us | us | 3.3036e+12
commercial lighting | Lamp: 100 Equivalent A19 Halogen | 2020 | CAPITAL | REPLACEMENT | food sales | USD/gigalumen_year | us | us | 3.3036e+12
commercial lighting | Lamp: 100 Equivalent A19 Halogen | 2020 | CAPITAL | REPLACEMENT | food service | USD/gigalumen_year | us | us | 3.3036e+12
commercial lighting | Lamp: 100 Equivalent A19 Halogen | 2020 | CAPITAL | REPLACEMENT | health | USD/gigalumen_year | us | us | 3.3036e+12
commercial lighting | Lamp: 100 Equivalent A19 Halogen | 2020 | CAPITAL | REPLACEMENT | lodging | USD/gigalumen_year | us | us | 3.3036e+12
commercial lighting | Lamp: 100 Equivalent A19 Halogen | 2020 | CAPITAL | REPLACEMENT | merc/service | USD/gigalumen_year | us | us | 3.3036e+12
commercial lighting | Lamp: 100 Equivalent A19 Halogen | 2020 | CAPITAL | REPLACEMENT | office-large | USD/gigalumen_year | us | us | 3.3036e+12
commercial lighting | Lamp: 100 Equivalent A19 Halogen | 2020 | CAPITAL | REPLACEMENT | office-small | USD/gigalumen_year | us | us | 3.3036e+12
commercial lighting | Lamp: 100 Equivalent A19 Halogen | 2020 | CAPITAL | REPLACEMENT | other | USD/gigalumen_year | us | us | 3.3036e+12
commercial lighting | Lamp: 100 Equivalent A19 Halogen | 2020 | CAPITAL | REPLACEMENT | warehouse | USD/gigalumen_year | us | us | 3.3036e+12
commercial lighting | Lamp: 100 Equivalent A19 Halogen | 2020 | FIXED_OM | NEW | assembly | USD/gigalumen_year | us | us | 244200494756.719
commercial lighting | Lamp: 100 Equivalent A19 Halogen | 2020 | FIXED_OM | NEW | education | USD/gigalumen_year | us | us | 244200494756.719
commercial lighting | Lamp: 100 Equivalent A19 Halogen | 2020 | FIXED_OM | NEW | food sales | USD/gigalumen_year | us | us | 244200494756.719
commercial lighting | Lamp: 100 Equivalent A19 Halogen | 2020 | FIXED_OM | NEW | food service | USD/gigalumen_year | us | us | 244200494756.719
commercial lighting | Lamp: 100 Equivalent A19 Halogen | 2020 | FIXED_OM | NEW | health | USD/gigalumen_year | us | us | 244200494756.719
commercial lighting | Lamp: 100 Equivalent A19 Halogen | 2020 | FIXED_OM | NEW | lodging | USD/gigalumen_year | us | us | 244200494756.719
commercial lighting | Lamp: 100 Equivalent A19 Halogen | 2020 | FIXED_OM | NEW | merc/service | USD/gigalumen_year | us | us | 244200494756.719
commercial lighting | Lamp: 100 Equivalent A19 Halogen | 2020 | FIXED_OM | NEW | office-large | USD/gigalumen_year | us | us | 244200494756.719
commercial lighting | Lamp: 100 Equivalent A19 Halogen | 2020 | FIXED_OM | NEW | office-small | USD/gigalumen_year | us | us | 244200494756.719
commercial lighting | Lamp: 100 Equivalent A19 Halogen | 2020 | FIXED_OM | NEW | other | USD/gigalumen_year | us | us | 244200494756.719
commercial lighting | Lamp: 100 Equivalent A19 Halogen | 2020 | FIXED_OM | NEW | warehouse | USD/gigalumen_year | us | us | 244200494756.719
commercial lighting | Lamp: 100 Equivalent A19 Halogen | 2020 | FIXED_OM | REPLACEMENT | assembly | USD/gigalumen_year | us | us | 244200494756.719
commercial lighting | Lamp: 100 Equivalent A19 Halogen | 2020 | FIXED_OM | REPLACEMENT | education | USD/gigalumen_year | us | us | 244200494756.719
commercial lighting | Lamp: 100 Equivalent A19 Halogen | 2020 | FIXED_OM | REPLACEMENT | food sales | USD/gigalumen_year | us | us | 244200494756.719
commercial lighting | Lamp: 100 Equivalent A19 Halogen | 2020 | FIXED_OM | REPLACEMENT | food service | USD/gigalumen_year | us | us | 244200494756.719
commercial lighting | Lamp: 100 Equivalent A19 Halogen | 2020 | FIXED_OM | REPLACEMENT | health | USD/gigalumen_year | us | us | 244200494756.719
commercial lighting | Lamp: 100 Equivalent A19 Halogen | 2020 | FIXED_OM | REPLACEMENT | lodging | USD/gigalumen_year | us | us | 244200494756.719
commercial lighting | Lamp: 100 Equivalent A19 Halogen | 2020 | FIXED_OM | REPLACEMENT | merc/service | USD/gigalumen_year | us | us | 244200494756.719
commercial lighting | Lamp: 100 Equivalent A19 Halogen | 2020 | FIXED_OM | REPLACEMENT | office-large | USD/gigalumen_year | us | us | 244200494756.719
commercial lighting | Lamp: 100 Equivalent A19 Halogen | 2020 | FIXED_OM | REPLACEMENT | office-small | USD/gigalumen_year | us | us | 244200494756.719
commercial lighting | Lamp: 100 Equivalent A19 Halogen | 2020 | FIXED_OM | REPLACEMENT | other | USD/gigalumen_year | us | us | 244200494756.719
commercial lighting | Lamp: 100 Equivalent A19 Halogen | 2020 | FIXED_OM | REPLACEMENT | warehouse | USD/gigalumen_year | us | us | 244200494756.719
commercial lighting | Lamp: 100 Equivalent A19 Halogen | 2021 | CAPITAL | NEW | assembly | USD/gigalumen_year | us | us | 3.3036e+12
commercial lighting | Lamp: 100 Equivalent A19 Halogen | 2021 | CAPITAL | NEW | education | USD/gigalumen_year | us | us | 3.3036e+12
commercial lighting | Lamp: 100 Equivalent A19 Halogen | 2021 | CAPITAL | NEW | food sales | USD/gigalumen_year | us | us | 3.3036e+12
commercial lighting | Lamp: 100 Equivalent A19 Halogen | 2021 | CAPITAL | NEW | food service | USD/gigalumen_year | us | us | 3.3036e+12
commercial lighting | Lamp: 100 Equivalent A19 Halogen | 2021 | CAPITAL | NEW | health | USD/gigalumen_year | us | us | 3.3036e+12
commercial lighting | Lamp: 100 Equivalent A19 Halogen | 2021 | CAPITAL | NEW | lodging | USD/gigalumen_year | us | us | 3.3036e+12
commercial lighting | Lamp: 100 Equivalent A19 Halogen | 2021 | CAPITAL | NEW | merc/service | USD/gigalumen_year | us | us | 3.3036e+12
commercial lighting | Lamp: 100 Equivalent A19 Halogen | 2021 | CAPITAL | NEW | office-large | USD/gigalumen_year | us | us | 3.3036e+12
commercial lighting | Lamp: 100 Equivalent A19 Halogen | 2021 | CAPITAL | NEW | office-small | USD/gigalumen_year | us | us | 3.3036e+12
commercial lighting | Lamp: 100 Equivalent A19 Halogen | 2021 | CAPITAL | NEW | other | USD/gigalumen_year | us | us | 3.3036e+12
commercial lighting | Lamp: 100 Equivalent A19 Halogen | 2021 | CAPITAL | NEW | warehouse | USD/gigalumen_year | us | us | 3.3036e+12
commercial lighting | Lamp: 100 Equivalent A19 Halogen | 2021 | CAPITAL | REPLACEMENT | assembly | USD/gigalumen_year | us | us | 3.3036e+12
commercial lighting | Lamp: 100 Equivalent A19 Halogen | 2021 | CAPITAL | REPLACEMENT | education | USD/gigalumen_year | us | us | 3.3036e+12
commercial lighting | Lamp: 100 Equivalent A19 Halogen | 2021 | CAPITAL | REPLACEMENT | food sales | USD/gigalumen_year | us | us | 3.3036e+12
commercial lighting | Lamp: 100 Equivalent A19 Halogen | 2021 | CAPITAL | REPLACEMENT | food service | USD/gigalumen_year | us | us | 3.3036e+12
commercial lighting | Lamp: 100 Equivalent A19 Halogen | 2021 | CAPITAL | REPLACEMENT | health | USD/gigalumen_year | us | us | 3.3036e+12
commercial lighting | Lamp: 100 Equivalent A19 Halogen | 2021 | CAPITAL | REPLACEMENT | lodging | USD/gigalumen_year | us | us | 3.3036e+12
commercial lighting | Lamp: 100 Equivalent A19 Halogen | 2021 | CAPITAL | REPLACEMENT | merc/service | USD/gigalumen_year | us | us | 3.3036e+12
commercial lighting | Lamp: 100 Equivalent A19 Halogen | 2021 | CAPITAL | REPLACEMENT | office-large | USD/gigalumen_year | us | us | 3.3036e+12
commercial lighting | Lamp: 100 Equivalent A19 Halogen | 2021 | CAPITAL | REPLACEMENT | office-small | USD/gigalumen_year | us | us | 3.3036e+12
commercial lighting | Lamp: 100 Equivalent A19 Halogen | 2021 | CAPITAL | REPLACEMENT | other | USD/gigalumen_year | us | us | 3.3036e+12
commercial lighting | Lamp: 100 Equivalent A19 Halogen | 2021 | CAPITAL | REPLACEMENT | warehouse | USD/gigalumen_year | us | us | 3.3036e+12
commercial lighting | Lamp: 100 Equivalent A19 Halogen | 2021 | FIXED_OM | NEW | assembly | USD/gigalumen_year | us | us | 244200494756.719
commercial lighting | Lamp: 100 Equivalent A19 Halogen | 2021 | FIXED_OM | NEW | education | USD/gigalumen_year | us | us | 244200494756.719
commercial lighting | Lamp: 100 Equivalent A19 Halogen | 2021 | FIXED_OM | NEW | food sales | USD/gigalumen_year | us | us | 244200494756.719
commercial lighting | Lamp: 100 Equivalent A19 Halogen | 2021 | FIXED_OM | NEW | food service | USD/gigalumen_year | us | us | 244200494756.719
commercial lighting | Lamp: 100 Equivalent A19 Halogen | 2021 | FIXED_OM | NEW | health | USD/gigalumen_year | us | us | 244200494756.719
commercial lighting | Lamp: 100 Equivalent A19 Halogen | 2021 | FIXED_OM | NEW | lodging | USD/gigalumen_year | us | us | 244200494756.719
commercial lighting | Lamp: 100 Equivalent A19 Halogen | 2021 | FIXED_OM | NEW | merc/service | USD/gigalumen_year | us | us | 244200494756.719
commercial lighting | Lamp: 100 Equivalent A19 Halogen | 2021 | FIXED_OM | NEW | office-large | USD/gigalumen_year | us | us | 244200494756.719
commercial lighting | Lamp: 100 Equivalent A19 Halogen | 2021 | FIXED_OM | NEW | office-small | USD/gigalumen_year | us | us | 244200494756.719
commercial lighting | Lamp: 100 Equivalent A19 Halogen | 2021 | FIXED_OM | NEW | other | USD/gigalumen_year | us | us | 244200494756.719
commercial lighting | Lamp: 100 Equivalent A19 Halogen | 2021 | FIXED_OM | NEW | warehouse | USD/gigalumen_year | us | us | 244200494756.719
commercial lighting | Lamp: 100 Equivalent A19 Halogen | 2021 | FIXED_OM | REPLACEMENT | assembly | USD/gigalumen_year | us | us | 244200494756.719
commercial lighting | Lamp: 100 Equivalent A19 Halogen | 2021 | FIXED_OM | REPLACEMENT | education | USD/gigalumen_year | us | us | 244200494756.719
commercial lighting | Lamp: 100 Equivalent A19 Halogen | 2021 | FIXED_OM | REPLACEMENT | food sales | USD/gigalumen_year | us | us | 244200494756.719
commercial lighting | Lamp: 100 Equivalent A19 Halogen | 2021 | FIXED_OM | REPLACEMENT | food service | USD/gigalumen_year | us | us | 244200494756.719
commercial lighting | Lamp: 100 Equivalent A19 Halogen | 2021 | FIXED_OM | REPLACEMENT | health | USD/gigalumen_year | us | us | 244200494756.719
commercial lighting | Lamp: 100 Equivalent A19 Halogen | 2021 | FIXED_OM | REPLACEMENT | lodging | USD/gigalumen_year | us | us | 244200494756.719
commercial lighting | Lamp: 100 Equivalent A19 Halogen | 2021 | FIXED_OM | REPLACEMENT | merc/service | USD/gigalumen_year | us | us | 244200494756.719
commercial lighting | Lamp: 100 Equivalent A19 Halogen | 2021 | FIXED_OM | REPLACEMENT | office-large | USD/gigalumen_year | us | us | 244200494756.719
commercial lighting | Lamp: 100 Equivalent A19 Halogen | 2021 | FIXED_OM | REPLACEMENT | office-small | USD/gigalumen_year | us | us | 244200494756.719
commercial lighting | Lamp: 100 Equivalent A19 Halogen | 2021 | FIXED_OM | REPLACEMENT | other | USD/gigalumen_year | us | us | 244200494756.719
commercial lighting | Lamp: 100 Equivalent A19 Halogen | 2021 | FIXED_OM | REPLACEMENT | warehouse | USD/gigalumen_year | us | us | 244200494756.719
commercial lighting | Lamp: 100 Equivalent A19 Halogen | 2022 | CAPITAL | NEW | assembly | USD/gigalumen_year | us | us | 3.3036e+12
commercial lighting | Lamp: 100 Equivalent A19 Halogen | 2022 | CAPITAL | NEW | education | USD/gigalumen_year | us | us | 3.3036e+12
commercial lighting | Lamp: 100 Equivalent A19 Halogen | 2022 | CAPITAL | NEW | food sales | USD/gigalumen_year | us | us | 3.3036e+12
commercial lighting | Lamp: 100 Equivalent A19 Halogen | 2022 | CAPITAL | NEW | food service | USD/gigalumen_year | us | us | 3.3036e+12
commercial lighting | Lamp: 100 Equivalent A19 Halogen | 2022 | CAPITAL | NEW | health | USD/gigalumen_year | us | us | 3.3036e+12
commercial lighting | Lamp: 100 Equivalent A19 Halogen | 2022 | CAPITAL | NEW | lodging | USD/gigalumen_year | us | us | 3.3036e+12
commercial lighting | Lamp: 100 Equivalent A19 Halogen | 2022 | CAPITAL | NEW | merc/service | USD/gigalumen_year | us | us | 3.3036e+12
commercial lighting | Lamp: 100 Equivalent A19 Halogen | 2022 | CAPITAL | NEW | office-large | USD/gigalumen_year | us | us | 3.3036e+12
commercial lighting | Lamp: 100 Equivalent A19 Halogen | 2022 | CAPITAL | NEW | office-small | USD/gigalumen_year | us | us | 3.3036e+12
commercial lighting | Lamp: 100 Equivalent A19 Halogen | 2022 | CAPITAL | NEW | other | USD/gigalumen_year | us | us | 3.3036e+12
commercial lighting | Lamp: 100 Equivalent A19 Halogen | 2022 | CAPITAL | NEW | warehouse | USD/gigalumen_year | us | us | 3.3036e+12
commercial lighting | Lamp: 100 Equivalent A19 Halogen | 2022 | CAPITAL | REPLACEMENT | assembly | USD/gigalumen_year | us | us | 3.3036e+12
commercial lighting | Lamp: 100 Equivalent A19 Halogen | 2022 | CAPITAL | REPLACEMENT | education | USD/gigalumen_year | us | us | 3.3036e+12
commercial lighting | Lamp: 100 Equivalent A19 Halogen | 2022 | CAPITAL | REPLACEMENT | food sales | USD/gigalumen_year | us | us | 3.3036e+12
commercial lighting | Lamp: 100 Equivalent A19 Halogen | 2022 | CAPITAL | REPLACEMENT | food service | USD/gigalumen_year | us | us | 3.3036e+12
commercial lighting | Lamp: 100 Equivalent A19 Halogen | 2022 | CAPITAL | REPLACEMENT | health | USD/gigalumen_year | us | us | 3.3036e+12
commercial lighting | Lamp: 100 Equivalent A19 Halogen | 2022 | CAPITAL | REPLACEMENT | lodging | USD/gigalumen_year | us | us | 3.3036e+12
commercial lighting | Lamp: 100 Equivalent A19 Halogen | 2022 | CAPITAL | REPLACEMENT | merc/service | USD/gigalumen_year | us | us | 3.3036e+12
commercial lighting | Lamp: 100 Equivalent A19 Halogen | 2022 | CAPITAL | REPLACEMENT | office-large | USD/gigalumen_year | us | us | 3.3036e+12
commercial lighting | Lamp: 100 Equivalent A19 Halogen | 2022 | CAPITAL | REPLACEMENT | office-small | USD/gigalumen_year | us | us | 3.3036e+12
commercial lighting | Lamp: 100 Equivalent A19 Halogen | 2022 | CAPITAL | REPLACEMENT | other | USD/gigalumen_year | us | us | 3.3036e+12
commercial lighting | Lamp: 100 Equivalent A19 Halogen | 2022 | CAPITAL | REPLACEMENT | warehouse | USD/gigalumen_year | us | us | 3.3036e+12
commercial lighting | Lamp: 100 Equivalent A19 Halogen | 2022 | FIXED_OM | NEW | assembly | USD/gigalumen_year | us | us | 244200494756.719
commercial lighting | Lamp: 100 Equivalent A19 Halogen | 2022 | FIXED_OM | NEW | education | USD/gigalumen_year | us | us | 244200494756.719
commercial lighting | Lamp: 100 Equivalent A19 Halogen | 2022 | FIXED_OM | NEW | food sales | USD/gigalumen_year | us | us | 244200494756.719
commercial lighting | Lamp: 100 Equivalent A19 Halogen | 2022 | FIXED_OM | NEW | food service | USD/gigalumen_year | us | us | 244200494756.719
commercial lighting | Lamp: 100 Equivalent A19 Halogen | 2022 | FIXED_OM | NEW | health | USD/gigalumen_year | us | us | 244200494756.719
commercial lighting | Lamp: 100 Equivalent A19 Halogen | 2022 | FIXED_OM | NEW | lodging | USD/gigalumen_year | us | us | 244200494756.719
commercial lighting | Lamp: 100 Equivalent A19 Halogen | 2022 | FIXED_OM | NEW | merc/service | USD/gigalumen_year | us | us | 244200494756.719
commercial lighting | Lamp: 100 Equivalent A19 Halogen | 2022 | FIXED_OM | NEW | office-large | USD/gigalumen_year | us | us | 244200494756.719
commercial lighting | Lamp: 100 Equivalent A19 Halogen | 2022 | FIXED_OM | NEW | office-small | USD/gigalumen_year | us | us | 244200494756.719
commercial lighting | Lamp: 100 Equivalent A19 Halogen | 2022 | FIXED_OM | NEW | other | USD/gigalumen_year | us | us | 244200494756.719
commercial lighting | Lamp: 100 Equivalent A19 Halogen | 2022 | FIXED_OM | NEW | warehouse | USD/gigalumen_year | us | us | 244200494756.719
commercial lighting | Lamp: 100 Equivalent A19 Halogen | 2022 | FIXED_OM | REPLACEMENT | assembly | USD/gigalumen_year | us | us | 244200494756.719
commercial lighting | Lamp: 100 Equivalent A19 Halogen | 2022 | FIXED_OM | REPLACEMENT | education | USD/gigalumen_year | us | us | 244200494756.719
commercial lighting | Lamp: 100 Equivalent A19 Halogen | 2022 | FIXED_OM | REPLACEMENT | food sales | USD/gigalumen_year | us | us | 244200494756.719
commercial lighting | Lamp: 100 Equivalent A19 Halogen | 2022 | FIXED_OM | REPLACEMENT | food service | USD/gigalumen_year | us | us | 244200494756.719
commercial lighting | Lamp: 100 Equivalent A19 Halogen | 2022 | FIXED_OM | REPLACEMENT | health | USD/gigalumen_year | us | us | 244200494756.719
commercial lighting | Lamp: 100 Equivalent A19 Halogen | 2022 | FIXED_OM | REPLACEMENT | lodging | USD/gigalumen_year | us | us | 244200494756.719
commercial lighting | Lamp: 100 Equivalent A19 Halogen | 2022 | FIXED_OM | REPLACEMENT | merc/service | USD/gigalumen_year | us | us | 244200494756.719
commercial lighting | Lamp: 100 Equivalent A19 Halogen | 2022 | FIXED_OM | REPLACEMENT | office-large | USD/gigalumen_year | us | us | 244200494756.719
commercial lighting | Lamp: 100 Equivalent A19 Halogen | 2022 | FIXED_OM | REPLACEMENT | office-small | USD/gigalumen_year | us | us | 244200494756.719
commercial lighting | Lamp: 100 Equivalent A19 Halogen | 2022 | FIXED_OM | REPLACEMENT | other | USD/gigalumen_year | us | us | 244200494756.719
commercial lighting | Lamp: 100 Equivalent A19 Halogen | 2022 | FIXED_OM | REPLACEMENT | warehouse | USD/gigalumen_year | us | us | 244200494756.719
commercial lighting | Lamp: 100 Equivalent A19 Halogen | 2023 | CAPITAL | NEW | assembly | USD/gigalumen_year | us | us | 3.3036e+12
commercial lighting | Lamp: 100 Equivalent A19 Halogen | 2023 | CAPITAL | NEW | education | USD/gigalumen_year | us | us | 3.3036e+12
commercial lighting | Lamp: 100 Equivalent A19 Halogen | 2023 | CAPITAL | NEW | food sales | USD/gigalumen_year | us | us | 3.3036e+12
commercial lighting | Lamp: 100 Equivalent A19 Halogen | 2023 | CAPITAL | NEW | food service | USD/gigalumen_year | us | us | 3.3036e+12
commercial lighting | Lamp: 100 Equivalent A19 Halogen | 2023 | CAPITAL | NEW | health | USD/gigalumen_year | us | us | 3.3036e+12
commercial lighting | Lamp: 100 Equivalent A19 Halogen | 2023 | CAPITAL | NEW | lodging | USD/gigalumen_year | us | us | 3.3036e+12
commercial lighting | Lamp: 100 Equivalent A19 Halogen | 2023 | CAPITAL | NEW | merc/service | USD/gigalumen_year | us | us | 3.3036e+12
commercial lighting | Lamp: 100 Equivalent A19 Halogen | 2023 | CAPITAL | NEW | office-large | USD/gigalumen_year | us | us | 3.3036e+12
commercial lighting | Lamp: 100 Equivalent A19 Halogen | 2023 | CAPITAL | NEW | office-small | USD/gigalumen_year | us | us | 3.3036e+12
commercial lighting | Lamp: 100 Equivalent A19 Halogen | 2023 | CAPITAL | NEW | other | USD/gigalumen_year | us | us | 3.3036e+12
commercial lighting | Lamp: 100 Equivalent A19 Halogen | 2023 | CAPITAL | NEW | warehouse | USD/gigalumen_year | us | us | 3.3036e+12
commercial lighting | Lamp: 100 Equivalent A19 Halogen | 2023 | CAPITAL | REPLACEMENT | assembly | USD/gigalumen_year | us | us | 3.3036e+12
commercial lighting | Lamp: 100 Equivalent A19 Halogen | 2023 | CAPITAL | REPLACEMENT | education | USD/gigalumen_year | us | us | 3.3036e+12
commercial lighting | Lamp: 100 Equivalent A19 Halogen | 2023 | CAPITAL | REPLACEMENT | food sales | USD/gigalumen_year | us | us | 3.3036e+12
commercial lighting | Lamp: 100 Equivalent A19 Halogen | 2023 | CAPITAL | REPLACEMENT | food service | USD/gigalumen_year | us | us | 3.3036e+12
commercial lighting | Lamp: 100 Equivalent A19 Halogen | 2023 | CAPITAL | REPLACEMENT | health | USD/gigalumen_year | us | us | 3.3036e+12
commercial lighting | Lamp: 100 Equivalent A19 Halogen | 2023 | CAPITAL | REPLACEMENT | lodging | USD/gigalumen_year | us | us | 3.3036e+12
commercial lighting | Lamp: 100 Equivalent A19 Halogen | 2023 | CAPITAL | REPLACEMENT | merc/service | USD/gigalumen_year | us | us | 3.3036e+12
commercial lighting | Lamp: 100 Equivalent A19 Halogen | 2023 | CAPITAL | REPLACEMENT | office-large | USD/gigalumen_year | us | us | 3.3036e+12
commercial lighting | Lamp: 100 Equivalent A19 Halogen | 2023 | CAPITAL | REPLACEMENT | office-small | USD/gigalumen_year | us | us | 3.3036e+12
commercial lighting | Lamp: 100 Equivalent A19 Halogen | 2023 | CAPITAL | REPLACEMENT | other | USD/gigalumen_year | us | us | 3.3036e+12
commercial lighting | Lamp: 100 Equivalent A19 Halogen | 2023 | CAPITAL | REPLACEMENT | warehouse | USD/gigalumen_year | us | us | 3.3036e+12
commercial lighting | Lamp: 100 Equivalent A19 Halogen | 2023 | FIXED_OM | NEW | assembly | USD/gigalumen_year | us | us | 244200494756.719
commercial lighting | Lamp: 100 Equivalent A19 Halogen | 2023 | FIXED_OM | NEW | education | USD/gigalumen_year | us | us | 244200494756.719
commercial lighting | Lamp: 100 Equivalent A19 Halogen | 2023 | FIXED_OM | NEW | food sales | USD/gigalumen_year | us | us | 244200494756.719
commercial lighting | Lamp: 100 Equivalent A19 Halogen | 2023 | FIXED_OM | NEW | food service | USD/gigalumen_year | us | us | 244200494756.719
commercial lighting | Lamp: 100 Equivalent A19 Halogen | 2023 | FIXED_OM | NEW | health | USD/gigalumen_year | us | us | 244200494756.719
commercial lighting | Lamp: 100 Equivalent A19 Halogen | 2023 | FIXED_OM | NEW | lodging | USD/gigalumen_year | us | us | 244200494756.719
commercial lighting | Lamp: 100 Equivalent A19 Halogen | 2023 | FIXED_OM | NEW | merc/service | USD/gigalumen_year | us | us | 244200494756.719
commercial lighting | Lamp: 100 Equivalent A19 Halogen | 2023 | FIXED_OM | NEW | office-large | USD/gigalumen_year | us | us | 244200494756.719
commercial lighting | Lamp: 100 Equivalent A19 Halogen | 2023 | FIXED_OM | NEW | office-small | USD/gigalumen_year | us | us | 244200494756.719
commercial lighting | Lamp: 100 Equivalent A19 Halogen | 2023 | FIXED_OM | NEW | other | USD/gigalumen_year | us | us | 244200494756.719
commercial lighting | Lamp: 100 Equivalent A19 Halogen | 2023 | FIXED_OM | NEW | warehouse | USD/gigalumen_year | us | us | 244200494756.719
commercial lighting | Lamp: 100 Equivalent A19 Halogen | 2023 | FIXED_OM | REPLACEMENT | assembly | USD/gigalumen_year | us | us | 244200494756.719
commercial lighting | Lamp: 100 Equivalent A19 Halogen | 2023 | FIXED_OM | REPLACEMENT | education | USD/gigalumen_year | us | us | 244200494756.719
commercial lighting | Lamp: 100 Equivalent A19 Halogen | 2023 | FIXED_OM | REPLACEMENT | food sales | USD/gigalumen_year | us | us | 244200494756.719
commercial lighting | Lamp: 100 Equivalent A19 Halogen | 2023 | FIXED_OM | REPLACEMENT | food service | USD/gigalumen_year | us | us | 244200494756.719
commercial lighting | Lamp: 100 Equivalent A19 Halogen | 2023 | FIXED_OM | REPLACEMENT | health | USD/gigalumen_year | us | us | 244200494756.719
commercial lighting | Lamp: 100 Equivalent A19 Halogen | 2023 | FIXED_OM | REPLACEMENT | lodging | USD/gigalumen_year | us | us | 244200494756.719
commercial lighting | Lamp: 100 Equivalent A19 Halogen | 2023 | FIXED_OM | REPLACEMENT | merc/service | USD/gigalumen_year | us | us | 244200494756.719
commercial lighting | Lamp: 100 Equivalent A19 Halogen | 2023 | FIXED_OM | REPLACEMENT | office-large | USD/gigalumen_year | us | us | 244200494756.719
commercial lighting | Lamp: 100 Equivalent A19 Halogen | 2023 | FIXED_OM | REPLACEMENT | office-small | USD/gigalumen_year | us | us | 244200494756.719
commercial lighting | Lamp: 100 Equivalent A19 Halogen | 2023 | FIXED_OM | REPLACEMENT | other | USD/gigalumen_year | us | us | 244200494756.719
commercial lighting | Lamp: 100 Equivalent A19 Halogen | 2023 | FIXED_OM | REPLACEMENT | warehouse | USD/gigalumen_year | us | us | 244200494756.719
commercial lighting | Lamp: 100 Equivalent A19 Halogen | 2024 | CAPITAL | NEW | assembly | USD/gigalumen_year | us | us | 3.3036e+12
commercial lighting | Lamp: 100 Equivalent A19 Halogen | 2024 | CAPITAL | NEW | education | USD/gigalumen_year | us | us | 3.3036e+12
commercial lighting | Lamp: 100 Equivalent A19 Halogen | 2024 | CAPITAL | NEW | food sales | USD/gigalumen_year | us | us | 3.3036e+12
commercial lighting | Lamp: 100 Equivalent A19 Halogen | 2024 | CAPITAL | NEW | food service | USD/gigalumen_year | us | us | 3.3036e+12
commercial lighting | Lamp: 100 Equivalent A19 Halogen | 2024 | CAPITAL | NEW | health | USD/gigalumen_year | us | us | 3.3036e+12
commercial lighting | Lamp: 100 Equivalent A19 Halogen | 2024 | CAPITAL | NEW | lodging | USD/gigalumen_year | us | us | 3.3036e+12
commercial lighting | Lamp: 100 Equivalent A19 Halogen | 2024 | CAPITAL | NEW | merc/service | USD/gigalumen_year | us | us | 3.3036e+12
commercial lighting | Lamp: 100 Equivalent A19 Halogen | 2024 | CAPITAL | NEW | office-large | USD/gigalumen_year | us | us | 3.3036e+12
commercial lighting | Lamp: 100 Equivalent A19 Halogen | 2024 | CAPITAL | NEW | office-small | USD/gigalumen_year | us | us | 3.3036e+12
commercial lighting | Lamp: 100 Equivalent A19 Halogen | 2024 | CAPITAL | NEW | other | USD/gigalumen_year | us | us | 3.3036e+12
commercial lighting | Lamp: 100 Equivalent A19 Halogen | 2024 | CAPITAL | NEW | warehouse | USD/gigalumen_year | us | us | 3.3036e+12
commercial lighting | Lamp: 100 Equivalent A19 Halogen | 2024 | CAPITAL | REPLACEMENT | assembly | USD/gigalumen_year | us | us | 3.3036e+12
commercial lighting | Lamp: 100 Equivalent A19 Halogen | 2024 | CAPITAL | REPLACEMENT | education | USD/gigalumen_year | us | us | 3.3036e+12
commercial lighting | Lamp: 100 Equivalent A19 Halogen | 2024 | CAPITAL | REPLACEMENT | food sales | USD/gigalumen_year | us | us | 3.3036e+12
commercial lighting | Lamp: 100 Equivalent A19 Halogen | 2024 | CAPITAL | REPLACEMENT | food service | USD/gigalumen_year | us | us | 3.3036e+12
commercial lighting | Lamp: 100 Equivalent A19 Halogen | 2024 | CAPITAL | REPLACEMENT | health | USD/gigalumen_year | us | us | 3.3036e+12
commercial lighting | Lamp: 100 Equivalent A19 Halogen | 2024 | CAPITAL | REPLACEMENT | lodging | USD/gigalumen_year | us | us | 3.3036e+12
commercial lighting | Lamp: 100 Equivalent A19 Halogen | 2024 | CAPITAL | REPLACEMENT | merc/service | USD/gigalumen_year | us | us | 3.3036e+12
commercial lighting | Lamp: 100 Equivalent A19 Halogen | 2024 | CAPITAL | REPLACEMENT | office-large | USD/gigalumen_year | us | us | 3.3036e+12
commercial lighting | Lamp: 100 Equivalent A19 Halogen | 2024 | CAPITAL | REPLACEMENT | office-small | USD/gigalumen_year | us | us | 3.3036e+12
commercial lighting | Lamp: 100 Equivalent A19 Halogen | 2024 | CAPITAL | REPLACEMENT | other | USD/gigalumen_year | us | us | 3.3036e+12
commercial lighting | Lamp: 100 Equivalent A19 Halogen | 2024 | CAPITAL | REPLACEMENT | warehouse | USD/gigalumen_year | us | us | 3.3036e+12
commercial lighting | Lamp: 100 Equivalent A19 Halogen | 2024 | FIXED_OM | NEW | assembly | USD/gigalumen_year | us | us | 244200494756.719
commercial lighting | Lamp: 100 Equivalent A19 Halogen | 2024 | FIXED_OM | NEW | education | USD/gigalumen_year | us | us | 244200494756.719
commercial lighting | Lamp: 100 Equivalent A19 Halogen | 2024 | FIXED_OM | NEW | food sales | USD/gigalumen_year | us | us | 244200494756.719
commercial lighting | Lamp: 100 Equivalent A19 Halogen | 2024 | FIXED_OM | NEW | food service | USD/gigalumen_year | us | us | 244200494756.719
commercial lighting | Lamp: 100 Equivalent A19 Halogen | 2024 | FIXED_OM | NEW | health | USD/gigalumen_year | us | us | 244200494756.719
commercial lighting | Lamp: 100 Equivalent A19 Halogen | 2024 | FIXED_OM | NEW | lodging | USD/gigalumen_year | us | us | 244200494756.719
commercial lighting | Lamp: 100 Equivalent A19 Halogen | 2024 | FIXED_OM | NEW | merc/service | USD/gigalumen_year | us | us | 244200494756.719
commercial lighting | Lamp: 100 Equivalent A19 Halogen | 2024 | FIXED_OM | NEW | office-large | USD/gigalumen_year | us | us | 244200494756.719
commercial lighting | Lamp: 100 Equivalent A19 Halogen | 2024 | FIXED_OM | NEW | office-small | USD/gigalumen_year | us | us | 244200494756.719
commercial lighting | Lamp: 100 Equivalent A19 Halogen | 2024 | FIXED_OM | NEW | other | USD/gigalumen_year | us | us | 244200494756.719
commercial lighting | Lamp: 100 Equivalent A19 Halogen | 2024 | FIXED_OM | NEW | warehouse | USD/gigalumen_year | us | us | 244200494756.719
commercial lighting | Lamp: 100 Equivalent A19 Halogen | 2024 | FIXED_OM | REPLACEMENT | assembly | USD/gigalumen_year | us | us | 244200494756.719
commercial lighting | Lamp: 100 Equivalent A19 Halogen | 2024 | FIXED_OM | REPLACEMENT | education | USD/gigalumen_year | us | us | 244200494756.719
commercial lighting | Lamp: 100 Equivalent A19 Halogen | 2024 | FIXED_OM | REPLACEMENT | food sales | USD/gigalumen_year | us | us | 244200494756.719
commercial lighting | Lamp: 100 Equivalent A19 Halogen | 2024 | FIXED_OM | REPLACEMENT | food service | USD/gigalumen_year | us | us | 244200494756.719
commercial lighting | Lamp: 100 Equivalent A19 Halogen | 2024 | FIXED_OM | REPLACEMENT | health | USD/gigalumen_year | us | us | 244200494756.719
commercial lighting | Lamp: 100 Equivalent A19 Halogen | 2024 | FIXED_OM | REPLACEMENT | lodging | USD/gigalumen_year | us | us | 244200494756.719
commercial lighting | Lamp: 100 Equivalent A19 Halogen | 2024 | FIXED_OM | REPLACEMENT | merc/service | USD/gigalumen_year | us | us | 244200494756.719
commercial lighting | Lamp: 100 Equivalent A19 Halogen | 2024 | FIXED_OM | REPLACEMENT | office-large | USD/gigalumen_year | us | us | 244200494756.719
commercial lighting | Lamp: 100 Equivalent A19 Halogen | 2024 | FIXED_OM | REPLACEMENT | office-small | USD/gigalumen_year | us | us | 244200494756.719
commercial lighting | Lamp: 100 Equivalent A19 Halogen | 2024 | FIXED_OM | REPLACEMENT | other | USD/gigalumen_year | us | us | 244200494756.719
commercial lighting | Lamp: 100 Equivalent A19 Halogen | 2024 | FIXED_OM | REPLACEMENT | warehouse | USD/gigalumen_year | us | us | 244200494756.719
commercial lighting | Lamp: 100 Equivalent A19 Halogen | 2025 | CAPITAL | NEW | assembly | USD/gigalumen_year | us | us | 3.3036e+12
commercial lighting | Lamp: 100 Equivalent A19 Halogen | 2025 | CAPITAL | NEW | education | USD/gigalumen_year | us | us | 3.3036e+12
commercial lighting | Lamp: 100 Equivalent A19 Halogen | 2025 | CAPITAL | NEW | food sales | USD/gigalumen_year | us | us | 3.3036e+12
commercial lighting | Lamp: 100 Equivalent A19 Halogen | 2025 | CAPITAL | NEW | food service | USD/gigalumen_year | us | us | 3.3036e+12
commercial lighting | Lamp: 100 Equivalent A19 Halogen | 2025 | CAPITAL | NEW | health | USD/gigalumen_year | us | us | 3.3036e+12
commercial lighting | Lamp: 100 Equivalent A19 Halogen | 2025 | CAPITAL | NEW | lodging | USD/gigalumen_year | us | us | 3.3036e+12
commercial lighting | Lamp: 100 Equivalent A19 Halogen | 2025 | CAPITAL | NEW | merc/service | USD/gigalumen_year | us | us | 3.3036e+12
commercial lighting | Lamp: 100 Equivalent A19 Halogen | 2025 | CAPITAL | NEW | office-large | USD/gigalumen_year | us | us | 3.3036e+12
commercial lighting | Lamp: 100 Equivalent A19 Halogen | 2025 | CAPITAL | NEW | office-small | USD/gigalumen_year | us | us | 3.3036e+12
commercial lighting | Lamp: 100 Equivalent A19 Halogen | 2025 | CAPITAL | NEW | other | USD/gigalumen_year | us | us | 3.3036e+12
commercial lighting | Lamp: 100 Equivalent A19 Halogen | 2025 | CAPITAL | NEW | warehouse | USD/gigalumen_year | us | us | 3.3036e+12
commercial lighting | Lamp: 100 Equivalent A19 Halogen | 2025 | CAPITAL | REPLACEMENT | assembly | USD/gigalumen_year | us | us | 3.3036e+12
commercial lighting | Lamp: 100 Equivalent A19 Halogen | 2025 | CAPITAL | REPLACEMENT | education | USD/gigalumen_year | us | us | 3.3036e+12
commercial lighting | Lamp: 100 Equivalent A19 Halogen | 2025 | CAPITAL | REPLACEMENT | food sales | USD/gigalumen_year | us | us | 3.3036e+12
commercial lighting | Lamp: 100 Equivalent A19 Halogen | 2025 | CAPITAL | REPLACEMENT | food service | USD/gigalumen_year | us | us | 3.3036e+12
commercial lighting | Lamp: 100 Equivalent A19 Halogen | 2025 | CAPITAL | REPLACEMENT | health | USD/gigalumen_year | us | us | 3.3036e+12
commercial lighting | Lamp: 100 Equivalent A19 Halogen | 2025 | CAPITAL | REPLACEMENT | lodging | USD/gigalumen_year | us | us | 3.3036e+12
commercial lighting | Lamp: 100 Equivalent A19 Halogen | 2025 | CAPITAL | REPLACEMENT | merc/service | USD/gigalumen_year | us | us | 3.3036e+12
commercial lighting | Lamp: 100 Equivalent A19 Halogen | 2025 | CAPITAL | REPLACEMENT | office-large | USD/gigalumen_year | us | us | 3.3036e+12
commercial lighting | Lamp: 100 Equivalent A19 Halogen | 2025 | CAPITAL | REPLACEMENT | office-small | USD/gigalumen_year | us | us | 3.3036e+12
commercial lighting | Lamp: 100 Equivalent A19 Halogen | 2025 | CAPITAL | REPLACEMENT | other | USD/gigalumen_year | us | us | 3.3036e+12
commercial lighting | Lamp: 100 Equivalent A19 Halogen | 2025 | CAPITAL | REPLACEMENT | warehouse | USD/gigalumen_year | us | us | 3.3036e+12
commercial lighting | Lamp: 100 Equivalent A19 Halogen | 2025 | FIXED_OM | NEW | assembly | USD/gigalumen_year | us | us | 244200494756.719
commercial lighting | Lamp: 100 Equivalent A19 Halogen | 2025 | FIXED_OM | NEW | education | USD/gigalumen_year | us | us | 244200494756.719
commercial lighting | Lamp: 100 Equivalent A19 Halogen | 2025 | FIXED_OM | NEW | food sales | USD/gigalumen_year | us | us | 244200494756.719
commercial lighting | Lamp: 100 Equivalent A19 Halogen | 2025 | FIXED_OM | NEW | food service | USD/gigalumen_year | us | us | 244200494756.719
commercial lighting | Lamp: 100 Equivalent A19 Halogen | 2025 | FIXED_OM | NEW | health | USD/gigalumen_year | us | us | 244200494756.719
commercial lighting | Lamp: 100 Equivalent A19 Halogen | 2025 | FIXED_OM | NEW | lodging | USD/gigalumen_year | us | us | 244200494756.719
commercial lighting | Lamp: 100 Equivalent A19 Halogen | 2025 | FIXED_OM | NEW | merc/service | USD/gigalumen_year | us | us | 244200494756.719
commercial lighting | Lamp: 100 Equivalent A19 Halogen | 2025 | FIXED_OM | NEW | office-large | USD/gigalumen_year | us | us | 244200494756.719
commercial lighting | Lamp: 100 Equivalent A19 Halogen | 2025 | FIXED_OM | NEW | office-small | USD/gigalumen_year | us | us | 244200494756.719
commercial lighting | Lamp: 100 Equivalent A19 Halogen | 2025 | FIXED_OM | NEW | other | USD/gigalumen_year | us | us | 244200494756.719
commercial lighting | Lamp: 100 Equivalent A19 Halogen | 2025 | FIXED_OM | NEW | warehouse | USD/gigalumen_year | us | us | 244200494756.719
commercial lighting | Lamp: 100 Equivalent A19 Halogen | 2025 | FIXED_OM | REPLACEMENT | assembly | USD/gigalumen_year | us | us | 244200494756.719
commercial lighting | Lamp: 100 Equivalent A19 Halogen | 2025 | FIXED_OM | REPLACEMENT | education | USD/gigalumen_year | us | us | 244200494756.719
commercial lighting | Lamp: 100 Equivalent A19 Halogen | 2025 | FIXED_OM | REPLACEMENT | food sales | USD/gigalumen_year | us | us | 244200494756.719
commercial lighting | Lamp: 100 Equivalent A19 Halogen | 2025 | FIXED_OM | REPLACEMENT | food service | USD/gigalumen_year | us | us | 244200494756.719
commercial lighting | Lamp: 100 Equivalent A19 Halogen | 2025 | FIXED_OM | REPLACEMENT | health | USD/gigalumen_year | us | us | 244200494756.719
commercial lighting | Lamp: 100 Equivalent A19 Halogen | 2025 | FIXED_OM | REPLACEMENT | lodging | USD/gigalumen_year | us | us | 244200494756.719
commercial lighting | Lamp: 100 Equivalent A19 Halogen | 2025 | FIXED_OM | REPLACEMENT | merc/service | USD/gigalumen_year | us | us | 244200494756.719
commercial lighting | Lamp: 100 Equivalent A19 Halogen | 2025 | FIXED_OM | REPLACEMENT | office-large | USD/gigalumen_year | us | us | 244200494756.719
commercial lighting | Lamp: 100 Equivalent A19 Halogen | 2025 | FIXED_OM | REPLACEMENT | office-small | USD/gigalumen_year | us | us | 244200494756.719
commercial lighting | Lamp: 100 Equivalent A19 Halogen | 2025 | FIXED_OM | REPLACEMENT | other | USD/gigalumen_year | us | us | 244200494756.719
commercial lighting | Lamp: 100 Equivalent A19 Halogen | 2025 | FIXED_OM | REPLACEMENT | warehouse | USD/gigalumen_year | us | us | 244200494756.719
commercial lighting | Lamp: 100 Equivalent A19 Halogen | 2026 | CAPITAL | NEW | assembly | USD/gigalumen_year | us | us | 3.3036e+12
commercial lighting | Lamp: 100 Equivalent A19 Halogen | 2026 | CAPITAL | NEW | education | USD/gigalumen_year | us | us | 3.3036e+12
commercial lighting | Lamp: 100 Equivalent A19 Halogen | 2026 | CAPITAL | NEW | food sales | USD/gigalumen_year | us | us | 3.3036e+12
commercial lighting | Lamp: 100 Equivalent A19 Halogen | 2026 | CAPITAL | NEW | food service | USD/gigalumen_year | us | us | 3.3036e+12
commercial lighting | Lamp: 100 Equivalent A19 Halogen | 2026 | CAPITAL | NEW | health | USD/gigalumen_year | us | us | 3.3036e+12
commercial lighting | Lamp: 100 Equivalent A19 Halogen | 2026 | CAPITAL | NEW | lodging | USD/gigalumen_year | us | us | 3.3036e+12
commercial lighting | Lamp: 100 Equivalent A19 Halogen | 2026 | CAPITAL | NEW | merc/service | USD/gigalumen_year | us | us | 3.3036e+12
commercial lighting | Lamp: 100 Equivalent A19 Halogen | 2026 | CAPITAL | NEW | office-large | USD/gigalumen_year | us | us | 3.3036e+12
commercial lighting | Lamp: 100 Equivalent A19 Halogen | 2026 | CAPITAL | NEW | office-small | USD/gigalumen_year | us | us | 3.3036e+12
commercial lighting | Lamp: 100 Equivalent A19 Halogen | 2026 | CAPITAL | NEW | other | USD/gigalumen_year | us | us | 3.3036e+12
commercial lighting | Lamp: 100 Equivalent A19 Halogen | 2026 | CAPITAL | NEW | warehouse | USD/gigalumen_year | us | us | 3.3036e+12
commercial lighting | Lamp: 100 Equivalent A19 Halogen | 2026 | CAPITAL | REPLACEMENT | assembly | USD/gigalumen_year | us | us | 3.3036e+12
commercial lighting | Lamp: 100 Equivalent A19 Halogen | 2026 | CAPITAL | REPLACEMENT | education | USD/gigalumen_year | us | us | 3.3036e+12
commercial lighting | Lamp: 100 Equivalent A19 Halogen | 2026 | CAPITAL | REPLACEMENT | food sales | USD/gigalumen_year | us | us | 3.3036e+12
commercial lighting | Lamp: 100 Equivalent A19 Halogen | 2026 | CAPITAL | REPLACEMENT | food service | USD/gigalumen_year | us | us | 3.3036e+12
commercial lighting | Lamp: 100 Equivalent A19 Halogen | 2026 | CAPITAL | REPLACEMENT | health | USD/gigalumen_year | us | us | 3.3036e+12
commercial lighting | Lamp: 100 Equivalent A19 Halogen | 2026 | CAPITAL | REPLACEMENT | lodging | USD/gigalumen_year | us | us | 3.3036e+12
commercial lighting | Lamp: 100 Equivalent A19 Halogen | 2026 | CAPITAL | REPLACEMENT | merc/service | USD/gigalumen_year | us | us | 3.3036e+12
commercial lighting | Lamp: 100 Equivalent A19 Halogen | 2026 | CAPITAL | REPLACEMENT | office-large | USD/gigalumen_year | us | us | 3.3036e+12
commercial lighting | Lamp: 100 Equivalent A19 Halogen | 2026 | CAPITAL | REPLACEMENT | office-small | USD/gigalumen_year | us | us | 3.3036e+12
commercial lighting | Lamp: 100 Equivalent A19 Halogen | 2026 | CAPITAL | REPLACEMENT | other | USD/gigalumen_year | us | us | 3.3036e+12
commercial lighting | Lamp: 100 Equivalent A19 Halogen | 2026 | CAPITAL | REPLACEMENT | warehouse | USD/gigalumen_year | us | us | 3.3036e+12
commercial lighting | Lamp: 100 Equivalent A19 Halogen | 2026 | FIXED_OM | NEW | assembly | USD/gigalumen_year | us | us | 244200494756.719
commercial lighting | Lamp: 100 Equivalent A19 Halogen | 2026 | FIXED_OM | NEW | education | USD/gigalumen_year | us | us | 244200494756.719
commercial lighting | Lamp: 100 Equivalent A19 Halogen | 2026 | FIXED_OM | NEW | food sales | USD/gigalumen_year | us | us | 244200494756.719
commercial lighting | Lamp: 100 Equivalent A19 Halogen | 2026 | FIXED_OM | NEW | food service | USD/gigalumen_year | us | us | 244200494756.719
commercial lighting | Lamp: 100 Equivalent A19 Halogen | 2026 | FIXED_OM | NEW | health | USD/gigalumen_year | us | us | 244200494756.719
commercial lighting | Lamp: 100 Equivalent A19 Halogen | 2026 | FIXED_OM | NEW | lodging | USD/gigalumen_year | us | us | 244200494756.719
commercial lighting | Lamp: 100 Equivalent A19 Halogen | 2026 | FIXED_OM | NEW | merc/service | USD/gigalumen_year | us | us | 244200494756.719
commercial lighting | Lamp: 100 Equivalent A19 Halogen | 2026 | FIXED_OM | NEW | office-large | USD/gigalumen_year | us | us | 244200494756.719
commercial lighting | Lamp: 100 Equivalent A19 Halogen | 2026 | FIXED_OM | NEW | office-small | USD/gigalumen_year | us | us | 244200494756.719
commercial lighting | Lamp: 100 Equivalent A19 Halogen | 2026 | FIXED_OM | NEW | other | USD/gigalumen_year | us | us | 244200494756.719
commercial lighting | Lamp: 100 Equivalent A19 Halogen | 2026 | FIXED_OM | NEW | warehouse | USD/gigalumen_year | us | us | 244200494756.719
commercial lighting | Lamp: 100 Equivalent A19 Halogen | 2026 | FIXED_OM | REPLACEMENT | assembly | USD/gigalumen_year | us | us | 244200494756.719
commercial lighting | Lamp: 100 Equivalent A19 Halogen | 2026 | FIXED_OM | REPLACEMENT | education | USD/gigalumen_year | us | us | 244200494756.719
commercial lighting | Lamp: 100 Equivalent A19 Halogen | 2026 | FIXED_OM | REPLACEMENT | food sales | USD/gigalumen_year | us | us | 244200494756.719
commercial lighting | Lamp: 100 Equivalent A19 Halogen | 2026 | FIXED_OM | REPLACEMENT | food service | USD/gigalumen_year | us | us | 244200494756.719
commercial lighting | Lamp: 100 Equivalent A19 Halogen | 2026 | FIXED_OM | REPLACEMENT | health | USD/gigalumen_year | us | us | 244200494756.719
commercial lighting | Lamp: 100 Equivalent A19 Halogen | 2026 | FIXED_OM | REPLACEMENT | lodging | USD/gigalumen_year | us | us | 244200494756.719
commercial lighting | Lamp: 100 Equivalent A19 Halogen | 2026 | FIXED_OM | REPLACEMENT | merc/service | USD/gigalumen_year | us | us | 244200494756.719
commercial lighting | Lamp: 100 Equivalent A19 Halogen | 2026 | FIXED_OM | REPLACEMENT | office-large | USD/gigalumen_year | us | us | 244200494756.719
commercial lighting | Lamp: 100 Equivalent A19 Halogen | 2026 | FIXED_OM | REPLACEMENT | office-small | USD/gigalumen_year | us | us | 244200494756.719
commercial lighting | Lamp: 100 Equivalent A19 Halogen | 2026 | FIXED_OM | REPLACEMENT | other | USD/gigalumen_year | us | us | 244200494756.719
commercial lighting | Lamp: 100 Equivalent A19 Halogen | 2026 | FIXED_OM | REPLACEMENT | warehouse | USD/gigalumen_year | us | us | 244200494756.719
commercial lighting | Lamp: 100 Equivalent A19 Halogen | 2027 | CAPITAL | NEW | assembly | USD/gigalumen_year | us | us | 3.3036e+12
commercial lighting | Lamp: 100 Equivalent A19 Halogen | 2027 | CAPITAL | NEW | education | USD/gigalumen_year | us | us | 3.3036e+12
commercial lighting | Lamp: 100 Equivalent A19 Halogen | 2027 | CAPITAL | NEW | food sales | USD/gigalumen_year | us | us | 3.3036e+12
commercial lighting | Lamp: 100 Equivalent A19 Halogen | 2027 | CAPITAL | NEW | food service | USD/gigalumen_year | us | us | 3.3036e+12
commercial lighting | Lamp: 100 Equivalent A19 Halogen | 2027 | CAPITAL | NEW | health | USD/gigalumen_year | us | us | 3.3036e+12
commercial lighting | Lamp: 100 Equivalent A19 Halogen | 2027 | CAPITAL | NEW | lodging | USD/gigalumen_year | us | us | 3.3036e+12
commercial lighting | Lamp: 100 Equivalent A19 Halogen | 2027 | CAPITAL | NEW | merc/service | USD/gigalumen_year | us | us | 3.3036e+12
commercial lighting | Lamp: 100 Equivalent A19 Halogen | 2027 | CAPITAL | NEW | office-large | USD/gigalumen_year | us | us | 3.3036e+12
commercial lighting | Lamp: 100 Equivalent A19 Halogen | 2027 | CAPITAL | NEW | office-small | USD/gigalumen_year | us | us | 3.3036e+12
commercial lighting | Lamp: 100 Equivalent A19 Halogen | 2027 | CAPITAL | NEW | other | USD/gigalumen_year | us | us | 3.3036e+12
commercial lighting | Lamp: 100 Equivalent A19 Halogen | 2027 | CAPITAL | NEW | warehouse | USD/gigalumen_year | us | us | 3.3036e+12
commercial lighting | Lamp: 100 Equivalent A19 Halogen | 2027 | CAPITAL | REPLACEMENT | assembly | USD/gigalumen_year | us | us | 3.3036e+12
commercial lighting | Lamp: 100 Equivalent A19 Halogen | 2027 | CAPITAL | REPLACEMENT | education | USD/gigalumen_year | us | us | 3.3036e+12
commercial lighting | Lamp: 100 Equivalent A19 Halogen | 2027 | CAPITAL | REPLACEMENT | food sales | USD/gigalumen_year | us | us | 3.3036e+12
commercial lighting | Lamp: 100 Equivalent A19 Halogen | 2027 | CAPITAL | REPLACEMENT | food service | USD/gigalumen_year | us | us | 3.3036e+12
commercial lighting | Lamp: 100 Equivalent A19 Halogen | 2027 | CAPITAL | REPLACEMENT | health | USD/gigalumen_year | us | us | 3.3036e+12
commercial lighting | Lamp: 100 Equivalent A19 Halogen | 2027 | CAPITAL | REPLACEMENT | lodging | USD/gigalumen_year | us | us | 3.3036e+12
commercial lighting | Lamp: 100 Equivalent A19 Halogen | 2027 | CAPITAL | REPLACEMENT | merc/service | USD/gigalumen_year | us | us | 3.3036e+12
commercial lighting | Lamp: 100 Equivalent A19 Halogen | 2027 | CAPITAL | REPLACEMENT | office-large | USD/gigalumen_year | us | us | 3.3036e+12
commercial lighting | Lamp: 100 Equivalent A19 Halogen | 2027 | CAPITAL | REPLACEMENT | office-small | USD/gigalumen_year | us | us | 3.3036e+12
commercial lighting | Lamp: 100 Equivalent A19 Halogen | 2027 | CAPITAL | REPLACEMENT | other | USD/gigalumen_year | us | us | 3.3036e+12
commercial lighting | Lamp: 100 Equivalent A19 Halogen | 2027 | CAPITAL | REPLACEMENT | warehouse | USD/gigalumen_year | us | us | 3.3036e+12
commercial lighting | Lamp: 100 Equivalent A19 Halogen | 2027 | FIXED_OM | NEW | assembly | USD/gigalumen_year | us | us | 244200494756.719
commercial lighting | Lamp: 100 Equivalent A19 Halogen | 2027 | FIXED_OM | NEW | education | USD/gigalumen_year | us | us | 244200494756.719
commercial lighting | Lamp: 100 Equivalent A19 Halogen | 2027 | FIXED_OM | NEW | food sales | USD/gigalumen_year | us | us | 244200494756.719
commercial lighting | Lamp: 100 Equivalent A19 Halogen | 2027 | FIXED_OM | NEW | food service | USD/gigalumen_year | us | us | 244200494756.719
commercial lighting | Lamp: 100 Equivalent A19 Halogen | 2027 | FIXED_OM | NEW | health | USD/gigalumen_year | us | us | 244200494756.719
commercial lighting | Lamp: 100 Equivalent A19 Halogen | 2027 | FIXED_OM | NEW | lodging | USD/gigalumen_year | us | us | 244200494756.719
commercial lighting | Lamp: 100 Equivalent A19 Halogen | 2027 | FIXED_OM | NEW | merc/service | USD/gigalumen_year | us | us | 244200494756.719
commercial lighting | Lamp: 100 Equivalent A19 Halogen | 2027 | FIXED_OM | NEW | office-large | USD/gigalumen_year | us | us | 244200494756.719
commercial lighting | Lamp: 100 Equivalent A19 Halogen | 2027 | FIXED_OM | NEW | office-small | USD/gigalumen_year | us | us | 244200494756.719
commercial lighting | Lamp: 100 Equivalent A19 Halogen | 2027 | FIXED_OM | NEW | other | USD/gigalumen_year | us | us | 244200494756.719
commercial lighting | Lamp: 100 Equivalent A19 Halogen | 2027 | FIXED_OM | NEW | warehouse | USD/gigalumen_year | us | us | 244200494756.719
commercial lighting | Lamp: 100 Equivalent A19 Halogen | 2027 | FIXED_OM | REPLACEMENT | assembly | USD/gigalumen_year | us | us | 244200494756.719
commercial lighting | Lamp: 100 Equivalent A19 Halogen | 2027 | FIXED_OM | REPLACEMENT | education | USD/gigalumen_year | us | us | 244200494756.719
commercial lighting | Lamp: 100 Equivalent A19 Halogen | 2027 | FIXED_OM | REPLACEMENT | food sales | USD/gigalumen_year | us | us | 244200494756.719
commercial lighting | Lamp: 100 Equivalent A19 Halogen | 2027 | FIXED_OM | REPLACEMENT | food service | USD/gigalumen_year | us | us | 244200494756.719
commercial lighting | Lamp: 100 Equivalent A19 Halogen | 2027 | FIXED_OM | REPLACEMENT | health | USD/gigalumen_year | us | us | 244200494756.719
commercial lighting | Lamp: 100 Equivalent A19 Halogen | 2027 | FIXED_OM | REPLACEMENT | lodging | USD/gigalumen_year | us | us | 244200494756.719
commercial lighting | Lamp: 100 Equivalent A19 Halogen | 2027 | FIXED_OM | REPLACEMENT | merc/service | USD/gigalumen_year | us | us | 244200494756.719
commercial lighting | Lamp: 100 Equivalent A19 Halogen | 2027 | FIXED_OM | REPLACEMENT | office-large | USD/gigalumen_year | us | us | 244200494756.719
commercial lighting | Lamp: 100 Equivalent A19 Halogen | 2027 | FIXED_OM | REPLACEMENT | office-small | USD/gigalumen_year | us | us | 244200494756.719
commercial lighting | Lamp: 100 Equivalent A19 Halogen | 2027 | FIXED_OM | REPLACEMENT | other | USD/gigalumen_year | us | us | 244200494756.719
commercial lighting | Lamp: 100 Equivalent A19 Halogen | 2027 | FIXED_OM | REPLACEMENT | warehouse | USD/gigalumen_year | us | us | 244200494756.719
commercial lighting | Lamp: 100 Equivalent A19 Halogen | 2028 | CAPITAL | NEW | assembly | USD/gigalumen_year | us | us | 3.3036e+12
commercial lighting | Lamp: 100 Equivalent A19 Halogen | 2028 | CAPITAL | NEW | education | USD/gigalumen_year | us | us | 3.3036e+12
commercial lighting | Lamp: 100 Equivalent A19 Halogen | 2028 | CAPITAL | NEW | food sales | USD/gigalumen_year | us | us | 3.3036e+12
commercial lighting | Lamp: 100 Equivalent A19 Halogen | 2028 | CAPITAL | NEW | food service | USD/gigalumen_year | us | us | 3.3036e+12
commercial lighting | Lamp: 100 Equivalent A19 Halogen | 2028 | CAPITAL | NEW | health | USD/gigalumen_year | us | us | 3.3036e+12
commercial lighting | Lamp: 100 Equivalent A19 Halogen | 2028 | CAPITAL | NEW | lodging | USD/gigalumen_year | us | us | 3.3036e+12
commercial lighting | Lamp: 100 Equivalent A19 Halogen | 2028 | CAPITAL | NEW | merc/service | USD/gigalumen_year | us | us | 3.3036e+12
commercial lighting | Lamp: 100 Equivalent A19 Halogen | 2028 | CAPITAL | NEW | office-large | USD/gigalumen_year | us | us | 3.3036e+12
commercial lighting | Lamp: 100 Equivalent A19 Halogen | 2028 | CAPITAL | NEW | office-small | USD/gigalumen_year | us | us | 3.3036e+12
commercial lighting | Lamp: 100 Equivalent A19 Halogen | 2028 | CAPITAL | NEW | other | USD/gigalumen_year | us | us | 3.3036e+12
commercial lighting | Lamp: 100 Equivalent A19 Halogen | 2028 | CAPITAL | NEW | warehouse | USD/gigalumen_year | us | us | 3.3036e+12
commercial lighting | Lamp: 100 Equivalent A19 Halogen | 2028 | CAPITAL | REPLACEMENT | assembly | USD/gigalumen_year | us | us | 3.3036e+12
commercial lighting | Lamp: 100 Equivalent A19 Halogen | 2028 | CAPITAL | REPLACEMENT | education | USD/gigalumen_year | us | us | 3.3036e+12
commercial lighting | Lamp: 100 Equivalent A19 Halogen | 2028 | CAPITAL | REPLACEMENT | food sales | USD/gigalumen_year | us | us | 3.3036e+12
commercial lighting | Lamp: 100 Equivalent A19 Halogen | 2028 | CAPITAL | REPLACEMENT | food service | USD/gigalumen_year | us | us | 3.3036e+12
commercial lighting | Lamp: 100 Equivalent A19 Halogen | 2028 | CAPITAL | REPLACEMENT | health | USD/gigalumen_year | us | us | 3.3036e+12
commercial lighting | Lamp: 100 Equivalent A19 Halogen | 2028 | CAPITAL | REPLACEMENT | lodging | USD/gigalumen_year | us | us | 3.3036e+12
commercial lighting | Lamp: 100 Equivalent A19 Halogen | 2028 | CAPITAL | REPLACEMENT | merc/service | USD/gigalumen_year | us | us | 3.3036e+12
commercial lighting | Lamp: 100 Equivalent A19 Halogen | 2028 | CAPITAL | REPLACEMENT | office-large | USD/gigalumen_year | us | us | 3.3036e+12
commercial lighting | Lamp: 100 Equivalent A19 Halogen | 2028 | CAPITAL | REPLACEMENT | office-small | USD/gigalumen_year | us | us | 3.3036e+12
commercial lighting | Lamp: 100 Equivalent A19 Halogen | 2028 | CAPITAL | REPLACEMENT | other | USD/gigalumen_year | us | us | 3.3036e+12
commercial lighting | Lamp: 100 Equivalent A19 Halogen | 2028 | CAPITAL | REPLACEMENT | warehouse | USD/gigalumen_year | us | us | 3.3036e+12
commercial lighting | Lamp: 100 Equivalent A19 Halogen | 2028 | FIXED_OM | NEW | assembly | USD/gigalumen_year | us | us | 244200494756.719
commercial lighting | Lamp: 100 Equivalent A19 Halogen | 2028 | FIXED_OM | NEW | education | USD/gigalumen_year | us | us | 244200494756.719
commercial lighting | Lamp: 100 Equivalent A19 Halogen | 2028 | FIXED_OM | NEW | food sales | USD/gigalumen_year | us | us | 244200494756.719
commercial lighting | Lamp: 100 Equivalent A19 Halogen | 2028 | FIXED_OM | NEW | food service | USD/gigalumen_year | us | us | 244200494756.719
commercial lighting | Lamp: 100 Equivalent A19 Halogen | 2028 | FIXED_OM | NEW | health | USD/gigalumen_year | us | us | 244200494756.719
commercial lighting | Lamp: 100 Equivalent A19 Halogen | 2028 | FIXED_OM | NEW | lodging | USD/gigalumen_year | us | us | 244200494756.719
commercial lighting | Lamp: 100 Equivalent A19 Halogen | 2028 | FIXED_OM | NEW | merc/service | USD/gigalumen_year | us | us | 244200494756.719
commercial lighting | Lamp: 100 Equivalent A19 Halogen | 2028 | FIXED_OM | NEW | office-large | USD/gigalumen_year | us | us | 244200494756.719
commercial lighting | Lamp: 100 Equivalent A19 Halogen | 2028 | FIXED_OM | NEW | office-small | USD/gigalumen_year | us | us | 244200494756.719
commercial lighting | Lamp: 100 Equivalent A19 Halogen | 2028 | FIXED_OM | NEW | other | USD/gigalumen_year | us | us | 244200494756.719
commercial lighting | Lamp: 100 Equivalent A19 Halogen | 2028 | FIXED_OM | NEW | warehouse | USD/gigalumen_year | us | us | 244200494756.719
commercial lighting | Lamp: 100 Equivalent A19 Halogen | 2028 | FIXED_OM | REPLACEMENT | assembly | USD/gigalumen_year | us | us | 244200494756.719
commercial lighting | Lamp: 100 Equivalent A19 Halogen | 2028 | FIXED_OM | REPLACEMENT | education | USD/gigalumen_year | us | us | 244200494756.719
commercial lighting | Lamp: 100 Equivalent A19 Halogen | 2028 | FIXED_OM | REPLACEMENT | food sales | USD/gigalumen_year | us | us | 244200494756.719
commercial lighting | Lamp: 100 Equivalent A19 Halogen | 2028 | FIXED_OM | REPLACEMENT | food service | USD/gigalumen_year | us | us | 244200494756.719
commercial lighting | Lamp: 100 Equivalent A19 Halogen | 2028 | FIXED_OM | REPLACEMENT | health | USD/gigalumen_year | us | us | 244200494756.719
commercial lighting | Lamp: 100 Equivalent A19 Halogen | 2028 | FIXED_OM | REPLACEMENT | lodging | USD/gigalumen_year | us | us | 244200494756.719
commercial lighting | Lamp: 100 Equivalent A19 Halogen | 2028 | FIXED_OM | REPLACEMENT | merc/service | USD/gigalumen_year | us | us | 244200494756.719
commercial lighting | Lamp: 100 Equivalent A19 Halogen | 2028 | FIXED_OM | REPLACEMENT | office-large | USD/gigalumen_year | us | us | 244200494756.719
commercial lighting | Lamp: 100 Equivalent A19 Halogen | 2028 | FIXED_OM | REPLACEMENT | office-small | USD/gigalumen_year | us | us | 244200494756.719
commercial lighting | Lamp: 100 Equivalent A19 Halogen | 2028 | FIXED_OM | REPLACEMENT | other | USD/gigalumen_year | us | us | 244200494756.719
commercial lighting | Lamp: 100 Equivalent A19 Halogen | 2028 | FIXED_OM | REPLACEMENT | warehouse | USD/gigalumen_year | us | us | 244200494756.719
commercial lighting | Lamp: 100 Equivalent A19 Halogen | 2029 | CAPITAL | NEW | assembly | USD/gigalumen_year | us | us | 3.3036e+12
commercial lighting | Lamp: 100 Equivalent A19 Halogen | 2029 | CAPITAL | NEW | education | USD/gigalumen_year | us | us | 3.3036e+12
commercial lighting | Lamp: 100 Equivalent A19 Halogen | 2029 | CAPITAL | NEW | food sales | USD/gigalumen_year | us | us | 3.3036e+12
commercial lighting | Lamp: 100 Equivalent A19 Halogen | 2029 | CAPITAL | NEW | food service | USD/gigalumen_year | us | us | 3.3036e+12
commercial lighting | Lamp: 100 Equivalent A19 Halogen | 2029 | CAPITAL | NEW | health | USD/gigalumen_year | us | us | 3.3036e+12
commercial lighting | Lamp: 100 Equivalent A19 Halogen | 2029 | CAPITAL | NEW | lodging | USD/gigalumen_year | us | us | 3.3036e+12
commercial lighting | Lamp: 100 Equivalent A19 Halogen | 2029 | CAPITAL | NEW | merc/service | USD/gigalumen_year | us | us | 3.3036e+12
commercial lighting | Lamp: 100 Equivalent A19 Halogen | 2029 | CAPITAL | NEW | office-large | USD/gigalumen_year | us | us | 3.3036e+12
commercial lighting | Lamp: 100 Equivalent A19 Halogen | 2029 | CAPITAL | NEW | office-small | USD/gigalumen_year | us | us | 3.3036e+12
commercial lighting | Lamp: 100 Equivalent A19 Halogen | 2029 | CAPITAL | NEW | other | USD/gigalumen_year | us | us | 3.3036e+12
commercial lighting | Lamp: 100 Equivalent A19 Halogen | 2029 | CAPITAL | NEW | warehouse | USD/gigalumen_year | us | us | 3.3036e+12
commercial lighting | Lamp: 100 Equivalent A19 Halogen | 2029 | CAPITAL | REPLACEMENT | assembly | USD/gigalumen_year | us | us | 3.3036e+12
commercial lighting | Lamp: 100 Equivalent A19 Halogen | 2029 | CAPITAL | REPLACEMENT | education | USD/gigalumen_year | us | us | 3.3036e+12
commercial lighting | Lamp: 100 Equivalent A19 Halogen | 2029 | CAPITAL | REPLACEMENT | food sales | USD/gigalumen_year | us | us | 3.3036e+12
commercial lighting | Lamp: 100 Equivalent A19 Halogen | 2029 | CAPITAL | REPLACEMENT | food service | USD/gigalumen_year | us | us | 3.3036e+12
commercial lighting | Lamp: 100 Equivalent A19 Halogen | 2029 | CAPITAL | REPLACEMENT | health | USD/gigalumen_year | us | us | 3.3036e+12
commercial lighting | Lamp: 100 Equivalent A19 Halogen | 2029 | CAPITAL | REPLACEMENT | lodging | USD/gigalumen_year | us | us | 3.3036e+12
commercial lighting | Lamp: 100 Equivalent A19 Halogen | 2029 | CAPITAL | REPLACEMENT | merc/service | USD/gigalumen_year | us | us | 3.3036e+12
commercial lighting | Lamp: 100 Equivalent A19 Halogen | 2029 | CAPITAL | REPLACEMENT | office-large | USD/gigalumen_year | us | us | 3.3036e+12
commercial lighting | Lamp: 100 Equivalent A19 Halogen | 2029 | CAPITAL | REPLACEMENT | office-small | USD/gigalumen_year | us | us | 3.3036e+12
commercial lighting | Lamp: 100 Equivalent A19 Halogen | 2029 | CAPITAL | REPLACEMENT | other | USD/gigalumen_year | us | us | 3.3036e+12
commercial lighting | Lamp: 100 Equivalent A19 Halogen | 2029 | CAPITAL | REPLACEMENT | warehouse | USD/gigalumen_year | us | us | 3.3036e+12
commercial lighting | Lamp: 100 Equivalent A19 Halogen | 2029 | FIXED_OM | NEW | assembly | USD/gigalumen_year | us | us | 244200494756.719
commercial lighting | Lamp: 100 Equivalent A19 Halogen | 2029 | FIXED_OM | NEW | education | USD/gigalumen_year | us | us | 244200494756.719
commercial lighting | Lamp: 100 Equivalent A19 Halogen | 2029 | FIXED_OM | NEW | food sales | USD/gigalumen_year | us | us | 244200494756.719
commercial lighting | Lamp: 100 Equivalent A19 Halogen | 2029 | FIXED_OM | NEW | food service | USD/gigalumen_year | us | us | 244200494756.719
commercial lighting | Lamp: 100 Equivalent A19 Halogen | 2029 | FIXED_OM | NEW | health | USD/gigalumen_year | us | us | 244200494756.719
commercial lighting | Lamp: 100 Equivalent A19 Halogen | 2029 | FIXED_OM | NEW | lodging | USD/gigalumen_year | us | us | 244200494756.719
commercial lighting | Lamp: 100 Equivalent A19 Halogen | 2029 | FIXED_OM | NEW | merc/service | USD/gigalumen_year | us | us | 244200494756.719
commercial lighting | Lamp: 100 Equivalent A19 Halogen | 2029 | FIXED_OM | NEW | office-large | USD/gigalumen_year | us | us | 244200494756.719
commercial lighting | Lamp: 100 Equivalent A19 Halogen | 2029 | FIXED_OM | NEW | office-small | USD/gigalumen_year | us | us | 244200494756.719
commercial lighting | Lamp: 100 Equivalent A19 Halogen | 2029 | FIXED_OM | NEW | other | USD/gigalumen_year | us | us | 244200494756.719
commercial lighting | Lamp: 100 Equivalent A19 Halogen | 2029 | FIXED_OM | NEW | warehouse | USD/gigalumen_year | us | us | 244200494756.719
commercial lighting | Lamp: 100 Equivalent A19 Halogen | 2029 | FIXED_OM | REPLACEMENT | assembly | USD/gigalumen_year | us | us | 244200494756.719
commercial lighting | Lamp: 100 Equivalent A19 Halogen | 2029 | FIXED_OM | REPLACEMENT | education | USD/gigalumen_year | us | us | 244200494756.719
commercial lighting | Lamp: 100 Equivalent A19 Halogen | 2029 | FIXED_OM | REPLACEMENT | food sales | USD/gigalumen_year | us | us | 244200494756.719
commercial lighting | Lamp: 100 Equivalent A19 Halogen | 2029 | FIXED_OM | REPLACEMENT | food service | USD/gigalumen_year | us | us | 244200494756.719
commercial lighting | Lamp: 100 Equivalent A19 Halogen | 2029 | FIXED_OM | REPLACEMENT | health | USD/gigalumen_year | us | us | 244200494756.719
commercial lighting | Lamp: 100 Equivalent A19 Halogen | 2029 | FIXED_OM | REPLACEMENT | lodging | USD/gigalumen_year | us | us | 244200494756.719
commercial lighting | Lamp: 100 Equivalent A19 Halogen | 2029 | FIXED_OM | REPLACEMENT | merc/service | USD/gigalumen_year | us | us | 244200494756.719
commercial lighting | Lamp: 100 Equivalent A19 Halogen | 2029 | FIXED_OM | REPLACEMENT | office-large | USD/gigalumen_year | us | us | 244200494756.719
commercial lighting | Lamp: 100 Equivalent A19 Halogen | 2029 | FIXED_OM | REPLACEMENT | office-small | USD/gigalumen_year | us | us | 244200494756.719
commercial lighting | Lamp: 100 Equivalent A19 Halogen | 2029 | FIXED_OM | REPLACEMENT | other | USD/gigalumen_year | us | us | 244200494756.719
commercial lighting | Lamp: 100 Equivalent A19 Halogen | 2029 | FIXED_OM | REPLACEMENT | warehouse | USD/gigalumen_year | us | us | 244200494756.719
commercial lighting | Lamp: 100 Equivalent A19 Halogen | 2030 | CAPITAL | NEW | assembly | USD/gigalumen_year | us | us | 3.3036e+12
commercial lighting | Lamp: 100 Equivalent A19 Halogen | 2030 | CAPITAL | NEW | education | USD/gigalumen_year | us | us | 3.3036e+12
commercial lighting | Lamp: 100 Equivalent A19 Halogen | 2030 | CAPITAL | NEW | food sales | USD/gigalumen_year | us | us | 3.3036e+12
commercial lighting | Lamp: 100 Equivalent A19 Halogen | 2030 | CAPITAL | NEW | food service | USD/gigalumen_year | us | us | 3.3036e+12
commercial lighting | Lamp: 100 Equivalent A19 Halogen | 2030 | CAPITAL | NEW | health | USD/gigalumen_year | us | us | 3.3036e+12
commercial lighting | Lamp: 100 Equivalent A19 Halogen | 2030 | CAPITAL | NEW | lodging | USD/gigalumen_year | us | us | 3.3036e+12
commercial lighting | Lamp: 100 Equivalent A19 Halogen | 2030 | CAPITAL | NEW | merc/service | USD/gigalumen_year | us | us | 3.3036e+12
commercial lighting | Lamp: 100 Equivalent A19 Halogen | 2030 | CAPITAL | NEW | office-large | USD/gigalumen_year | us | us | 3.3036e+12
commercial lighting | Lamp: 100 Equivalent A19 Halogen | 2030 | CAPITAL | NEW | office-small | USD/gigalumen_year | us | us | 3.3036e+12
commercial lighting | Lamp: 100 Equivalent A19 Halogen | 2030 | CAPITAL | NEW | other | USD/gigalumen_year | us | us | 3.3036e+12
commercial lighting | Lamp: 100 Equivalent A19 Halogen | 2030 | CAPITAL | NEW | warehouse | USD/gigalumen_year | us | us | 3.3036e+12
commercial lighting | Lamp: 100 Equivalent A19 Halogen | 2030 | CAPITAL | REPLACEMENT | assembly | USD/gigalumen_year | us | us | 3.3036e+12
commercial lighting | Lamp: 100 Equivalent A19 Halogen | 2030 | CAPITAL | REPLACEMENT | education | USD/gigalumen_year | us | us | 3.3036e+12
commercial lighting | Lamp: 100 Equivalent A19 Halogen | 2030 | CAPITAL | REPLACEMENT | food sales | USD/gigalumen_year | us | us | 3.3036e+12
commercial lighting | Lamp: 100 Equivalent A19 Halogen | 2030 | CAPITAL | REPLACEMENT | food service | USD/gigalumen_year | us | us | 3.3036e+12
commercial lighting | Lamp: 100 Equivalent A19 Halogen | 2030 | CAPITAL | REPLACEMENT | health | USD/gigalumen_year | us | us | 3.3036e+12
commercial lighting | Lamp: 100 Equivalent A19 Halogen | 2030 | CAPITAL | REPLACEMENT | lodging | USD/gigalumen_year | us | us | 3.3036e+12
commercial lighting | Lamp: 100 Equivalent A19 Halogen | 2030 | CAPITAL | REPLACEMENT | merc/service | USD/gigalumen_year | us | us | 3.3036e+12
commercial lighting | Lamp: 100 Equivalent A19 Halogen | 2030 | CAPITAL | REPLACEMENT | office-large | USD/gigalumen_year | us | us | 3.3036e+12
commercial lighting | Lamp: 100 Equivalent A19 Halogen | 2030 | CAPITAL | REPLACEMENT | office-small | USD/gigalumen_year | us | us | 3.3036e+12
commercial lighting | Lamp: 100 Equivalent A19 Halogen | 2030 | CAPITAL | REPLACEMENT | other | USD/gigalumen_year | us | us | 3.3036e+12
commercial lighting | Lamp: 100 Equivalent A19 Halogen | 2030 | CAPITAL | REPLACEMENT | warehouse | USD/gigalumen_year | us | us | 3.3036e+12
commercial lighting | Lamp: 100 Equivalent A19 Halogen | 2030 | FIXED_OM | NEW | assembly | USD/gigalumen_year | us | us | 244200494756.719
commercial lighting | Lamp: 100 Equivalent A19 Halogen | 2030 | FIXED_OM | NEW | education | USD/gigalumen_year | us | us | 244200494756.719
commercial lighting | Lamp: 100 Equivalent A19 Halogen | 2030 | FIXED_OM | NEW | food sales | USD/gigalumen_year | us | us | 244200494756.719
commercial lighting | Lamp: 100 Equivalent A19 Halogen | 2030 | FIXED_OM | NEW | food service | USD/gigalumen_year | us | us | 244200494756.719
commercial lighting | Lamp: 100 Equivalent A19 Halogen | 2030 | FIXED_OM | NEW | health | USD/gigalumen_year | us | us | 244200494756.719
commercial lighting | Lamp: 100 Equivalent A19 Halogen | 2030 | FIXED_OM | NEW | lodging | USD/gigalumen_year | us | us | 244200494756.719
commercial lighting | Lamp: 100 Equivalent A19 Halogen | 2030 | FIXED_OM | NEW | merc/service | USD/gigalumen_year | us | us | 244200494756.719
commercial lighting | Lamp: 100 Equivalent A19 Halogen | 2030 | FIXED_OM | NEW | office-large | USD/gigalumen_year | us | us | 244200494756.719
commercial lighting | Lamp: 100 Equivalent A19 Halogen | 2030 | FIXED_OM | NEW | office-small | USD/gigalumen_year | us | us | 244200494756.719
commercial lighting | Lamp: 100 Equivalent A19 Halogen | 2030 | FIXED_OM | NEW | other | USD/gigalumen_year | us | us | 244200494756.719
commercial lighting | Lamp: 100 Equivalent A19 Halogen | 2030 | FIXED_OM | NEW | warehouse | USD/gigalumen_year | us | us | 244200494756.719
commercial lighting | Lamp: 100 Equivalent A19 Halogen | 2030 | FIXED_OM | REPLACEMENT | assembly | USD/gigalumen_year | us | us | 244200494756.719
commercial lighting | Lamp: 100 Equivalent A19 Halogen | 2030 | FIXED_OM | REPLACEMENT | education | USD/gigalumen_year | us | us | 244200494756.719
commercial lighting | Lamp: 100 Equivalent A19 Halogen | 2030 | FIXED_OM | REPLACEMENT | food sales | USD/gigalumen_year | us | us | 244200494756.719
commercial lighting | Lamp: 100 Equivalent A19 Halogen | 2030 | FIXED_OM | REPLACEMENT | food service | USD/gigalumen_year | us | us | 244200494756.719
commercial lighting | Lamp: 100 Equivalent A19 Halogen | 2030 | FIXED_OM | REPLACEMENT | health | USD/gigalumen_year | us | us | 244200494756.719
commercial lighting | Lamp: 100 Equivalent A19 Halogen | 2030 | FIXED_OM | REPLACEMENT | lodging | USD/gigalumen_year | us | us | 244200494756.719
commercial lighting | Lamp: 100 Equivalent A19 Halogen | 2030 | FIXED_OM | REPLACEMENT | merc/service | USD/gigalumen_year | us | us | 244200494756.719
commercial lighting | Lamp: 100 Equivalent A19 Halogen | 2030 | FIXED_OM | REPLACEMENT | office-large | USD/gigalumen_year | us | us | 244200494756.719
commercial lighting | Lamp: 100 Equivalent A19 Halogen | 2030 | FIXED_OM | REPLACEMENT | office-small | USD/gigalumen_year | us | us | 244200494756.719
commercial lighting | Lamp: 100 Equivalent A19 Halogen | 2030 | FIXED_OM | REPLACEMENT | other | USD/gigalumen_year | us | us | 244200494756.719
commercial lighting | Lamp: 100 Equivalent A19 Halogen | 2030 | FIXED_OM | REPLACEMENT | warehouse | USD/gigalumen_year | us | us | 244200494756.719
commercial lighting | Lamp: 100 Equivalent A19 Halogen | 2031 | CAPITAL | NEW | assembly | USD/gigalumen_year | us | us | 3.3036e+12
commercial lighting | Lamp: 100 Equivalent A19 Halogen | 2031 | CAPITAL | NEW | education | USD/gigalumen_year | us | us | 3.3036e+12
commercial lighting | Lamp: 100 Equivalent A19 Halogen | 2031 | CAPITAL | NEW | food sales | USD/gigalumen_year | us | us | 3.3036e+12
commercial lighting | Lamp: 100 Equivalent A19 Halogen | 2031 | CAPITAL | NEW | food service | USD/gigalumen_year | us | us | 3.3036e+12
commercial lighting | Lamp: 100 Equivalent A19 Halogen | 2031 | CAPITAL | NEW | health | USD/gigalumen_year | us | us | 3.3036e+12
commercial lighting | Lamp: 100 Equivalent A19 Halogen | 2031 | CAPITAL | NEW | lodging | USD/gigalumen_year | us | us | 3.3036e+12
commercial lighting | Lamp: 100 Equivalent A19 Halogen | 2031 | CAPITAL | NEW | merc/service | USD/gigalumen_year | us | us | 3.3036e+12
commercial lighting | Lamp: 100 Equivalent A19 Halogen | 2031 | CAPITAL | NEW | office-large | USD/gigalumen_year | us | us | 3.3036e+12
commercial lighting | Lamp: 100 Equivalent A19 Halogen | 2031 | CAPITAL | NEW | office-small | USD/gigalumen_year | us | us | 3.3036e+12
commercial lighting | Lamp: 100 Equivalent A19 Halogen | 2031 | CAPITAL | NEW | other | USD/gigalumen_year | us | us | 3.3036e+12
commercial lighting | Lamp: 100 Equivalent A19 Halogen | 2031 | CAPITAL | NEW | warehouse | USD/gigalumen_year | us | us | 3.3036e+12
commercial lighting | Lamp: 100 Equivalent A19 Halogen | 2031 | CAPITAL | REPLACEMENT | assembly | USD/gigalumen_year | us | us | 3.3036e+12
commercial lighting | Lamp: 100 Equivalent A19 Halogen | 2031 | CAPITAL | REPLACEMENT | education | USD/gigalumen_year | us | us | 3.3036e+12
commercial lighting | Lamp: 100 Equivalent A19 Halogen | 2031 | CAPITAL | REPLACEMENT | food sales | USD/gigalumen_year | us | us | 3.3036e+12
commercial lighting | Lamp: 100 Equivalent A19 Halogen | 2031 | CAPITAL | REPLACEMENT | food service | USD/gigalumen_year | us | us | 3.3036e+12
commercial lighting | Lamp: 100 Equivalent A19 Halogen | 2031 | CAPITAL | REPLACEMENT | health | USD/gigalumen_year | us | us | 3.3036e+12
commercial lighting | Lamp: 100 Equivalent A19 Halogen | 2031 | CAPITAL | REPLACEMENT | lodging | USD/gigalumen_year | us | us | 3.3036e+12
commercial lighting | Lamp: 100 Equivalent A19 Halogen | 2031 | CAPITAL | REPLACEMENT | merc/service | USD/gigalumen_year | us | us | 3.3036e+12
commercial lighting | Lamp: 100 Equivalent A19 Halogen | 2031 | CAPITAL | REPLACEMENT | office-large | USD/gigalumen_year | us | us | 3.3036e+12
commercial lighting | Lamp: 100 Equivalent A19 Halogen | 2031 | CAPITAL | REPLACEMENT | office-small | USD/gigalumen_year | us | us | 3.3036e+12
commercial lighting | Lamp: 100 Equivalent A19 Halogen | 2031 | CAPITAL | REPLACEMENT | other | USD/gigalumen_year | us | us | 3.3036e+12
commercial lighting | Lamp: 100 Equivalent A19 Halogen | 2031 | CAPITAL | REPLACEMENT | warehouse | USD/gigalumen_year | us | us | 3.3036e+12
commercial lighting | Lamp: 100 Equivalent A19 Halogen | 2031 | FIXED_OM | NEW | assembly | USD/gigalumen_year | us | us | 244200494756.719
commercial lighting | Lamp: 100 Equivalent A19 Halogen | 2031 | FIXED_OM | NEW | education | USD/gigalumen_year | us | us | 244200494756.719
commercial lighting | Lamp: 100 Equivalent A19 Halogen | 2031 | FIXED_OM | NEW | food sales | USD/gigalumen_year | us | us | 244200494756.719
commercial lighting | Lamp: 100 Equivalent A19 Halogen | 2031 | FIXED_OM | NEW | food service | USD/gigalumen_year | us | us | 244200494756.719
commercial lighting | Lamp: 100 Equivalent A19 Halogen | 2031 | FIXED_OM | NEW | health | USD/gigalumen_year | us | us | 244200494756.719
commercial lighting | Lamp: 100 Equivalent A19 Halogen | 2031 | FIXED_OM | NEW | lodging | USD/gigalumen_year | us | us | 244200494756.719
commercial lighting | Lamp: 100 Equivalent A19 Halogen | 2031 | FIXED_OM | NEW | merc/service | USD/gigalumen_year | us | us | 244200494756.719
commercial lighting | Lamp: 100 Equivalent A19 Halogen | 2031 | FIXED_OM | NEW | office-large | USD/gigalumen_year | us | us | 244200494756.719
commercial lighting | Lamp: 100 Equivalent A19 Halogen | 2031 | FIXED_OM | NEW | office-small | USD/gigalumen_year | us | us | 244200494756.719
commercial lighting | Lamp: 100 Equivalent A19 Halogen | 2031 | FIXED_OM | NEW | other | USD/gigalumen_year | us | us | 244200494756.719
commercial lighting | Lamp: 100 Equivalent A19 Halogen | 2031 | FIXED_OM | NEW | warehouse | USD/gigalumen_year | us | us | 244200494756.719
commercial lighting | Lamp: 100 Equivalent A19 Halogen | 2031 | FIXED_OM | REPLACEMENT | assembly | USD/gigalumen_year | us | us | 244200494756.719
commercial lighting | Lamp: 100 Equivalent A19 Halogen | 2031 | FIXED_OM | REPLACEMENT | education | USD/gigalumen_year | us | us | 244200494756.719
commercial lighting | Lamp: 100 Equivalent A19 Halogen | 2031 | FIXED_OM | REPLACEMENT | food sales | USD/gigalumen_year | us | us | 244200494756.719
commercial lighting | Lamp: 100 Equivalent A19 Halogen | 2031 | FIXED_OM | REPLACEMENT | food service | USD/gigalumen_year | us | us | 244200494756.719
commercial lighting | Lamp: 100 Equivalent A19 Halogen | 2031 | FIXED_OM | REPLACEMENT | health | USD/gigalumen_year | us | us | 244200494756.719
commercial lighting | Lamp: 100 Equivalent A19 Halogen | 2031 | FIXED_OM | REPLACEMENT | lodging | USD/gigalumen_year | us | us | 244200494756.719
commercial lighting | Lamp: 100 Equivalent A19 Halogen | 2031 | FIXED_OM | REPLACEMENT | merc/service | USD/gigalumen_year | us | us | 244200494756.719
commercial lighting | Lamp: 100 Equivalent A19 Halogen | 2031 | FIXED_OM | REPLACEMENT | office-large | USD/gigalumen_year | us | us | 244200494756.719
commercial lighting | Lamp: 100 Equivalent A19 Halogen | 2031 | FIXED_OM | REPLACEMENT | office-small | USD/gigalumen_year | us | us | 244200494756.719
commercial lighting | Lamp: 100 Equivalent A19 Halogen | 2031 | FIXED_OM | REPLACEMENT | other | USD/gigalumen_year | us | us | 244200494756.719
commercial lighting | Lamp: 100 Equivalent A19 Halogen | 2031 | FIXED_OM | REPLACEMENT | warehouse | USD/gigalumen_year | us | us | 244200494756.719
commercial lighting | Lamp: 100 Equivalent A19 Halogen | 2032 | CAPITAL | NEW | assembly | USD/gigalumen_year | us | us | 3.3036e+12
commercial lighting | Lamp: 100 Equivalent A19 Halogen | 2032 | CAPITAL | NEW | education | USD/gigalumen_year | us | us | 3.3036e+12
commercial lighting | Lamp: 100 Equivalent A19 Halogen | 2032 | CAPITAL | NEW | food sales | USD/gigalumen_year | us | us | 3.3036e+12
commercial lighting | Lamp: 100 Equivalent A19 Halogen | 2032 | CAPITAL | NEW | food service | USD/gigalumen_year | us | us | 3.3036e+12
commercial lighting | Lamp: 100 Equivalent A19 Halogen | 2032 | CAPITAL | NEW | health | USD/gigalumen_year | us | us | 3.3036e+12
commercial lighting | Lamp: 100 Equivalent A19 Halogen | 2032 | CAPITAL | NEW | lodging | USD/gigalumen_year | us | us | 3.3036e+12
commercial lighting | Lamp: 100 Equivalent A19 Halogen | 2032 | CAPITAL | NEW | merc/service | USD/gigalumen_year | us | us | 3.3036e+12
commercial lighting | Lamp: 100 Equivalent A19 Halogen | 2032 | CAPITAL | NEW | office-large | USD/gigalumen_year | us | us | 3.3036e+12
commercial lighting | Lamp: 100 Equivalent A19 Halogen | 2032 | CAPITAL | NEW | office-small | USD/gigalumen_year | us | us | 3.3036e+12
commercial lighting | Lamp: 100 Equivalent A19 Halogen | 2032 | CAPITAL | NEW | other | USD/gigalumen_year | us | us | 3.3036e+12
commercial lighting | Lamp: 100 Equivalent A19 Halogen | 2032 | CAPITAL | NEW | warehouse | USD/gigalumen_year | us | us | 3.3036e+12
commercial lighting | Lamp: 100 Equivalent A19 Halogen | 2032 | CAPITAL | REPLACEMENT | assembly | USD/gigalumen_year | us | us | 3.3036e+12
commercial lighting | Lamp: 100 Equivalent A19 Halogen | 2032 | CAPITAL | REPLACEMENT | education | USD/gigalumen_year | us | us | 3.3036e+12
commercial lighting | Lamp: 100 Equivalent A19 Halogen | 2032 | CAPITAL | REPLACEMENT | food sales | USD/gigalumen_year | us | us | 3.3036e+12
commercial lighting | Lamp: 100 Equivalent A19 Halogen | 2032 | CAPITAL | REPLACEMENT | food service | USD/gigalumen_year | us | us | 3.3036e+12
commercial lighting | Lamp: 100 Equivalent A19 Halogen | 2032 | CAPITAL | REPLACEMENT | health | USD/gigalumen_year | us | us | 3.3036e+12
commercial lighting | Lamp: 100 Equivalent A19 Halogen | 2032 | CAPITAL | REPLACEMENT | lodging | USD/gigalumen_year | us | us | 3.3036e+12
commercial lighting | Lamp: 100 Equivalent A19 Halogen | 2032 | CAPITAL | REPLACEMENT | merc/service | USD/gigalumen_year | us | us | 3.3036e+12
commercial lighting | Lamp: 100 Equivalent A19 Halogen | 2032 | CAPITAL | REPLACEMENT | office-large | USD/gigalumen_year | us | us | 3.3036e+12
commercial lighting | Lamp: 100 Equivalent A19 Halogen | 2032 | CAPITAL | REPLACEMENT | office-small | USD/gigalumen_year | us | us | 3.3036e+12
commercial lighting | Lamp: 100 Equivalent A19 Halogen | 2032 | CAPITAL | REPLACEMENT | other | USD/gigalumen_year | us | us | 3.3036e+12
commercial lighting | Lamp: 100 Equivalent A19 Halogen | 2032 | CAPITAL | REPLACEMENT | warehouse | USD/gigalumen_year | us | us | 3.3036e+12
commercial lighting | Lamp: 100 Equivalent A19 Halogen | 2032 | FIXED_OM | NEW | assembly | USD/gigalumen_year | us | us | 244200494756.719
commercial lighting | Lamp: 100 Equivalent A19 Halogen | 2032 | FIXED_OM | NEW | education | USD/gigalumen_year | us | us | 244200494756.719
commercial lighting | Lamp: 100 Equivalent A19 Halogen | 2032 | FIXED_OM | NEW | food sales | USD/gigalumen_year | us | us | 244200494756.719
commercial lighting | Lamp: 100 Equivalent A19 Halogen | 2032 | FIXED_OM | NEW | food service | USD/gigalumen_year | us | us | 244200494756.719
commercial lighting | Lamp: 100 Equivalent A19 Halogen | 2032 | FIXED_OM | NEW | health | USD/gigalumen_year | us | us | 244200494756.719
commercial lighting | Lamp: 100 Equivalent A19 Halogen | 2032 | FIXED_OM | NEW | lodging | USD/gigalumen_year | us | us | 244200494756.719
commercial lighting | Lamp: 100 Equivalent A19 Halogen | 2032 | FIXED_OM | NEW | merc/service | USD/gigalumen_year | us | us | 244200494756.719
commercial lighting | Lamp: 100 Equivalent A19 Halogen | 2032 | FIXED_OM | NEW | office-large | USD/gigalumen_year | us | us | 244200494756.719
commercial lighting | Lamp: 100 Equivalent A19 Halogen | 2032 | FIXED_OM | NEW | office-small | USD/gigalumen_year | us | us | 244200494756.719
commercial lighting | Lamp: 100 Equivalent A19 Halogen | 2032 | FIXED_OM | NEW | other | USD/gigalumen_year | us | us | 244200494756.719
commercial lighting | Lamp: 100 Equivalent A19 Halogen | 2032 | FIXED_OM | NEW | warehouse | USD/gigalumen_year | us | us | 244200494756.719
commercial lighting | Lamp: 100 Equivalent A19 Halogen | 2032 | FIXED_OM | REPLACEMENT | assembly | USD/gigalumen_year | us | us | 244200494756.719
commercial lighting | Lamp: 100 Equivalent A19 Halogen | 2032 | FIXED_OM | REPLACEMENT | education | USD/gigalumen_year | us | us | 244200494756.719
commercial lighting | Lamp: 100 Equivalent A19 Halogen | 2032 | FIXED_OM | REPLACEMENT | food sales | USD/gigalumen_year | us | us | 244200494756.719
commercial lighting | Lamp: 100 Equivalent A19 Halogen | 2032 | FIXED_OM | REPLACEMENT | food service | USD/gigalumen_year | us | us | 244200494756.719
commercial lighting | Lamp: 100 Equivalent A19 Halogen | 2032 | FIXED_OM | REPLACEMENT | health | USD/gigalumen_year | us | us | 244200494756.719
commercial lighting | Lamp: 100 Equivalent A19 Halogen | 2032 | FIXED_OM | REPLACEMENT | lodging | USD/gigalumen_year | us | us | 244200494756.719
commercial lighting | Lamp: 100 Equivalent A19 Halogen | 2032 | FIXED_OM | REPLACEMENT | merc/service | USD/gigalumen_year | us | us | 244200494756.719
commercial lighting | Lamp: 100 Equivalent A19 Halogen | 2032 | FIXED_OM | REPLACEMENT | office-large | USD/gigalumen_year | us | us | 244200494756.719
commercial lighting | Lamp: 100 Equivalent A19 Halogen | 2032 | FIXED_OM | REPLACEMENT | office-small | USD/gigalumen_year | us | us | 244200494756.719
commercial lighting | Lamp: 100 Equivalent A19 Halogen | 2032 | FIXED_OM | REPLACEMENT | other | USD/gigalumen_year | us | us | 244200494756.719
commercial lighting | Lamp: 100 Equivalent A19 Halogen | 2032 | FIXED_OM | REPLACEMENT | warehouse | USD/gigalumen_year | us | us | 244200494756.719
commercial lighting | Lamp: 100 Equivalent A19 Halogen | 2033 | CAPITAL | NEW | assembly | USD/gigalumen_year | us | us | 3.3036e+12
commercial lighting | Lamp: 100 Equivalent A19 Halogen | 2033 | CAPITAL | NEW | education | USD/gigalumen_year | us | us | 3.3036e+12
commercial lighting | Lamp: 100 Equivalent A19 Halogen | 2033 | CAPITAL | NEW | food sales | USD/gigalumen_year | us | us | 3.3036e+12
commercial lighting | Lamp: 100 Equivalent A19 Halogen | 2033 | CAPITAL | NEW | food service | USD/gigalumen_year | us | us | 3.3036e+12
commercial lighting | Lamp: 100 Equivalent A19 Halogen | 2033 | CAPITAL | NEW | health | USD/gigalumen_year | us | us | 3.3036e+12
commercial lighting | Lamp: 100 Equivalent A19 Halogen | 2033 | CAPITAL | NEW | lodging | USD/gigalumen_year | us | us | 3.3036e+12
commercial lighting | Lamp: 100 Equivalent A19 Halogen | 2033 | CAPITAL | NEW | merc/service | USD/gigalumen_year | us | us | 3.3036e+12
commercial lighting | Lamp: 100 Equivalent A19 Halogen | 2033 | CAPITAL | NEW | office-large | USD/gigalumen_year | us | us | 3.3036e+12
commercial lighting | Lamp: 100 Equivalent A19 Halogen | 2033 | CAPITAL | NEW | office-small | USD/gigalumen_year | us | us | 3.3036e+12
commercial lighting | Lamp: 100 Equivalent A19 Halogen | 2033 | CAPITAL | NEW | other | USD/gigalumen_year | us | us | 3.3036e+12
commercial lighting | Lamp: 100 Equivalent A19 Halogen | 2033 | CAPITAL | NEW | warehouse | USD/gigalumen_year | us | us | 3.3036e+12
commercial lighting | Lamp: 100 Equivalent A19 Halogen | 2033 | CAPITAL | REPLACEMENT | assembly | USD/gigalumen_year | us | us | 3.3036e+12
commercial lighting | Lamp: 100 Equivalent A19 Halogen | 2033 | CAPITAL | REPLACEMENT | education | USD/gigalumen_year | us | us | 3.3036e+12
commercial lighting | Lamp: 100 Equivalent A19 Halogen | 2033 | CAPITAL | REPLACEMENT | food sales | USD/gigalumen_year | us | us | 3.3036e+12
commercial lighting | Lamp: 100 Equivalent A19 Halogen | 2033 | CAPITAL | REPLACEMENT | food service | USD/gigalumen_year | us | us | 3.3036e+12
commercial lighting | Lamp: 100 Equivalent A19 Halogen | 2033 | CAPITAL | REPLACEMENT | health | USD/gigalumen_year | us | us | 3.3036e+12
commercial lighting | Lamp: 100 Equivalent A19 Halogen | 2033 | CAPITAL | REPLACEMENT | lodging | USD/gigalumen_year | us | us | 3.3036e+12
commercial lighting | Lamp: 100 Equivalent A19 Halogen | 2033 | CAPITAL | REPLACEMENT | merc/service | USD/gigalumen_year | us | us | 3.3036e+12
commercial lighting | Lamp: 100 Equivalent A19 Halogen | 2033 | CAPITAL | REPLACEMENT | office-large | USD/gigalumen_year | us | us | 3.3036e+12
commercial lighting | Lamp: 100 Equivalent A19 Halogen | 2033 | CAPITAL | REPLACEMENT | office-small | USD/gigalumen_year | us | us | 3.3036e+12
commercial lighting | Lamp: 100 Equivalent A19 Halogen | 2033 | CAPITAL | REPLACEMENT | other | USD/gigalumen_year | us | us | 3.3036e+12
commercial lighting | Lamp: 100 Equivalent A19 Halogen | 2033 | CAPITAL | REPLACEMENT | warehouse | USD/gigalumen_year | us | us | 3.3036e+12
commercial lighting | Lamp: 100 Equivalent A19 Halogen | 2033 | FIXED_OM | NEW | assembly | USD/gigalumen_year | us | us | 244200494756.719
commercial lighting | Lamp: 100 Equivalent A19 Halogen | 2033 | FIXED_OM | NEW | education | USD/gigalumen_year | us | us | 244200494756.719
commercial lighting | Lamp: 100 Equivalent A19 Halogen | 2033 | FIXED_OM | NEW | food sales | USD/gigalumen_year | us | us | 244200494756.719
commercial lighting | Lamp: 100 Equivalent A19 Halogen | 2033 | FIXED_OM | NEW | food service | USD/gigalumen_year | us | us | 244200494756.719
commercial lighting | Lamp: 100 Equivalent A19 Halogen | 2033 | FIXED_OM | NEW | health | USD/gigalumen_year | us | us | 244200494756.719
commercial lighting | Lamp: 100 Equivalent A19 Halogen | 2033 | FIXED_OM | NEW | lodging | USD/gigalumen_year | us | us | 244200494756.719
commercial lighting | Lamp: 100 Equivalent A19 Halogen | 2033 | FIXED_OM | NEW | merc/service | USD/gigalumen_year | us | us | 244200494756.719
commercial lighting | Lamp: 100 Equivalent A19 Halogen | 2033 | FIXED_OM | NEW | office-large | USD/gigalumen_year | us | us | 244200494756.719
commercial lighting | Lamp: 100 Equivalent A19 Halogen | 2033 | FIXED_OM | NEW | office-small | USD/gigalumen_year | us | us | 244200494756.719
commercial lighting | Lamp: 100 Equivalent A19 Halogen | 2033 | FIXED_OM | NEW | other | USD/gigalumen_year | us | us | 244200494756.719
commercial lighting | Lamp: 100 Equivalent A19 Halogen | 2033 | FIXED_OM | NEW | warehouse | USD/gigalumen_year | us | us | 244200494756.719
commercial lighting | Lamp: 100 Equivalent A19 Halogen | 2033 | FIXED_OM | REPLACEMENT | assembly | USD/gigalumen_year | us | us | 244200494756.719
commercial lighting | Lamp: 100 Equivalent A19 Halogen | 2033 | FIXED_OM | REPLACEMENT | education | USD/gigalumen_year | us | us | 244200494756.719
commercial lighting | Lamp: 100 Equivalent A19 Halogen | 2033 | FIXED_OM | REPLACEMENT | food sales | USD/gigalumen_year | us | us | 244200494756.719
commercial lighting | Lamp: 100 Equivalent A19 Halogen | 2033 | FIXED_OM | REPLACEMENT | food service | USD/gigalumen_year | us | us | 244200494756.719
commercial lighting | Lamp: 100 Equivalent A19 Halogen | 2033 | FIXED_OM | REPLACEMENT | health | USD/gigalumen_year | us | us | 244200494756.719
commercial lighting | Lamp: 100 Equivalent A19 Halogen | 2033 | FIXED_OM | REPLACEMENT | lodging | USD/gigalumen_year | us | us | 244200494756.719
commercial lighting | Lamp: 100 Equivalent A19 Halogen | 2033 | FIXED_OM | REPLACEMENT | merc/service | USD/gigalumen_year | us | us | 244200494756.719
commercial lighting | Lamp: 100 Equivalent A19 Halogen | 2033 | FIXED_OM | REPLACEMENT | office-large | USD/gigalumen_year | us | us | 244200494756.719
commercial lighting | Lamp: 100 Equivalent A19 Halogen | 2033 | FIXED_OM | REPLACEMENT | office-small | USD/gigalumen_year | us | us | 244200494756.719
commercial lighting | Lamp: 100 Equivalent A19 Halogen | 2033 | FIXED_OM | REPLACEMENT | other | USD/gigalumen_year | us | us | 244200494756.719
commercial lighting | Lamp: 100 Equivalent A19 Halogen | 2033 | FIXED_OM | REPLACEMENT | warehouse | USD/gigalumen_year | us | us | 244200494756.719
commercial lighting | Lamp: 100 Equivalent A19 Halogen | 2034 | CAPITAL | NEW | assembly | USD/gigalumen_year | us | us | 3.3036e+12
commercial lighting | Lamp: 100 Equivalent A19 Halogen | 2034 | CAPITAL | NEW | education | USD/gigalumen_year | us | us | 3.3036e+12
commercial lighting | Lamp: 100 Equivalent A19 Halogen | 2034 | CAPITAL | NEW | food sales | USD/gigalumen_year | us | us | 3.3036e+12
commercial lighting | Lamp: 100 Equivalent A19 Halogen | 2034 | CAPITAL | NEW | food service | USD/gigalumen_year | us | us | 3.3036e+12
commercial lighting | Lamp: 100 Equivalent A19 Halogen | 2034 | CAPITAL | NEW | health | USD/gigalumen_year | us | us | 3.3036e+12
commercial lighting | Lamp: 100 Equivalent A19 Halogen | 2034 | CAPITAL | NEW | lodging | USD/gigalumen_year | us | us | 3.3036e+12
commercial lighting | Lamp: 100 Equivalent A19 Halogen | 2034 | CAPITAL | NEW | merc/service | USD/gigalumen_year | us | us | 3.3036e+12
commercial lighting | Lamp: 100 Equivalent A19 Halogen | 2034 | CAPITAL | NEW | office-large | USD/gigalumen_year | us | us | 3.3036e+12
commercial lighting | Lamp: 100 Equivalent A19 Halogen | 2034 | CAPITAL | NEW | office-small | USD/gigalumen_year | us | us | 3.3036e+12
commercial lighting | Lamp: 100 Equivalent A19 Halogen | 2034 | CAPITAL | NEW | other | USD/gigalumen_year | us | us | 3.3036e+12
commercial lighting | Lamp: 100 Equivalent A19 Halogen | 2034 | CAPITAL | NEW | warehouse | USD/gigalumen_year | us | us | 3.3036e+12
commercial lighting | Lamp: 100 Equivalent A19 Halogen | 2034 | CAPITAL | REPLACEMENT | assembly | USD/gigalumen_year | us | us | 3.3036e+12
commercial lighting | Lamp: 100 Equivalent A19 Halogen | 2034 | CAPITAL | REPLACEMENT | education | USD/gigalumen_year | us | us | 3.3036e+12
commercial lighting | Lamp: 100 Equivalent A19 Halogen | 2034 | CAPITAL | REPLACEMENT | food sales | USD/gigalumen_year | us | us | 3.3036e+12
commercial lighting | Lamp: 100 Equivalent A19 Halogen | 2034 | CAPITAL | REPLACEMENT | food service | USD/gigalumen_year | us | us | 3.3036e+12
commercial lighting | Lamp: 100 Equivalent A19 Halogen | 2034 | CAPITAL | REPLACEMENT | health | USD/gigalumen_year | us | us | 3.3036e+12
commercial lighting | Lamp: 100 Equivalent A19 Halogen | 2034 | CAPITAL | REPLACEMENT | lodging | USD/gigalumen_year | us | us | 3.3036e+12
commercial lighting | Lamp: 100 Equivalent A19 Halogen | 2034 | CAPITAL | REPLACEMENT | merc/service | USD/gigalumen_year | us | us | 3.3036e+12
commercial lighting | Lamp: 100 Equivalent A19 Halogen | 2034 | CAPITAL | REPLACEMENT | office-large | USD/gigalumen_year | us | us | 3.3036e+12
commercial lighting | Lamp: 100 Equivalent A19 Halogen | 2034 | CAPITAL | REPLACEMENT | office-small | USD/gigalumen_year | us | us | 3.3036e+12
commercial lighting | Lamp: 100 Equivalent A19 Halogen | 2034 | CAPITAL | REPLACEMENT | other | USD/gigalumen_year | us | us | 3.3036e+12
commercial lighting | Lamp: 100 Equivalent A19 Halogen | 2034 | CAPITAL | REPLACEMENT | warehouse | USD/gigalumen_year | us | us | 3.3036e+12
commercial lighting | Lamp: 100 Equivalent A19 Halogen | 2034 | FIXED_OM | NEW | assembly | USD/gigalumen_year | us | us | 244200494756.719
commercial lighting | Lamp: 100 Equivalent A19 Halogen | 2034 | FIXED_OM | NEW | education | USD/gigalumen_year | us | us | 244200494756.719
commercial lighting | Lamp: 100 Equivalent A19 Halogen | 2034 | FIXED_OM | NEW | food sales | USD/gigalumen_year | us | us | 244200494756.719
commercial lighting | Lamp: 100 Equivalent A19 Halogen | 2034 | FIXED_OM | NEW | food service | USD/gigalumen_year | us | us | 244200494756.719
commercial lighting | Lamp: 100 Equivalent A19 Halogen | 2034 | FIXED_OM | NEW | health | USD/gigalumen_year | us | us | 244200494756.719
commercial lighting | Lamp: 100 Equivalent A19 Halogen | 2034 | FIXED_OM | NEW | lodging | USD/gigalumen_year | us | us | 244200494756.719
commercial lighting | Lamp: 100 Equivalent A19 Halogen | 2034 | FIXED_OM | NEW | merc/service | USD/gigalumen_year | us | us | 244200494756.719
commercial lighting | Lamp: 100 Equivalent A19 Halogen | 2034 | FIXED_OM | NEW | office-large | USD/gigalumen_year | us | us | 244200494756.719
commercial lighting | Lamp: 100 Equivalent A19 Halogen | 2034 | FIXED_OM | NEW | office-small | USD/gigalumen_year | us | us | 244200494756.719
commercial lighting | Lamp: 100 Equivalent A19 Halogen | 2034 | FIXED_OM | NEW | other | USD/gigalumen_year | us | us | 244200494756.719
commercial lighting | Lamp: 100 Equivalent A19 Halogen | 2034 | FIXED_OM | NEW | warehouse | USD/gigalumen_year | us | us | 244200494756.719
commercial lighting | Lamp: 100 Equivalent A19 Halogen | 2034 | FIXED_OM | REPLACEMENT | assembly | USD/gigalumen_year | us | us | 244200494756.719
commercial lighting | Lamp: 100 Equivalent A19 Halogen | 2034 | FIXED_OM | REPLACEMENT | education | USD/gigalumen_year | us | us | 244200494756.719
commercial lighting | Lamp: 100 Equivalent A19 Halogen | 2034 | FIXED_OM | REPLACEMENT | food sales | USD/gigalumen_year | us | us | 244200494756.719
commercial lighting | Lamp: 100 Equivalent A19 Halogen | 2034 | FIXED_OM | REPLACEMENT | food service | USD/gigalumen_year | us | us | 244200494756.719
commercial lighting | Lamp: 100 Equivalent A19 Halogen | 2034 | FIXED_OM | REPLACEMENT | health | USD/gigalumen_year | us | us | 244200494756.719
commercial lighting | Lamp: 100 Equivalent A19 Halogen | 2034 | FIXED_OM | REPLACEMENT | lodging | USD/gigalumen_year | us | us | 244200494756.719
commercial lighting | Lamp: 100 Equivalent A19 Halogen | 2034 | FIXED_OM | REPLACEMENT | merc/service | USD/gigalumen_year | us | us | 244200494756.719
commercial lighting | Lamp: 100 Equivalent A19 Halogen | 2034 | FIXED_OM | REPLACEMENT | office-large | USD/gigalumen_year | us | us | 244200494756.719
commercial lighting | Lamp: 100 Equivalent A19 Halogen | 2034 | FIXED_OM | REPLACEMENT | office-small | USD/gigalumen_year | us | us | 244200494756.719
commercial lighting | Lamp: 100 Equivalent A19 Halogen | 2034 | FIXED_OM | REPLACEMENT | other | USD/gigalumen_year | us | us | 244200494756.719
commercial lighting | Lamp: 100 Equivalent A19 Halogen | 2034 | FIXED_OM | REPLACEMENT | warehouse | USD/gigalumen_year | us | us | 244200494756.719
commercial lighting | Lamp: 100 Equivalent A19 Halogen | 2035 | CAPITAL | NEW | assembly | USD/gigalumen_year | us | us | 3.3036e+12
commercial lighting | Lamp: 100 Equivalent A19 Halogen | 2035 | CAPITAL | NEW | education | USD/gigalumen_year | us | us | 3.3036e+12
commercial lighting | Lamp: 100 Equivalent A19 Halogen | 2035 | CAPITAL | NEW | food sales | USD/gigalumen_year | us | us | 3.3036e+12
commercial lighting | Lamp: 100 Equivalent A19 Halogen | 2035 | CAPITAL | NEW | food service | USD/gigalumen_year | us | us | 3.3036e+12
commercial lighting | Lamp: 100 Equivalent A19 Halogen | 2035 | CAPITAL | NEW | health | USD/gigalumen_year | us | us | 3.3036e+12
commercial lighting | Lamp: 100 Equivalent A19 Halogen | 2035 | CAPITAL | NEW | lodging | USD/gigalumen_year | us | us | 3.3036e+12
commercial lighting | Lamp: 100 Equivalent A19 Halogen | 2035 | CAPITAL | NEW | merc/service | USD/gigalumen_year | us | us | 3.3036e+12
commercial lighting | Lamp: 100 Equivalent A19 Halogen | 2035 | CAPITAL | NEW | office-large | USD/gigalumen_year | us | us | 3.3036e+12
commercial lighting | Lamp: 100 Equivalent A19 Halogen | 2035 | CAPITAL | NEW | office-small | USD/gigalumen_year | us | us | 3.3036e+12
commercial lighting | Lamp: 100 Equivalent A19 Halogen | 2035 | CAPITAL | NEW | other | USD/gigalumen_year | us | us | 3.3036e+12
commercial lighting | Lamp: 100 Equivalent A19 Halogen | 2035 | CAPITAL | NEW | warehouse | USD/gigalumen_year | us | us | 3.3036e+12
commercial lighting | Lamp: 100 Equivalent A19 Halogen | 2035 | CAPITAL | REPLACEMENT | assembly | USD/gigalumen_year | us | us | 3.3036e+12
commercial lighting | Lamp: 100 Equivalent A19 Halogen | 2035 | CAPITAL | REPLACEMENT | education | USD/gigalumen_year | us | us | 3.3036e+12
commercial lighting | Lamp: 100 Equivalent A19 Halogen | 2035 | CAPITAL | REPLACEMENT | food sales | USD/gigalumen_year | us | us | 3.3036e+12
commercial lighting | Lamp: 100 Equivalent A19 Halogen | 2035 | CAPITAL | REPLACEMENT | food service | USD/gigalumen_year | us | us | 3.3036e+12
commercial lighting | Lamp: 100 Equivalent A19 Halogen | 2035 | CAPITAL | REPLACEMENT | health | USD/gigalumen_year | us | us | 3.3036e+12
commercial lighting | Lamp: 100 Equivalent A19 Halogen | 2035 | CAPITAL | REPLACEMENT | lodging | USD/gigalumen_year | us | us | 3.3036e+12
commercial lighting | Lamp: 100 Equivalent A19 Halogen | 2035 | CAPITAL | REPLACEMENT | merc/service | USD/gigalumen_year | us | us | 3.3036e+12
commercial lighting | Lamp: 100 Equivalent A19 Halogen | 2035 | CAPITAL | REPLACEMENT | office-large | USD/gigalumen_year | us | us | 3.3036e+12
commercial lighting | Lamp: 100 Equivalent A19 Halogen | 2035 | CAPITAL | REPLACEMENT | office-small | USD/gigalumen_year | us | us | 3.3036e+12
commercial lighting | Lamp: 100 Equivalent A19 Halogen | 2035 | CAPITAL | REPLACEMENT | other | USD/gigalumen_year | us | us | 3.3036e+12
commercial lighting | Lamp: 100 Equivalent A19 Halogen | 2035 | CAPITAL | REPLACEMENT | warehouse | USD/gigalumen_year | us | us | 3.3036e+12
commercial lighting | Lamp: 100 Equivalent A19 Halogen | 2035 | FIXED_OM | NEW | assembly | USD/gigalumen_year | us | us | 244200494756.719
commercial lighting | Lamp: 100 Equivalent A19 Halogen | 2035 | FIXED_OM | NEW | education | USD/gigalumen_year | us | us | 244200494756.719
commercial lighting | Lamp: 100 Equivalent A19 Halogen | 2035 | FIXED_OM | NEW | food sales | USD/gigalumen_year | us | us | 244200494756.719
commercial lighting | Lamp: 100 Equivalent A19 Halogen | 2035 | FIXED_OM | NEW | food service | USD/gigalumen_year | us | us | 244200494756.719
commercial lighting | Lamp: 100 Equivalent A19 Halogen | 2035 | FIXED_OM | NEW | health | USD/gigalumen_year | us | us | 244200494756.719
commercial lighting | Lamp: 100 Equivalent A19 Halogen | 2035 | FIXED_OM | NEW | lodging | USD/gigalumen_year | us | us | 244200494756.719
commercial lighting | Lamp: 100 Equivalent A19 Halogen | 2035 | FIXED_OM | NEW | merc/service | USD/gigalumen_year | us | us | 244200494756.719
commercial lighting | Lamp: 100 Equivalent A19 Halogen | 2035 | FIXED_OM | NEW | office-large | USD/gigalumen_year | us | us | 244200494756.719
commercial lighting | Lamp: 100 Equivalent A19 Halogen | 2035 | FIXED_OM | NEW | office-small | USD/gigalumen_year | us | us | 244200494756.719
commercial lighting | Lamp: 100 Equivalent A19 Halogen | 2035 | FIXED_OM | NEW | other | USD/gigalumen_year | us | us | 244200494756.719
commercial lighting | Lamp: 100 Equivalent A19 Halogen | 2035 | FIXED_OM | NEW | warehouse | USD/gigalumen_year | us | us | 244200494756.719
commercial lighting | Lamp: 100 Equivalent A19 Halogen | 2035 | FIXED_OM | REPLACEMENT | assembly | USD/gigalumen_year | us | us | 244200494756.719
commercial lighting | Lamp: 100 Equivalent A19 Halogen | 2035 | FIXED_OM | REPLACEMENT | education | USD/gigalumen_year | us | us | 244200494756.719
commercial lighting | Lamp: 100 Equivalent A19 Halogen | 2035 | FIXED_OM | REPLACEMENT | food sales | USD/gigalumen_year | us | us | 244200494756.719
commercial lighting | Lamp: 100 Equivalent A19 Halogen | 2035 | FIXED_OM | REPLACEMENT | food service | USD/gigalumen_year | us | us | 244200494756.719
commercial lighting | Lamp: 100 Equivalent A19 Halogen | 2035 | FIXED_OM | REPLACEMENT | health | USD/gigalumen_year | us | us | 244200494756.719
commercial lighting | Lamp: 100 Equivalent A19 Halogen | 2035 | FIXED_OM | REPLACEMENT | lodging | USD/gigalumen_year | us | us | 244200494756.719
commercial lighting | Lamp: 100 Equivalent A19 Halogen | 2035 | FIXED_OM | REPLACEMENT | merc/service | USD/gigalumen_year | us | us | 244200494756.719
commercial lighting | Lamp: 100 Equivalent A19 Halogen | 2035 | FIXED_OM | REPLACEMENT | office-large | USD/gigalumen_year | us | us | 244200494756.719
commercial lighting | Lamp: 100 Equivalent A19 Halogen | 2035 | FIXED_OM | REPLACEMENT | office-small | USD/gigalumen_year | us | us | 244200494756.719
commercial lighting | Lamp: 100 Equivalent A19 Halogen | 2035 | FIXED_OM | REPLACEMENT | other | USD/gigalumen_year | us | us | 244200494756.719
commercial lighting | Lamp: 100 Equivalent A19 Halogen | 2035 | FIXED_OM | REPLACEMENT | warehouse | USD/gigalumen_year | us | us | 244200494756.719
commercial lighting | Lamp: 100 Equivalent A19 Halogen | 2036 | CAPITAL | NEW | assembly | USD/gigalumen_year | us | us | 3.3036e+12
commercial lighting | Lamp: 100 Equivalent A19 Halogen | 2036 | CAPITAL | NEW | education | USD/gigalumen_year | us | us | 3.3036e+12
commercial lighting | Lamp: 100 Equivalent A19 Halogen | 2036 | CAPITAL | NEW | food sales | USD/gigalumen_year | us | us | 3.3036e+12
commercial lighting | Lamp: 100 Equivalent A19 Halogen | 2036 | CAPITAL | NEW | food service | USD/gigalumen_year | us | us | 3.3036e+12
commercial lighting | Lamp: 100 Equivalent A19 Halogen | 2036 | CAPITAL | NEW | health | USD/gigalumen_year | us | us | 3.3036e+12
commercial lighting | Lamp: 100 Equivalent A19 Halogen | 2036 | CAPITAL | NEW | lodging | USD/gigalumen_year | us | us | 3.3036e+12
commercial lighting | Lamp: 100 Equivalent A19 Halogen | 2036 | CAPITAL | NEW | merc/service | USD/gigalumen_year | us | us | 3.3036e+12
commercial lighting | Lamp: 100 Equivalent A19 Halogen | 2036 | CAPITAL | NEW | office-large | USD/gigalumen_year | us | us | 3.3036e+12
commercial lighting | Lamp: 100 Equivalent A19 Halogen | 2036 | CAPITAL | NEW | office-small | USD/gigalumen_year | us | us | 3.3036e+12
commercial lighting | Lamp: 100 Equivalent A19 Halogen | 2036 | CAPITAL | NEW | other | USD/gigalumen_year | us | us | 3.3036e+12
commercial lighting | Lamp: 100 Equivalent A19 Halogen | 2036 | CAPITAL | NEW | warehouse | USD/gigalumen_year | us | us | 3.3036e+12
commercial lighting | Lamp: 100 Equivalent A19 Halogen | 2036 | CAPITAL | REPLACEMENT | assembly | USD/gigalumen_year | us | us | 3.3036e+12
commercial lighting | Lamp: 100 Equivalent A19 Halogen | 2036 | CAPITAL | REPLACEMENT | education | USD/gigalumen_year | us | us | 3.3036e+12
commercial lighting | Lamp: 100 Equivalent A19 Halogen | 2036 | CAPITAL | REPLACEMENT | food sales | USD/gigalumen_year | us | us | 3.3036e+12
commercial lighting | Lamp: 100 Equivalent A19 Halogen | 2036 | CAPITAL | REPLACEMENT | food service | USD/gigalumen_year | us | us | 3.3036e+12
commercial lighting | Lamp: 100 Equivalent A19 Halogen | 2036 | CAPITAL | REPLACEMENT | health | USD/gigalumen_year | us | us | 3.3036e+12
commercial lighting | Lamp: 100 Equivalent A19 Halogen | 2036 | CAPITAL | REPLACEMENT | lodging | USD/gigalumen_year | us | us | 3.3036e+12
commercial lighting | Lamp: 100 Equivalent A19 Halogen | 2036 | CAPITAL | REPLACEMENT | merc/service | USD/gigalumen_year | us | us | 3.3036e+12
commercial lighting | Lamp: 100 Equivalent A19 Halogen | 2036 | CAPITAL | REPLACEMENT | office-large | USD/gigalumen_year | us | us | 3.3036e+12
commercial lighting | Lamp: 100 Equivalent A19 Halogen | 2036 | CAPITAL | REPLACEMENT | office-small | USD/gigalumen_year | us | us | 3.3036e+12
commercial lighting | Lamp: 100 Equivalent A19 Halogen | 2036 | CAPITAL | REPLACEMENT | other | USD/gigalumen_year | us | us | 3.3036e+12
commercial lighting | Lamp: 100 Equivalent A19 Halogen | 2036 | CAPITAL | REPLACEMENT | warehouse | USD/gigalumen_year | us | us | 3.3036e+12
commercial lighting | Lamp: 100 Equivalent A19 Halogen | 2036 | FIXED_OM | NEW | assembly | USD/gigalumen_year | us | us | 244200494756.719
commercial lighting | Lamp: 100 Equivalent A19 Halogen | 2036 | FIXED_OM | NEW | education | USD/gigalumen_year | us | us | 244200494756.719
commercial lighting | Lamp: 100 Equivalent A19 Halogen | 2036 | FIXED_OM | NEW | food sales | USD/gigalumen_year | us | us | 244200494756.719
commercial lighting | Lamp: 100 Equivalent A19 Halogen | 2036 | FIXED_OM | NEW | food service | USD/gigalumen_year | us | us | 244200494756.719
commercial lighting | Lamp: 100 Equivalent A19 Halogen | 2036 | FIXED_OM | NEW | health | USD/gigalumen_year | us | us | 244200494756.719
commercial lighting | Lamp: 100 Equivalent A19 Halogen | 2036 | FIXED_OM | NEW | lodging | USD/gigalumen_year | us | us | 244200494756.719
commercial lighting | Lamp: 100 Equivalent A19 Halogen | 2036 | FIXED_OM | NEW | merc/service | USD/gigalumen_year | us | us | 244200494756.719
commercial lighting | Lamp: 100 Equivalent A19 Halogen | 2036 | FIXED_OM | NEW | office-large | USD/gigalumen_year | us | us | 244200494756.719
commercial lighting | Lamp: 100 Equivalent A19 Halogen | 2036 | FIXED_OM | NEW | office-small | USD/gigalumen_year | us | us | 244200494756.719
commercial lighting | Lamp: 100 Equivalent A19 Halogen | 2036 | FIXED_OM | NEW | other | USD/gigalumen_year | us | us | 244200494756.719
commercial lighting | Lamp: 100 Equivalent A19 Halogen | 2036 | FIXED_OM | NEW | warehouse | USD/gigalumen_year | us | us | 244200494756.719
commercial lighting | Lamp: 100 Equivalent A19 Halogen | 2036 | FIXED_OM | REPLACEMENT | assembly | USD/gigalumen_year | us | us | 244200494756.719
commercial lighting | Lamp: 100 Equivalent A19 Halogen | 2036 | FIXED_OM | REPLACEMENT | education | USD/gigalumen_year | us | us | 244200494756.719
commercial lighting | Lamp: 100 Equivalent A19 Halogen | 2036 | FIXED_OM | REPLACEMENT | food sales | USD/gigalumen_year | us | us | 244200494756.719
commercial lighting | Lamp: 100 Equivalent A19 Halogen | 2036 | FIXED_OM | REPLACEMENT | food service | USD/gigalumen_year | us | us | 244200494756.719
commercial lighting | Lamp: 100 Equivalent A19 Halogen | 2036 | FIXED_OM | REPLACEMENT | health | USD/gigalumen_year | us | us | 244200494756.719
commercial lighting | Lamp: 100 Equivalent A19 Halogen | 2036 | FIXED_OM | REPLACEMENT | lodging | USD/gigalumen_year | us | us | 244200494756.719
commercial lighting | Lamp: 100 Equivalent A19 Halogen | 2036 | FIXED_OM | REPLACEMENT | merc/service | USD/gigalumen_year | us | us | 244200494756.719
commercial lighting | Lamp: 100 Equivalent A19 Halogen | 2036 | FIXED_OM | REPLACEMENT | office-large | USD/gigalumen_year | us | us | 244200494756.719
commercial lighting | Lamp: 100 Equivalent A19 Halogen | 2036 | FIXED_OM | REPLACEMENT | office-small | USD/gigalumen_year | us | us | 244200494756.719
commercial lighting | Lamp: 100 Equivalent A19 Halogen | 2036 | FIXED_OM | REPLACEMENT | other | USD/gigalumen_year | us | us | 244200494756.719
commercial lighting | Lamp: 100 Equivalent A19 Halogen | 2036 | FIXED_OM | REPLACEMENT | warehouse | USD/gigalumen_year | us | us | 244200494756.719
commercial lighting | Lamp: 100 Equivalent A19 Halogen | 2037 | CAPITAL | NEW | assembly | USD/gigalumen_year | us | us | 3.3036e+12
commercial lighting | Lamp: 100 Equivalent A19 Halogen | 2037 | CAPITAL | NEW | education | USD/gigalumen_year | us | us | 3.3036e+12
commercial lighting | Lamp: 100 Equivalent A19 Halogen | 2037 | CAPITAL | NEW | food sales | USD/gigalumen_year | us | us | 3.3036e+12
commercial lighting | Lamp: 100 Equivalent A19 Halogen | 2037 | CAPITAL | NEW | food service | USD/gigalumen_year | us | us | 3.3036e+12
commercial lighting | Lamp: 100 Equivalent A19 Halogen | 2037 | CAPITAL | NEW | health | USD/gigalumen_year | us | us | 3.3036e+12
commercial lighting | Lamp: 100 Equivalent A19 Halogen | 2037 | CAPITAL | NEW | lodging | USD/gigalumen_year | us | us | 3.3036e+12
commercial lighting | Lamp: 100 Equivalent A19 Halogen | 2037 | CAPITAL | NEW | merc/service | USD/gigalumen_year | us | us | 3.3036e+12
commercial lighting | Lamp: 100 Equivalent A19 Halogen | 2037 | CAPITAL | NEW | office-large | USD/gigalumen_year | us | us | 3.3036e+12
commercial lighting | Lamp: 100 Equivalent A19 Halogen | 2037 | CAPITAL | NEW | office-small | USD/gigalumen_year | us | us | 3.3036e+12
commercial lighting | Lamp: 100 Equivalent A19 Halogen | 2037 | CAPITAL | NEW | other | USD/gigalumen_year | us | us | 3.3036e+12
commercial lighting | Lamp: 100 Equivalent A19 Halogen | 2037 | CAPITAL | NEW | warehouse | USD/gigalumen_year | us | us | 3.3036e+12
commercial lighting | Lamp: 100 Equivalent A19 Halogen | 2037 | CAPITAL | REPLACEMENT | assembly | USD/gigalumen_year | us | us | 3.3036e+12
commercial lighting | Lamp: 100 Equivalent A19 Halogen | 2037 | CAPITAL | REPLACEMENT | education | USD/gigalumen_year | us | us | 3.3036e+12
commercial lighting | Lamp: 100 Equivalent A19 Halogen | 2037 | CAPITAL | REPLACEMENT | food sales | USD/gigalumen_year | us | us | 3.3036e+12
commercial lighting | Lamp: 100 Equivalent A19 Halogen | 2037 | CAPITAL | REPLACEMENT | food service | USD/gigalumen_year | us | us | 3.3036e+12
commercial lighting | Lamp: 100 Equivalent A19 Halogen | 2037 | CAPITAL | REPLACEMENT | health | USD/gigalumen_year | us | us | 3.3036e+12
commercial lighting | Lamp: 100 Equivalent A19 Halogen | 2037 | CAPITAL | REPLACEMENT | lodging | USD/gigalumen_year | us | us | 3.3036e+12
commercial lighting | Lamp: 100 Equivalent A19 Halogen | 2037 | CAPITAL | REPLACEMENT | merc/service | USD/gigalumen_year | us | us | 3.3036e+12
commercial lighting | Lamp: 100 Equivalent A19 Halogen | 2037 | CAPITAL | REPLACEMENT | office-large | USD/gigalumen_year | us | us | 3.3036e+12
commercial lighting | Lamp: 100 Equivalent A19 Halogen | 2037 | CAPITAL | REPLACEMENT | office-small | USD/gigalumen_year | us | us | 3.3036e+12
commercial lighting | Lamp: 100 Equivalent A19 Halogen | 2037 | CAPITAL | REPLACEMENT | other | USD/gigalumen_year | us | us | 3.3036e+12
commercial lighting | Lamp: 100 Equivalent A19 Halogen | 2037 | CAPITAL | REPLACEMENT | warehouse | USD/gigalumen_year | us | us | 3.3036e+12
commercial lighting | Lamp: 100 Equivalent A19 Halogen | 2037 | FIXED_OM | NEW | assembly | USD/gigalumen_year | us | us | 244200494756.719
commercial lighting | Lamp: 100 Equivalent A19 Halogen | 2037 | FIXED_OM | NEW | education | USD/gigalumen_year | us | us | 244200494756.719
commercial lighting | Lamp: 100 Equivalent A19 Halogen | 2037 | FIXED_OM | NEW | food sales | USD/gigalumen_year | us | us | 244200494756.719
commercial lighting | Lamp: 100 Equivalent A19 Halogen | 2037 | FIXED_OM | NEW | food service | USD/gigalumen_year | us | us | 244200494756.719
commercial lighting | Lamp: 100 Equivalent A19 Halogen | 2037 | FIXED_OM | NEW | health | USD/gigalumen_year | us | us | 244200494756.719
commercial lighting | Lamp: 100 Equivalent A19 Halogen | 2037 | FIXED_OM | NEW | lodging | USD/gigalumen_year | us | us | 244200494756.719
commercial lighting | Lamp: 100 Equivalent A19 Halogen | 2037 | FIXED_OM | NEW | merc/service | USD/gigalumen_year | us | us | 244200494756.719
commercial lighting | Lamp: 100 Equivalent A19 Halogen | 2037 | FIXED_OM | NEW | office-large | USD/gigalumen_year | us | us | 244200494756.719
commercial lighting | Lamp: 100 Equivalent A19 Halogen | 2037 | FIXED_OM | NEW | office-small | USD/gigalumen_year | us | us | 244200494756.719
commercial lighting | Lamp: 100 Equivalent A19 Halogen | 2037 | FIXED_OM | NEW | other | USD/gigalumen_year | us | us | 244200494756.719
commercial lighting | Lamp: 100 Equivalent A19 Halogen | 2037 | FIXED_OM | NEW | warehouse | USD/gigalumen_year | us | us | 244200494756.719
commercial lighting | Lamp: 100 Equivalent A19 Halogen | 2037 | FIXED_OM | REPLACEMENT | assembly | USD/gigalumen_year | us | us | 244200494756.719
commercial lighting | Lamp: 100 Equivalent A19 Halogen | 2037 | FIXED_OM | REPLACEMENT | education | USD/gigalumen_year | us | us | 244200494756.719
commercial lighting | Lamp: 100 Equivalent A19 Halogen | 2037 | FIXED_OM | REPLACEMENT | food sales | USD/gigalumen_year | us | us | 244200494756.719
commercial lighting | Lamp: 100 Equivalent A19 Halogen | 2037 | FIXED_OM | REPLACEMENT | food service | USD/gigalumen_year | us | us | 244200494756.719
commercial lighting | Lamp: 100 Equivalent A19 Halogen | 2037 | FIXED_OM | REPLACEMENT | health | USD/gigalumen_year | us | us | 244200494756.719
commercial lighting | Lamp: 100 Equivalent A19 Halogen | 2037 | FIXED_OM | REPLACEMENT | lodging | USD/gigalumen_year | us | us | 244200494756.719
commercial lighting | Lamp: 100 Equivalent A19 Halogen | 2037 | FIXED_OM | REPLACEMENT | merc/service | USD/gigalumen_year | us | us | 244200494756.719
commercial lighting | Lamp: 100 Equivalent A19 Halogen | 2037 | FIXED_OM | REPLACEMENT | office-large | USD/gigalumen_year | us | us | 244200494756.719
commercial lighting | Lamp: 100 Equivalent A19 Halogen | 2037 | FIXED_OM | REPLACEMENT | office-small | USD/gigalumen_year | us | us | 244200494756.719
commercial lighting | Lamp: 100 Equivalent A19 Halogen | 2037 | FIXED_OM | REPLACEMENT | other | USD/gigalumen_year | us | us | 244200494756.719
commercial lighting | Lamp: 100 Equivalent A19 Halogen | 2037 | FIXED_OM | REPLACEMENT | warehouse | USD/gigalumen_year | us | us | 244200494756.719
commercial lighting | Lamp: 100 Equivalent A19 Halogen | 2038 | CAPITAL | NEW | assembly | USD/gigalumen_year | us | us | 3.3036e+12
commercial lighting | Lamp: 100 Equivalent A19 Halogen | 2038 | CAPITAL | NEW | education | USD/gigalumen_year | us | us | 3.3036e+12
commercial lighting | Lamp: 100 Equivalent A19 Halogen | 2038 | CAPITAL | NEW | food sales | USD/gigalumen_year | us | us | 3.3036e+12
commercial lighting | Lamp: 100 Equivalent A19 Halogen | 2038 | CAPITAL | NEW | food service | USD/gigalumen_year | us | us | 3.3036e+12
commercial lighting | Lamp: 100 Equivalent A19 Halogen | 2038 | CAPITAL | NEW | health | USD/gigalumen_year | us | us | 3.3036e+12
commercial lighting | Lamp: 100 Equivalent A19 Halogen | 2038 | CAPITAL | NEW | lodging | USD/gigalumen_year | us | us | 3.3036e+12
commercial lighting | Lamp: 100 Equivalent A19 Halogen | 2038 | CAPITAL | NEW | merc/service | USD/gigalumen_year | us | us | 3.3036e+12
commercial lighting | Lamp: 100 Equivalent A19 Halogen | 2038 | CAPITAL | NEW | office-large | USD/gigalumen_year | us | us | 3.3036e+12
commercial lighting | Lamp: 100 Equivalent A19 Halogen | 2038 | CAPITAL | NEW | office-small | USD/gigalumen_year | us | us | 3.3036e+12
commercial lighting | Lamp: 100 Equivalent A19 Halogen | 2038 | CAPITAL | NEW | other | USD/gigalumen_year | us | us | 3.3036e+12
commercial lighting | Lamp: 100 Equivalent A19 Halogen | 2038 | CAPITAL | NEW | warehouse | USD/gigalumen_year | us | us | 3.3036e+12
commercial lighting | Lamp: 100 Equivalent A19 Halogen | 2038 | CAPITAL | REPLACEMENT | assembly | USD/gigalumen_year | us | us | 3.3036e+12
commercial lighting | Lamp: 100 Equivalent A19 Halogen | 2038 | CAPITAL | REPLACEMENT | education | USD/gigalumen_year | us | us | 3.3036e+12
commercial lighting | Lamp: 100 Equivalent A19 Halogen | 2038 | CAPITAL | REPLACEMENT | food sales | USD/gigalumen_year | us | us | 3.3036e+12
commercial lighting | Lamp: 100 Equivalent A19 Halogen | 2038 | CAPITAL | REPLACEMENT | food service | USD/gigalumen_year | us | us | 3.3036e+12
commercial lighting | Lamp: 100 Equivalent A19 Halogen | 2038 | CAPITAL | REPLACEMENT | health | USD/gigalumen_year | us | us | 3.3036e+12
commercial lighting | Lamp: 100 Equivalent A19 Halogen | 2038 | CAPITAL | REPLACEMENT | lodging | USD/gigalumen_year | us | us | 3.3036e+12
commercial lighting | Lamp: 100 Equivalent A19 Halogen | 2038 | CAPITAL | REPLACEMENT | merc/service | USD/gigalumen_year | us | us | 3.3036e+12
commercial lighting | Lamp: 100 Equivalent A19 Halogen | 2038 | CAPITAL | REPLACEMENT | office-large | USD/gigalumen_year | us | us | 3.3036e+12
commercial lighting | Lamp: 100 Equivalent A19 Halogen | 2038 | CAPITAL | REPLACEMENT | office-small | USD/gigalumen_year | us | us | 3.3036e+12
commercial lighting | Lamp: 100 Equivalent A19 Halogen | 2038 | CAPITAL | REPLACEMENT | other | USD/gigalumen_year | us | us | 3.3036e+12
commercial lighting | Lamp: 100 Equivalent A19 Halogen | 2038 | CAPITAL | REPLACEMENT | warehouse | USD/gigalumen_year | us | us | 3.3036e+12
commercial lighting | Lamp: 100 Equivalent A19 Halogen | 2038 | FIXED_OM | NEW | assembly | USD/gigalumen_year | us | us | 244200494756.719
commercial lighting | Lamp: 100 Equivalent A19 Halogen | 2038 | FIXED_OM | NEW | education | USD/gigalumen_year | us | us | 244200494756.719
commercial lighting | Lamp: 100 Equivalent A19 Halogen | 2038 | FIXED_OM | NEW | food sales | USD/gigalumen_year | us | us | 244200494756.719
commercial lighting | Lamp: 100 Equivalent A19 Halogen | 2038 | FIXED_OM | NEW | food service | USD/gigalumen_year | us | us | 244200494756.719
commercial lighting | Lamp: 100 Equivalent A19 Halogen | 2038 | FIXED_OM | NEW | health | USD/gigalumen_year | us | us | 244200494756.719
commercial lighting | Lamp: 100 Equivalent A19 Halogen | 2038 | FIXED_OM | NEW | lodging | USD/gigalumen_year | us | us | 244200494756.719
commercial lighting | Lamp: 100 Equivalent A19 Halogen | 2038 | FIXED_OM | NEW | merc/service | USD/gigalumen_year | us | us | 244200494756.719
commercial lighting | Lamp: 100 Equivalent A19 Halogen | 2038 | FIXED_OM | NEW | office-large | USD/gigalumen_year | us | us | 244200494756.719
commercial lighting | Lamp: 100 Equivalent A19 Halogen | 2038 | FIXED_OM | NEW | office-small | USD/gigalumen_year | us | us | 244200494756.719
commercial lighting | Lamp: 100 Equivalent A19 Halogen | 2038 | FIXED_OM | NEW | other | USD/gigalumen_year | us | us | 244200494756.719
commercial lighting | Lamp: 100 Equivalent A19 Halogen | 2038 | FIXED_OM | NEW | warehouse | USD/gigalumen_year | us | us | 244200494756.719
commercial lighting | Lamp: 100 Equivalent A19 Halogen | 2038 | FIXED_OM | REPLACEMENT | assembly | USD/gigalumen_year | us | us | 244200494756.719
commercial lighting | Lamp: 100 Equivalent A19 Halogen | 2038 | FIXED_OM | REPLACEMENT | education | USD/gigalumen_year | us | us | 244200494756.719
commercial lighting | Lamp: 100 Equivalent A19 Halogen | 2038 | FIXED_OM | REPLACEMENT | food sales | USD/gigalumen_year | us | us | 244200494756.719
commercial lighting | Lamp: 100 Equivalent A19 Halogen | 2038 | FIXED_OM | REPLACEMENT | food service | USD/gigalumen_year | us | us | 244200494756.719
commercial lighting | Lamp: 100 Equivalent A19 Halogen | 2038 | FIXED_OM | REPLACEMENT | health | USD/gigalumen_year | us | us | 244200494756.719
commercial lighting | Lamp: 100 Equivalent A19 Halogen | 2038 | FIXED_OM | REPLACEMENT | lodging | USD/gigalumen_year | us | us | 244200494756.719
commercial lighting | Lamp: 100 Equivalent A19 Halogen | 2038 | FIXED_OM | REPLACEMENT | merc/service | USD/gigalumen_year | us | us | 244200494756.719
commercial lighting | Lamp: 100 Equivalent A19 Halogen | 2038 | FIXED_OM | REPLACEMENT | office-large | USD/gigalumen_year | us | us | 244200494756.719
commercial lighting | Lamp: 100 Equivalent A19 Halogen | 2038 | FIXED_OM | REPLACEMENT | office-small | USD/gigalumen_year | us | us | 244200494756.719
commercial lighting | Lamp: 100 Equivalent A19 Halogen | 2038 | FIXED_OM | REPLACEMENT | other | USD/gigalumen_year | us | us | 244200494756.719
commercial lighting | Lamp: 100 Equivalent A19 Halogen | 2038 | FIXED_OM | REPLACEMENT | warehouse | USD/gigalumen_year | us | us | 244200494756.719
commercial lighting | Lamp: 100 Equivalent A19 Halogen | 2039 | CAPITAL | NEW | assembly | USD/gigalumen_year | us | us | 3.3036e+12
commercial lighting | Lamp: 100 Equivalent A19 Halogen | 2039 | CAPITAL | NEW | education | USD/gigalumen_year | us | us | 3.3036e+12
commercial lighting | Lamp: 100 Equivalent A19 Halogen | 2039 | CAPITAL | NEW | food sales | USD/gigalumen_year | us | us | 3.3036e+12
commercial lighting | Lamp: 100 Equivalent A19 Halogen | 2039 | CAPITAL | NEW | food service | USD/gigalumen_year | us | us | 3.3036e+12
commercial lighting | Lamp: 100 Equivalent A19 Halogen | 2039 | CAPITAL | NEW | health | USD/gigalumen_year | us | us | 3.3036e+12
commercial lighting | Lamp: 100 Equivalent A19 Halogen | 2039 | CAPITAL | NEW | lodging | USD/gigalumen_year | us | us | 3.3036e+12
commercial lighting | Lamp: 100 Equivalent A19 Halogen | 2039 | CAPITAL | NEW | merc/service | USD/gigalumen_year | us | us | 3.3036e+12
commercial lighting | Lamp: 100 Equivalent A19 Halogen | 2039 | CAPITAL | NEW | office-large | USD/gigalumen_year | us | us | 3.3036e+12
commercial lighting | Lamp: 100 Equivalent A19 Halogen | 2039 | CAPITAL | NEW | office-small | USD/gigalumen_year | us | us | 3.3036e+12
commercial lighting | Lamp: 100 Equivalent A19 Halogen | 2039 | CAPITAL | NEW | other | USD/gigalumen_year | us | us | 3.3036e+12
commercial lighting | Lamp: 100 Equivalent A19 Halogen | 2039 | CAPITAL | NEW | warehouse | USD/gigalumen_year | us | us | 3.3036e+12
commercial lighting | Lamp: 100 Equivalent A19 Halogen | 2039 | CAPITAL | REPLACEMENT | assembly | USD/gigalumen_year | us | us | 3.3036e+12
commercial lighting | Lamp: 100 Equivalent A19 Halogen | 2039 | CAPITAL | REPLACEMENT | education | USD/gigalumen_year | us | us | 3.3036e+12
commercial lighting | Lamp: 100 Equivalent A19 Halogen | 2039 | CAPITAL | REPLACEMENT | food sales | USD/gigalumen_year | us | us | 3.3036e+12
commercial lighting | Lamp: 100 Equivalent A19 Halogen | 2039 | CAPITAL | REPLACEMENT | food service | USD/gigalumen_year | us | us | 3.3036e+12
commercial lighting | Lamp: 100 Equivalent A19 Halogen | 2039 | CAPITAL | REPLACEMENT | health | USD/gigalumen_year | us | us | 3.3036e+12
commercial lighting | Lamp: 100 Equivalent A19 Halogen | 2039 | CAPITAL | REPLACEMENT | lodging | USD/gigalumen_year | us | us | 3.3036e+12
commercial lighting | Lamp: 100 Equivalent A19 Halogen | 2039 | CAPITAL | REPLACEMENT | merc/service | USD/gigalumen_year | us | us | 3.3036e+12
commercial lighting | Lamp: 100 Equivalent A19 Halogen | 2039 | CAPITAL | REPLACEMENT | office-large | USD/gigalumen_year | us | us | 3.3036e+12
commercial lighting | Lamp: 100 Equivalent A19 Halogen | 2039 | CAPITAL | REPLACEMENT | office-small | USD/gigalumen_year | us | us | 3.3036e+12
commercial lighting | Lamp: 100 Equivalent A19 Halogen | 2039 | CAPITAL | REPLACEMENT | other | USD/gigalumen_year | us | us | 3.3036e+12
commercial lighting | Lamp: 100 Equivalent A19 Halogen | 2039 | CAPITAL | REPLACEMENT | warehouse | USD/gigalumen_year | us | us | 3.3036e+12
commercial lighting | Lamp: 100 Equivalent A19 Halogen | 2039 | FIXED_OM | NEW | assembly | USD/gigalumen_year | us | us | 244200494756.719
commercial lighting | Lamp: 100 Equivalent A19 Halogen | 2039 | FIXED_OM | NEW | education | USD/gigalumen_year | us | us | 244200494756.719
commercial lighting | Lamp: 100 Equivalent A19 Halogen | 2039 | FIXED_OM | NEW | food sales | USD/gigalumen_year | us | us | 244200494756.719
commercial lighting | Lamp: 100 Equivalent A19 Halogen | 2039 | FIXED_OM | NEW | food service | USD/gigalumen_year | us | us | 244200494756.719
commercial lighting | Lamp: 100 Equivalent A19 Halogen | 2039 | FIXED_OM | NEW | health | USD/gigalumen_year | us | us | 244200494756.719
commercial lighting | Lamp: 100 Equivalent A19 Halogen | 2039 | FIXED_OM | NEW | lodging | USD/gigalumen_year | us | us | 244200494756.719
commercial lighting | Lamp: 100 Equivalent A19 Halogen | 2039 | FIXED_OM | NEW | merc/service | USD/gigalumen_year | us | us | 244200494756.719
commercial lighting | Lamp: 100 Equivalent A19 Halogen | 2039 | FIXED_OM | NEW | office-large | USD/gigalumen_year | us | us | 244200494756.719
commercial lighting | Lamp: 100 Equivalent A19 Halogen | 2039 | FIXED_OM | NEW | office-small | USD/gigalumen_year | us | us | 244200494756.719
commercial lighting | Lamp: 100 Equivalent A19 Halogen | 2039 | FIXED_OM | NEW | other | USD/gigalumen_year | us | us | 244200494756.719
commercial lighting | Lamp: 100 Equivalent A19 Halogen | 2039 | FIXED_OM | NEW | warehouse | USD/gigalumen_year | us | us | 244200494756.719
commercial lighting | Lamp: 100 Equivalent A19 Halogen | 2039 | FIXED_OM | REPLACEMENT | assembly | USD/gigalumen_year | us | us | 244200494756.719
commercial lighting | Lamp: 100 Equivalent A19 Halogen | 2039 | FIXED_OM | REPLACEMENT | education | USD/gigalumen_year | us | us | 244200494756.719
commercial lighting | Lamp: 100 Equivalent A19 Halogen | 2039 | FIXED_OM | REPLACEMENT | food sales | USD/gigalumen_year | us | us | 244200494756.719
commercial lighting | Lamp: 100 Equivalent A19 Halogen | 2039 | FIXED_OM | REPLACEMENT | food service | USD/gigalumen_year | us | us | 244200494756.719
commercial lighting | Lamp: 100 Equivalent A19 Halogen | 2039 | FIXED_OM | REPLACEMENT | health | USD/gigalumen_year | us | us | 244200494756.719
commercial lighting | Lamp: 100 Equivalent A19 Halogen | 2039 | FIXED_OM | REPLACEMENT | lodging | USD/gigalumen_year | us | us | 244200494756.719
commercial lighting | Lamp: 100 Equivalent A19 Halogen | 2039 | FIXED_OM | REPLACEMENT | merc/service | USD/gigalumen_year | us | us | 244200494756.719
commercial lighting | Lamp: 100 Equivalent A19 Halogen | 2039 | FIXED_OM | REPLACEMENT | office-large | USD/gigalumen_year | us | us | 244200494756.719
commercial lighting | Lamp: 100 Equivalent A19 Halogen | 2039 | FIXED_OM | REPLACEMENT | office-small | USD/gigalumen_year | us | us | 244200494756.719
commercial lighting | Lamp: 100 Equivalent A19 Halogen | 2039 | FIXED_OM | REPLACEMENT | other | USD/gigalumen_year | us | us | 244200494756.719
commercial lighting | Lamp: 100 Equivalent A19 Halogen | 2039 | FIXED_OM | REPLACEMENT | warehouse | USD/gigalumen_year | us | us | 244200494756.719
commercial lighting | Lamp: 100 Equivalent A19 Halogen | 2040 | CAPITAL | NEW | assembly | USD/gigalumen_year | us | us | 3.3036e+12
commercial lighting | Lamp: 100 Equivalent A19 Halogen | 2040 | CAPITAL | NEW | education | USD/gigalumen_year | us | us | 3.3036e+12
commercial lighting | Lamp: 100 Equivalent A19 Halogen | 2040 | CAPITAL | NEW | food sales | USD/gigalumen_year | us | us | 3.3036e+12
commercial lighting | Lamp: 100 Equivalent A19 Halogen | 2040 | CAPITAL | NEW | food service | USD/gigalumen_year | us | us | 3.3036e+12
commercial lighting | Lamp: 100 Equivalent A19 Halogen | 2040 | CAPITAL | NEW | health | USD/gigalumen_year | us | us | 3.3036e+12
commercial lighting | Lamp: 100 Equivalent A19 Halogen | 2040 | CAPITAL | NEW | lodging | USD/gigalumen_year | us | us | 3.3036e+12
commercial lighting | Lamp: 100 Equivalent A19 Halogen | 2040 | CAPITAL | NEW | merc/service | USD/gigalumen_year | us | us | 3.3036e+12
commercial lighting | Lamp: 100 Equivalent A19 Halogen | 2040 | CAPITAL | NEW | office-large | USD/gigalumen_year | us | us | 3.3036e+12
commercial lighting | Lamp: 100 Equivalent A19 Halogen | 2040 | CAPITAL | NEW | office-small | USD/gigalumen_year | us | us | 3.3036e+12
commercial lighting | Lamp: 100 Equivalent A19 Halogen | 2040 | CAPITAL | NEW | other | USD/gigalumen_year | us | us | 3.3036e+12
commercial lighting | Lamp: 100 Equivalent A19 Halogen | 2040 | CAPITAL | NEW | warehouse | USD/gigalumen_year | us | us | 3.3036e+12
commercial lighting | Lamp: 100 Equivalent A19 Halogen | 2040 | CAPITAL | REPLACEMENT | assembly | USD/gigalumen_year | us | us | 3.3036e+12
commercial lighting | Lamp: 100 Equivalent A19 Halogen | 2040 | CAPITAL | REPLACEMENT | education | USD/gigalumen_year | us | us | 3.3036e+12
commercial lighting | Lamp: 100 Equivalent A19 Halogen | 2040 | CAPITAL | REPLACEMENT | food sales | USD/gigalumen_year | us | us | 3.3036e+12
commercial lighting | Lamp: 100 Equivalent A19 Halogen | 2040 | CAPITAL | REPLACEMENT | food service | USD/gigalumen_year | us | us | 3.3036e+12
commercial lighting | Lamp: 100 Equivalent A19 Halogen | 2040 | CAPITAL | REPLACEMENT | health | USD/gigalumen_year | us | us | 3.3036e+12
commercial lighting | Lamp: 100 Equivalent A19 Halogen | 2040 | CAPITAL | REPLACEMENT | lodging | USD/gigalumen_year | us | us | 3.3036e+12
commercial lighting | Lamp: 100 Equivalent A19 Halogen | 2040 | CAPITAL | REPLACEMENT | merc/service | USD/gigalumen_year | us | us | 3.3036e+12
commercial lighting | Lamp: 100 Equivalent A19 Halogen | 2040 | CAPITAL | REPLACEMENT | office-large | USD/gigalumen_year | us | us | 3.3036e+12
commercial lighting | Lamp: 100 Equivalent A19 Halogen | 2040 | CAPITAL | REPLACEMENT | office-small | USD/gigalumen_year | us | us | 3.3036e+12
commercial lighting | Lamp: 100 Equivalent A19 Halogen | 2040 | CAPITAL | REPLACEMENT | other | USD/gigalumen_year | us | us | 3.3036e+12
commercial lighting | Lamp: 100 Equivalent A19 Halogen | 2040 | CAPITAL | REPLACEMENT | warehouse | USD/gigalumen_year | us | us | 3.3036e+12
commercial lighting | Lamp: 100 Equivalent A19 Halogen | 2040 | FIXED_OM | NEW | assembly | USD/gigalumen_year | us | us | 244200494756.719
commercial lighting | Lamp: 100 Equivalent A19 Halogen | 2040 | FIXED_OM | NEW | education | USD/gigalumen_year | us | us | 244200494756.719
commercial lighting | Lamp: 100 Equivalent A19 Halogen | 2040 | FIXED_OM | NEW | food sales | USD/gigalumen_year | us | us | 244200494756.719
commercial lighting | Lamp: 100 Equivalent A19 Halogen | 2040 | FIXED_OM | NEW | food service | USD/gigalumen_year | us | us | 244200494756.719
commercial lighting | Lamp: 100 Equivalent A19 Halogen | 2040 | FIXED_OM | NEW | health | USD/gigalumen_year | us | us | 244200494756.719
commercial lighting | Lamp: 100 Equivalent A19 Halogen | 2040 | FIXED_OM | NEW | lodging | USD/gigalumen_year | us | us | 244200494756.719
commercial lighting | Lamp: 100 Equivalent A19 Halogen | 2040 | FIXED_OM | NEW | merc/service | USD/gigalumen_year | us | us | 244200494756.719
commercial lighting | Lamp: 100 Equivalent A19 Halogen | 2040 | FIXED_OM | NEW | office-large | USD/gigalumen_year | us | us | 244200494756.719
commercial lighting | Lamp: 100 Equivalent A19 Halogen | 2040 | FIXED_OM | NEW | office-small | USD/gigalumen_year | us | us | 244200494756.719
commercial lighting | Lamp: 100 Equivalent A19 Halogen | 2040 | FIXED_OM | NEW | other | USD/gigalumen_year | us | us | 244200494756.719
commercial lighting | Lamp: 100 Equivalent A19 Halogen | 2040 | FIXED_OM | NEW | warehouse | USD/gigalumen_year | us | us | 244200494756.719
commercial lighting | Lamp: 100 Equivalent A19 Halogen | 2040 | FIXED_OM | REPLACEMENT | assembly | USD/gigalumen_year | us | us | 244200494756.719
commercial lighting | Lamp: 100 Equivalent A19 Halogen | 2040 | FIXED_OM | REPLACEMENT | education | USD/gigalumen_year | us | us | 244200494756.719
commercial lighting | Lamp: 100 Equivalent A19 Halogen | 2040 | FIXED_OM | REPLACEMENT | food sales | USD/gigalumen_year | us | us | 244200494756.719
commercial lighting | Lamp: 100 Equivalent A19 Halogen | 2040 | FIXED_OM | REPLACEMENT | food service | USD/gigalumen_year | us | us | 244200494756.719
commercial lighting | Lamp: 100 Equivalent A19 Halogen | 2040 | FIXED_OM | REPLACEMENT | health | USD/gigalumen_year | us | us | 244200494756.719
commercial lighting | Lamp: 100 Equivalent A19 Halogen | 2040 | FIXED_OM | REPLACEMENT | lodging | USD/gigalumen_year | us | us | 244200494756.719
commercial lighting | Lamp: 100 Equivalent A19 Halogen | 2040 | FIXED_OM | REPLACEMENT | merc/service | USD/gigalumen_year | us | us | 244200494756.719
commercial lighting | Lamp: 100 Equivalent A19 Halogen | 2040 | FIXED_OM | REPLACEMENT | office-large | USD/gigalumen_year | us | us | 244200494756.719
commercial lighting | Lamp: 100 Equivalent A19 Halogen | 2040 | FIXED_OM | REPLACEMENT | office-small | USD/gigalumen_year | us | us | 244200494756.719
commercial lighting | Lamp: 100 Equivalent A19 Halogen | 2040 | FIXED_OM | REPLACEMENT | other | USD/gigalumen_year | us | us | 244200494756.719
commercial lighting | Lamp: 100 Equivalent A19 Halogen | 2040 | FIXED_OM | REPLACEMENT | warehouse | USD/gigalumen_year | us | us | 244200494756.719
commercial lighting | Lamp: 100 Equivalent A19 Halogen | 2041 | CAPITAL | NEW | assembly | USD/gigalumen_year | us | us | 3.3036e+12
commercial lighting | Lamp: 100 Equivalent A19 Halogen | 2041 | CAPITAL | NEW | education | USD/gigalumen_year | us | us | 3.3036e+12
commercial lighting | Lamp: 100 Equivalent A19 Halogen | 2041 | CAPITAL | NEW | food sales | USD/gigalumen_year | us | us | 3.3036e+12
commercial lighting | Lamp: 100 Equivalent A19 Halogen | 2041 | CAPITAL | NEW | food service | USD/gigalumen_year | us | us | 3.3036e+12
commercial lighting | Lamp: 100 Equivalent A19 Halogen | 2041 | CAPITAL | NEW | health | USD/gigalumen_year | us | us | 3.3036e+12
commercial lighting | Lamp: 100 Equivalent A19 Halogen | 2041 | CAPITAL | NEW | lodging | USD/gigalumen_year | us | us | 3.3036e+12
commercial lighting | Lamp: 100 Equivalent A19 Halogen | 2041 | CAPITAL | NEW | merc/service | USD/gigalumen_year | us | us | 3.3036e+12
commercial lighting | Lamp: 100 Equivalent A19 Halogen | 2041 | CAPITAL | NEW | office-large | USD/gigalumen_year | us | us | 3.3036e+12
commercial lighting | Lamp: 100 Equivalent A19 Halogen | 2041 | CAPITAL | NEW | office-small | USD/gigalumen_year | us | us | 3.3036e+12
commercial lighting | Lamp: 100 Equivalent A19 Halogen | 2041 | CAPITAL | NEW | other | USD/gigalumen_year | us | us | 3.3036e+12
commercial lighting | Lamp: 100 Equivalent A19 Halogen | 2041 | CAPITAL | NEW | warehouse | USD/gigalumen_year | us | us | 3.3036e+12
commercial lighting | Lamp: 100 Equivalent A19 Halogen | 2041 | CAPITAL | REPLACEMENT | assembly | USD/gigalumen_year | us | us | 3.3036e+12
commercial lighting | Lamp: 100 Equivalent A19 Halogen | 2041 | CAPITAL | REPLACEMENT | education | USD/gigalumen_year | us | us | 3.3036e+12
commercial lighting | Lamp: 100 Equivalent A19 Halogen | 2041 | CAPITAL | REPLACEMENT | food sales | USD/gigalumen_year | us | us | 3.3036e+12
commercial lighting | Lamp: 100 Equivalent A19 Halogen | 2041 | CAPITAL | REPLACEMENT | food service | USD/gigalumen_year | us | us | 3.3036e+12
commercial lighting | Lamp: 100 Equivalent A19 Halogen | 2041 | CAPITAL | REPLACEMENT | health | USD/gigalumen_year | us | us | 3.3036e+12
commercial lighting | Lamp: 100 Equivalent A19 Halogen | 2041 | CAPITAL | REPLACEMENT | lodging | USD/gigalumen_year | us | us | 3.3036e+12
commercial lighting | Lamp: 100 Equivalent A19 Halogen | 2041 | CAPITAL | REPLACEMENT | merc/service | USD/gigalumen_year | us | us | 3.3036e+12
commercial lighting | Lamp: 100 Equivalent A19 Halogen | 2041 | CAPITAL | REPLACEMENT | office-large | USD/gigalumen_year | us | us | 3.3036e+12
commercial lighting | Lamp: 100 Equivalent A19 Halogen | 2041 | CAPITAL | REPLACEMENT | office-small | USD/gigalumen_year | us | us | 3.3036e+12
commercial lighting | Lamp: 100 Equivalent A19 Halogen | 2041 | CAPITAL | REPLACEMENT | other | USD/gigalumen_year | us | us | 3.3036e+12
commercial lighting | Lamp: 100 Equivalent A19 Halogen | 2041 | CAPITAL | REPLACEMENT | warehouse | USD/gigalumen_year | us | us | 3.3036e+12
commercial lighting | Lamp: 100 Equivalent A19 Halogen | 2041 | FIXED_OM | NEW | assembly | USD/gigalumen_year | us | us | 244200494756.719
commercial lighting | Lamp: 100 Equivalent A19 Halogen | 2041 | FIXED_OM | NEW | education | USD/gigalumen_year | us | us | 244200494756.719
commercial lighting | Lamp: 100 Equivalent A19 Halogen | 2041 | FIXED_OM | NEW | food sales | USD/gigalumen_year | us | us | 244200494756.719
commercial lighting | Lamp: 100 Equivalent A19 Halogen | 2041 | FIXED_OM | NEW | food service | USD/gigalumen_year | us | us | 244200494756.719
commercial lighting | Lamp: 100 Equivalent A19 Halogen | 2041 | FIXED_OM | NEW | health | USD/gigalumen_year | us | us | 244200494756.719
commercial lighting | Lamp: 100 Equivalent A19 Halogen | 2041 | FIXED_OM | NEW | lodging | USD/gigalumen_year | us | us | 244200494756.719
commercial lighting | Lamp: 100 Equivalent A19 Halogen | 2041 | FIXED_OM | NEW | merc/service | USD/gigalumen_year | us | us | 244200494756.719
commercial lighting | Lamp: 100 Equivalent A19 Halogen | 2041 | FIXED_OM | NEW | office-large | USD/gigalumen_year | us | us | 244200494756.719
commercial lighting | Lamp: 100 Equivalent A19 Halogen | 2041 | FIXED_OM | NEW | office-small | USD/gigalumen_year | us | us | 244200494756.719
commercial lighting | Lamp: 100 Equivalent A19 Halogen | 2041 | FIXED_OM | NEW | other | USD/gigalumen_year | us | us | 244200494756.719
commercial lighting | Lamp: 100 Equivalent A19 Halogen | 2041 | FIXED_OM | NEW | warehouse | USD/gigalumen_year | us | us | 244200494756.719
commercial lighting | Lamp: 100 Equivalent A19 Halogen | 2041 | FIXED_OM | REPLACEMENT | assembly | USD/gigalumen_year | us | us | 244200494756.719
commercial lighting | Lamp: 100 Equivalent A19 Halogen | 2041 | FIXED_OM | REPLACEMENT | education | USD/gigalumen_year | us | us | 244200494756.719
commercial lighting | Lamp: 100 Equivalent A19 Halogen | 2041 | FIXED_OM | REPLACEMENT | food sales | USD/gigalumen_year | us | us | 244200494756.719
commercial lighting | Lamp: 100 Equivalent A19 Halogen | 2041 | FIXED_OM | REPLACEMENT | food service | USD/gigalumen_year | us | us | 244200494756.719
commercial lighting | Lamp: 100 Equivalent A19 Halogen | 2041 | FIXED_OM | REPLACEMENT | health | USD/gigalumen_year | us | us | 244200494756.719
commercial lighting | Lamp: 100 Equivalent A19 Halogen | 2041 | FIXED_OM | REPLACEMENT | lodging | USD/gigalumen_year | us | us | 244200494756.719
commercial lighting | Lamp: 100 Equivalent A19 Halogen | 2041 | FIXED_OM | REPLACEMENT | merc/service | USD/gigalumen_year | us | us | 244200494756.719
commercial lighting | Lamp: 100 Equivalent A19 Halogen | 2041 | FIXED_OM | REPLACEMENT | office-large | USD/gigalumen_year | us | us | 244200494756.719
commercial lighting | Lamp: 100 Equivalent A19 Halogen | 2041 | FIXED_OM | REPLACEMENT | office-small | USD/gigalumen_year | us | us | 244200494756.719
commercial lighting | Lamp: 100 Equivalent A19 Halogen | 2041 | FIXED_OM | REPLACEMENT | other | USD/gigalumen_year | us | us | 244200494756.719
commercial lighting | Lamp: 100 Equivalent A19 Halogen | 2041 | FIXED_OM | REPLACEMENT | warehouse | USD/gigalumen_year | us | us | 244200494756.719
commercial lighting | Lamp: 100 Equivalent A19 Halogen | 2042 | CAPITAL | NEW | assembly | USD/gigalumen_year | us | us | 3.3036e+12
commercial lighting | Lamp: 100 Equivalent A19 Halogen | 2042 | CAPITAL | NEW | education | USD/gigalumen_year | us | us | 3.3036e+12
commercial lighting | Lamp: 100 Equivalent A19 Halogen | 2042 | CAPITAL | NEW | food sales | USD/gigalumen_year | us | us | 3.3036e+12
commercial lighting | Lamp: 100 Equivalent A19 Halogen | 2042 | CAPITAL | NEW | food service | USD/gigalumen_year | us | us | 3.3036e+12
commercial lighting | Lamp: 100 Equivalent A19 Halogen | 2042 | CAPITAL | NEW | health | USD/gigalumen_year | us | us | 3.3036e+12
commercial lighting | Lamp: 100 Equivalent A19 Halogen | 2042 | CAPITAL | NEW | lodging | USD/gigalumen_year | us | us | 3.3036e+12
commercial lighting | Lamp: 100 Equivalent A19 Halogen | 2042 | CAPITAL | NEW | merc/service | USD/gigalumen_year | us | us | 3.3036e+12
commercial lighting | Lamp: 100 Equivalent A19 Halogen | 2042 | CAPITAL | NEW | office-large | USD/gigalumen_year | us | us | 3.3036e+12
commercial lighting | Lamp: 100 Equivalent A19 Halogen | 2042 | CAPITAL | NEW | office-small | USD/gigalumen_year | us | us | 3.3036e+12
commercial lighting | Lamp: 100 Equivalent A19 Halogen | 2042 | CAPITAL | NEW | other | USD/gigalumen_year | us | us | 3.3036e+12
commercial lighting | Lamp: 100 Equivalent A19 Halogen | 2042 | CAPITAL | NEW | warehouse | USD/gigalumen_year | us | us | 3.3036e+12
commercial lighting | Lamp: 100 Equivalent A19 Halogen | 2042 | CAPITAL | REPLACEMENT | assembly | USD/gigalumen_year | us | us | 3.3036e+12
commercial lighting | Lamp: 100 Equivalent A19 Halogen | 2042 | CAPITAL | REPLACEMENT | education | USD/gigalumen_year | us | us | 3.3036e+12
commercial lighting | Lamp: 100 Equivalent A19 Halogen | 2042 | CAPITAL | REPLACEMENT | food sales | USD/gigalumen_year | us | us | 3.3036e+12
commercial lighting | Lamp: 100 Equivalent A19 Halogen | 2042 | CAPITAL | REPLACEMENT | food service | USD/gigalumen_year | us | us | 3.3036e+12
commercial lighting | Lamp: 100 Equivalent A19 Halogen | 2042 | CAPITAL | REPLACEMENT | health | USD/gigalumen_year | us | us | 3.3036e+12
commercial lighting | Lamp: 100 Equivalent A19 Halogen | 2042 | CAPITAL | REPLACEMENT | lodging | USD/gigalumen_year | us | us | 3.3036e+12
commercial lighting | Lamp: 100 Equivalent A19 Halogen | 2042 | CAPITAL | REPLACEMENT | merc/service | USD/gigalumen_year | us | us | 3.3036e+12
commercial lighting | Lamp: 100 Equivalent A19 Halogen | 2042 | CAPITAL | REPLACEMENT | office-large | USD/gigalumen_year | us | us | 3.3036e+12
commercial lighting | Lamp: 100 Equivalent A19 Halogen | 2042 | CAPITAL | REPLACEMENT | office-small | USD/gigalumen_year | us | us | 3.3036e+12
commercial lighting | Lamp: 100 Equivalent A19 Halogen | 2042 | CAPITAL | REPLACEMENT | other | USD/gigalumen_year | us | us | 3.3036e+12
commercial lighting | Lamp: 100 Equivalent A19 Halogen | 2042 | CAPITAL | REPLACEMENT | warehouse | USD/gigalumen_year | us | us | 3.3036e+12
commercial lighting | Lamp: 100 Equivalent A19 Halogen | 2042 | FIXED_OM | NEW | assembly | USD/gigalumen_year | us | us | 244200494756.719
commercial lighting | Lamp: 100 Equivalent A19 Halogen | 2042 | FIXED_OM | NEW | education | USD/gigalumen_year | us | us | 244200494756.719
commercial lighting | Lamp: 100 Equivalent A19 Halogen | 2042 | FIXED_OM | NEW | food sales | USD/gigalumen_year | us | us | 244200494756.719
commercial lighting | Lamp: 100 Equivalent A19 Halogen | 2042 | FIXED_OM | NEW | food service | USD/gigalumen_year | us | us | 244200494756.719
commercial lighting | Lamp: 100 Equivalent A19 Halogen | 2042 | FIXED_OM | NEW | health | USD/gigalumen_year | us | us | 244200494756.719
commercial lighting | Lamp: 100 Equivalent A19 Halogen | 2042 | FIXED_OM | NEW | lodging | USD/gigalumen_year | us | us | 244200494756.719
commercial lighting | Lamp: 100 Equivalent A19 Halogen | 2042 | FIXED_OM | NEW | merc/service | USD/gigalumen_year | us | us | 244200494756.719
commercial lighting | Lamp: 100 Equivalent A19 Halogen | 2042 | FIXED_OM | NEW | office-large | USD/gigalumen_year | us | us | 244200494756.719
commercial lighting | Lamp: 100 Equivalent A19 Halogen | 2042 | FIXED_OM | NEW | office-small | USD/gigalumen_year | us | us | 244200494756.719
commercial lighting | Lamp: 100 Equivalent A19 Halogen | 2042 | FIXED_OM | NEW | other | USD/gigalumen_year | us | us | 244200494756.719
commercial lighting | Lamp: 100 Equivalent A19 Halogen | 2042 | FIXED_OM | NEW | warehouse | USD/gigalumen_year | us | us | 244200494756.719
commercial lighting | Lamp: 100 Equivalent A19 Halogen | 2042 | FIXED_OM | REPLACEMENT | assembly | USD/gigalumen_year | us | us | 244200494756.719
commercial lighting | Lamp: 100 Equivalent A19 Halogen | 2042 | FIXED_OM | REPLACEMENT | education | USD/gigalumen_year | us | us | 244200494756.719
commercial lighting | Lamp: 100 Equivalent A19 Halogen | 2042 | FIXED_OM | REPLACEMENT | food sales | USD/gigalumen_year | us | us | 244200494756.719
commercial lighting | Lamp: 100 Equivalent A19 Halogen | 2042 | FIXED_OM | REPLACEMENT | food service | USD/gigalumen_year | us | us | 244200494756.719
commercial lighting | Lamp: 100 Equivalent A19 Halogen | 2042 | FIXED_OM | REPLACEMENT | health | USD/gigalumen_year | us | us | 244200494756.719
commercial lighting | Lamp: 100 Equivalent A19 Halogen | 2042 | FIXED_OM | REPLACEMENT | lodging | USD/gigalumen_year | us | us | 244200494756.719
commercial lighting | Lamp: 100 Equivalent A19 Halogen | 2042 | FIXED_OM | REPLACEMENT | merc/service | USD/gigalumen_year | us | us | 244200494756.719
commercial lighting | Lamp: 100 Equivalent A19 Halogen | 2042 | FIXED_OM | REPLACEMENT | office-large | USD/gigalumen_year | us | us | 244200494756.719
commercial lighting | Lamp: 100 Equivalent A19 Halogen | 2042 | FIXED_OM | REPLACEMENT | office-small | USD/gigalumen_year | us | us | 244200494756.719
commercial lighting | Lamp: 100 Equivalent A19 Halogen | 2042 | FIXED_OM | REPLACEMENT | other | USD/gigalumen_year | us | us | 244200494756.719
commercial lighting | Lamp: 100 Equivalent A19 Halogen | 2042 | FIXED_OM | REPLACEMENT | warehouse | USD/gigalumen_year | us | us | 244200494756.719
commercial lighting | Lamp: 100 Equivalent A19 Halogen | 2043 | CAPITAL | NEW | assembly | USD/gigalumen_year | us | us | 3.3036e+12
commercial lighting | Lamp: 100 Equivalent A19 Halogen | 2043 | CAPITAL | NEW | education | USD/gigalumen_year | us | us | 3.3036e+12
commercial lighting | Lamp: 100 Equivalent A19 Halogen | 2043 | CAPITAL | NEW | food sales | USD/gigalumen_year | us | us | 3.3036e+12
commercial lighting | Lamp: 100 Equivalent A19 Halogen | 2043 | CAPITAL | NEW | food service | USD/gigalumen_year | us | us | 3.3036e+12
commercial lighting | Lamp: 100 Equivalent A19 Halogen | 2043 | CAPITAL | NEW | health | USD/gigalumen_year | us | us | 3.3036e+12
commercial lighting | Lamp: 100 Equivalent A19 Halogen | 2043 | CAPITAL | NEW | lodging | USD/gigalumen_year | us | us | 3.3036e+12
commercial lighting | Lamp: 100 Equivalent A19 Halogen | 2043 | CAPITAL | NEW | merc/service | USD/gigalumen_year | us | us | 3.3036e+12
commercial lighting | Lamp: 100 Equivalent A19 Halogen | 2043 | CAPITAL | NEW | office-large | USD/gigalumen_year | us | us | 3.3036e+12
commercial lighting | Lamp: 100 Equivalent A19 Halogen | 2043 | CAPITAL | NEW | office-small | USD/gigalumen_year | us | us | 3.3036e+12
commercial lighting | Lamp: 100 Equivalent A19 Halogen | 2043 | CAPITAL | NEW | other | USD/gigalumen_year | us | us | 3.3036e+12
commercial lighting | Lamp: 100 Equivalent A19 Halogen | 2043 | CAPITAL | NEW | warehouse | USD/gigalumen_year | us | us | 3.3036e+12
commercial lighting | Lamp: 100 Equivalent A19 Halogen | 2043 | CAPITAL | REPLACEMENT | assembly | USD/gigalumen_year | us | us | 3.3036e+12
commercial lighting | Lamp: 100 Equivalent A19 Halogen | 2043 | CAPITAL | REPLACEMENT | education | USD/gigalumen_year | us | us | 3.3036e+12
commercial lighting | Lamp: 100 Equivalent A19 Halogen | 2043 | CAPITAL | REPLACEMENT | food sales | USD/gigalumen_year | us | us | 3.3036e+12
commercial lighting | Lamp: 100 Equivalent A19 Halogen | 2043 | CAPITAL | REPLACEMENT | food service | USD/gigalumen_year | us | us | 3.3036e+12
commercial lighting | Lamp: 100 Equivalent A19 Halogen | 2043 | CAPITAL | REPLACEMENT | health | USD/gigalumen_year | us | us | 3.3036e+12
commercial lighting | Lamp: 100 Equivalent A19 Halogen | 2043 | CAPITAL | REPLACEMENT | lodging | USD/gigalumen_year | us | us | 3.3036e+12
commercial lighting | Lamp: 100 Equivalent A19 Halogen | 2043 | CAPITAL | REPLACEMENT | merc/service | USD/gigalumen_year | us | us | 3.3036e+12
commercial lighting | Lamp: 100 Equivalent A19 Halogen | 2043 | CAPITAL | REPLACEMENT | office-large | USD/gigalumen_year | us | us | 3.3036e+12
commercial lighting | Lamp: 100 Equivalent A19 Halogen | 2043 | CAPITAL | REPLACEMENT | office-small | USD/gigalumen_year | us | us | 3.3036e+12
commercial lighting | Lamp: 100 Equivalent A19 Halogen | 2043 | CAPITAL | REPLACEMENT | other | USD/gigalumen_year | us | us | 3.3036e+12
commercial lighting | Lamp: 100 Equivalent A19 Halogen | 2043 | CAPITAL | REPLACEMENT | warehouse | USD/gigalumen_year | us | us | 3.3036e+12
commercial lighting | Lamp: 100 Equivalent A19 Halogen | 2043 | FIXED_OM | NEW | assembly | USD/gigalumen_year | us | us | 244200494756.719
commercial lighting | Lamp: 100 Equivalent A19 Halogen | 2043 | FIXED_OM | NEW | education | USD/gigalumen_year | us | us | 244200494756.719
commercial lighting | Lamp: 100 Equivalent A19 Halogen | 2043 | FIXED_OM | NEW | food sales | USD/gigalumen_year | us | us | 244200494756.719
commercial lighting | Lamp: 100 Equivalent A19 Halogen | 2043 | FIXED_OM | NEW | food service | USD/gigalumen_year | us | us | 244200494756.719
commercial lighting | Lamp: 100 Equivalent A19 Halogen | 2043 | FIXED_OM | NEW | health | USD/gigalumen_year | us | us | 244200494756.719
commercial lighting | Lamp: 100 Equivalent A19 Halogen | 2043 | FIXED_OM | NEW | lodging | USD/gigalumen_year | us | us | 244200494756.719
commercial lighting | Lamp: 100 Equivalent A19 Halogen | 2043 | FIXED_OM | NEW | merc/service | USD/gigalumen_year | us | us | 244200494756.719
commercial lighting | Lamp: 100 Equivalent A19 Halogen | 2043 | FIXED_OM | NEW | office-large | USD/gigalumen_year | us | us | 244200494756.719
commercial lighting | Lamp: 100 Equivalent A19 Halogen | 2043 | FIXED_OM | NEW | office-small | USD/gigalumen_year | us | us | 244200494756.719
commercial lighting | Lamp: 100 Equivalent A19 Halogen | 2043 | FIXED_OM | NEW | other | USD/gigalumen_year | us | us | 244200494756.719
commercial lighting | Lamp: 100 Equivalent A19 Halogen | 2043 | FIXED_OM | NEW | warehouse | USD/gigalumen_year | us | us | 244200494756.719
commercial lighting | Lamp: 100 Equivalent A19 Halogen | 2043 | FIXED_OM | REPLACEMENT | assembly | USD/gigalumen_year | us | us | 244200494756.719
commercial lighting | Lamp: 100 Equivalent A19 Halogen | 2043 | FIXED_OM | REPLACEMENT | education | USD/gigalumen_year | us | us | 244200494756.719
commercial lighting | Lamp: 100 Equivalent A19 Halogen | 2043 | FIXED_OM | REPLACEMENT | food sales | USD/gigalumen_year | us | us | 244200494756.719
commercial lighting | Lamp: 100 Equivalent A19 Halogen | 2043 | FIXED_OM | REPLACEMENT | food service | USD/gigalumen_year | us | us | 244200494756.719
commercial lighting | Lamp: 100 Equivalent A19 Halogen | 2043 | FIXED_OM | REPLACEMENT | health | USD/gigalumen_year | us | us | 244200494756.719
commercial lighting | Lamp: 100 Equivalent A19 Halogen | 2043 | FIXED_OM | REPLACEMENT | lodging | USD/gigalumen_year | us | us | 244200494756.719
commercial lighting | Lamp: 100 Equivalent A19 Halogen | 2043 | FIXED_OM | REPLACEMENT | merc/service | USD/gigalumen_year | us | us | 244200494756.719
commercial lighting | Lamp: 100 Equivalent A19 Halogen | 2043 | FIXED_OM | REPLACEMENT | office-large | USD/gigalumen_year | us | us | 244200494756.719
commercial lighting | Lamp: 100 Equivalent A19 Halogen | 2043 | FIXED_OM | REPLACEMENT | office-small | USD/gigalumen_year | us | us | 244200494756.719
commercial lighting | Lamp: 100 Equivalent A19 Halogen | 2043 | FIXED_OM | REPLACEMENT | other | USD/gigalumen_year | us | us | 244200494756.719
commercial lighting | Lamp: 100 Equivalent A19 Halogen | 2043 | FIXED_OM | REPLACEMENT | warehouse | USD/gigalumen_year | us | us | 244200494756.719
commercial lighting | Lamp: 100 Equivalent A19 Halogen | 2044 | CAPITAL | NEW | assembly | USD/gigalumen_year | us | us | 3.3036e+12
commercial lighting | Lamp: 100 Equivalent A19 Halogen | 2044 | CAPITAL | NEW | education | USD/gigalumen_year | us | us | 3.3036e+12
commercial lighting | Lamp: 100 Equivalent A19 Halogen | 2044 | CAPITAL | NEW | food sales | USD/gigalumen_year | us | us | 3.3036e+12
commercial lighting | Lamp: 100 Equivalent A19 Halogen | 2044 | CAPITAL | NEW | food service | USD/gigalumen_year | us | us | 3.3036e+12
commercial lighting | Lamp: 100 Equivalent A19 Halogen | 2044 | CAPITAL | NEW | health | USD/gigalumen_year | us | us | 3.3036e+12
commercial lighting | Lamp: 100 Equivalent A19 Halogen | 2044 | CAPITAL | NEW | lodging | USD/gigalumen_year | us | us | 3.3036e+12
commercial lighting | Lamp: 100 Equivalent A19 Halogen | 2044 | CAPITAL | NEW | merc/service | USD/gigalumen_year | us | us | 3.3036e+12
commercial lighting | Lamp: 100 Equivalent A19 Halogen | 2044 | CAPITAL | NEW | office-large | USD/gigalumen_year | us | us | 3.3036e+12
commercial lighting | Lamp: 100 Equivalent A19 Halogen | 2044 | CAPITAL | NEW | office-small | USD/gigalumen_year | us | us | 3.3036e+12
commercial lighting | Lamp: 100 Equivalent A19 Halogen | 2044 | CAPITAL | NEW | other | USD/gigalumen_year | us | us | 3.3036e+12
commercial lighting | Lamp: 100 Equivalent A19 Halogen | 2044 | CAPITAL | NEW | warehouse | USD/gigalumen_year | us | us | 3.3036e+12
commercial lighting | Lamp: 100 Equivalent A19 Halogen | 2044 | CAPITAL | REPLACEMENT | assembly | USD/gigalumen_year | us | us | 3.3036e+12
commercial lighting | Lamp: 100 Equivalent A19 Halogen | 2044 | CAPITAL | REPLACEMENT | education | USD/gigalumen_year | us | us | 3.3036e+12
commercial lighting | Lamp: 100 Equivalent A19 Halogen | 2044 | CAPITAL | REPLACEMENT | food sales | USD/gigalumen_year | us | us | 3.3036e+12
commercial lighting | Lamp: 100 Equivalent A19 Halogen | 2044 | CAPITAL | REPLACEMENT | food service | USD/gigalumen_year | us | us | 3.3036e+12
commercial lighting | Lamp: 100 Equivalent A19 Halogen | 2044 | CAPITAL | REPLACEMENT | health | USD/gigalumen_year | us | us | 3.3036e+12
commercial lighting | Lamp: 100 Equivalent A19 Halogen | 2044 | CAPITAL | REPLACEMENT | lodging | USD/gigalumen_year | us | us | 3.3036e+12
commercial lighting | Lamp: 100 Equivalent A19 Halogen | 2044 | CAPITAL | REPLACEMENT | merc/service | USD/gigalumen_year | us | us | 3.3036e+12
commercial lighting | Lamp: 100 Equivalent A19 Halogen | 2044 | CAPITAL | REPLACEMENT | office-large | USD/gigalumen_year | us | us | 3.3036e+12
commercial lighting | Lamp: 100 Equivalent A19 Halogen | 2044 | CAPITAL | REPLACEMENT | office-small | USD/gigalumen_year | us | us | 3.3036e+12
commercial lighting | Lamp: 100 Equivalent A19 Halogen | 2044 | CAPITAL | REPLACEMENT | other | USD/gigalumen_year | us | us | 3.3036e+12
commercial lighting | Lamp: 100 Equivalent A19 Halogen | 2044 | CAPITAL | REPLACEMENT | warehouse | USD/gigalumen_year | us | us | 3.3036e+12
commercial lighting | Lamp: 100 Equivalent A19 Halogen | 2044 | FIXED_OM | NEW | assembly | USD/gigalumen_year | us | us | 244200494756.719
commercial lighting | Lamp: 100 Equivalent A19 Halogen | 2044 | FIXED_OM | NEW | education | USD/gigalumen_year | us | us | 244200494756.719
commercial lighting | Lamp: 100 Equivalent A19 Halogen | 2044 | FIXED_OM | NEW | food sales | USD/gigalumen_year | us | us | 244200494756.719
commercial lighting | Lamp: 100 Equivalent A19 Halogen | 2044 | FIXED_OM | NEW | food service | USD/gigalumen_year | us | us | 244200494756.719
commercial lighting | Lamp: 100 Equivalent A19 Halogen | 2044 | FIXED_OM | NEW | health | USD/gigalumen_year | us | us | 244200494756.719
commercial lighting | Lamp: 100 Equivalent A19 Halogen | 2044 | FIXED_OM | NEW | lodging | USD/gigalumen_year | us | us | 244200494756.719
commercial lighting | Lamp: 100 Equivalent A19 Halogen | 2044 | FIXED_OM | NEW | merc/service | USD/gigalumen_year | us | us | 244200494756.719
commercial lighting | Lamp: 100 Equivalent A19 Halogen | 2044 | FIXED_OM | NEW | office-large | USD/gigalumen_year | us | us | 244200494756.719
commercial lighting | Lamp: 100 Equivalent A19 Halogen | 2044 | FIXED_OM | NEW | office-small | USD/gigalumen_year | us | us | 244200494756.719
commercial lighting | Lamp: 100 Equivalent A19 Halogen | 2044 | FIXED_OM | NEW | other | USD/gigalumen_year | us | us | 244200494756.719
commercial lighting | Lamp: 100 Equivalent A19 Halogen | 2044 | FIXED_OM | NEW | warehouse | USD/gigalumen_year | us | us | 244200494756.719
commercial lighting | Lamp: 100 Equivalent A19 Halogen | 2044 | FIXED_OM | REPLACEMENT | assembly | USD/gigalumen_year | us | us | 244200494756.719
commercial lighting | Lamp: 100 Equivalent A19 Halogen | 2044 | FIXED_OM | REPLACEMENT | education | USD/gigalumen_year | us | us | 244200494756.719
commercial lighting | Lamp: 100 Equivalent A19 Halogen | 2044 | FIXED_OM | REPLACEMENT | food sales | USD/gigalumen_year | us | us | 244200494756.719
commercial lighting | Lamp: 100 Equivalent A19 Halogen | 2044 | FIXED_OM | REPLACEMENT | food service | USD/gigalumen_year | us | us | 244200494756.719
commercial lighting | Lamp: 100 Equivalent A19 Halogen | 2044 | FIXED_OM | REPLACEMENT | health | USD/gigalumen_year | us | us | 244200494756.719
commercial lighting | Lamp: 100 Equivalent A19 Halogen | 2044 | FIXED_OM | REPLACEMENT | lodging | USD/gigalumen_year | us | us | 244200494756.719
commercial lighting | Lamp: 100 Equivalent A19 Halogen | 2044 | FIXED_OM | REPLACEMENT | merc/service | USD/gigalumen_year | us | us | 244200494756.719
commercial lighting | Lamp: 100 Equivalent A19 Halogen | 2044 | FIXED_OM | REPLACEMENT | office-large | USD/gigalumen_year | us | us | 244200494756.719
commercial lighting | Lamp: 100 Equivalent A19 Halogen | 2044 | FIXED_OM | REPLACEMENT | office-small | USD/gigalumen_year | us | us | 244200494756.719
commercial lighting | Lamp: 100 Equivalent A19 Halogen | 2044 | FIXED_OM | REPLACEMENT | other | USD/gigalumen_year | us | us | 244200494756.719
commercial lighting | Lamp: 100 Equivalent A19 Halogen | 2044 | FIXED_OM | REPLACEMENT | warehouse | USD/gigalumen_year | us | us | 244200494756.719
commercial lighting | Lamp: 100 Equivalent A19 Halogen | 2045 | CAPITAL | NEW | assembly | USD/gigalumen_year | us | us | 3.3036e+12
commercial lighting | Lamp: 100 Equivalent A19 Halogen | 2045 | CAPITAL | NEW | education | USD/gigalumen_year | us | us | 3.3036e+12
commercial lighting | Lamp: 100 Equivalent A19 Halogen | 2045 | CAPITAL | NEW | food sales | USD/gigalumen_year | us | us | 3.3036e+12
commercial lighting | Lamp: 100 Equivalent A19 Halogen | 2045 | CAPITAL | NEW | food service | USD/gigalumen_year | us | us | 3.3036e+12
commercial lighting | Lamp: 100 Equivalent A19 Halogen | 2045 | CAPITAL | NEW | health | USD/gigalumen_year | us | us | 3.3036e+12
commercial lighting | Lamp: 100 Equivalent A19 Halogen | 2045 | CAPITAL | NEW | lodging | USD/gigalumen_year | us | us | 3.3036e+12
commercial lighting | Lamp: 100 Equivalent A19 Halogen | 2045 | CAPITAL | NEW | merc/service | USD/gigalumen_year | us | us | 3.3036e+12
commercial lighting | Lamp: 100 Equivalent A19 Halogen | 2045 | CAPITAL | NEW | office-large | USD/gigalumen_year | us | us | 3.3036e+12
commercial lighting | Lamp: 100 Equivalent A19 Halogen | 2045 | CAPITAL | NEW | office-small | USD/gigalumen_year | us | us | 3.3036e+12
commercial lighting | Lamp: 100 Equivalent A19 Halogen | 2045 | CAPITAL | NEW | other | USD/gigalumen_year | us | us | 3.3036e+12
commercial lighting | Lamp: 100 Equivalent A19 Halogen | 2045 | CAPITAL | NEW | warehouse | USD/gigalumen_year | us | us | 3.3036e+12
commercial lighting | Lamp: 100 Equivalent A19 Halogen | 2045 | CAPITAL | REPLACEMENT | assembly | USD/gigalumen_year | us | us | 3.3036e+12
commercial lighting | Lamp: 100 Equivalent A19 Halogen | 2045 | CAPITAL | REPLACEMENT | education | USD/gigalumen_year | us | us | 3.3036e+12
commercial lighting | Lamp: 100 Equivalent A19 Halogen | 2045 | CAPITAL | REPLACEMENT | food sales | USD/gigalumen_year | us | us | 3.3036e+12
commercial lighting | Lamp: 100 Equivalent A19 Halogen | 2045 | CAPITAL | REPLACEMENT | food service | USD/gigalumen_year | us | us | 3.3036e+12
commercial lighting | Lamp: 100 Equivalent A19 Halogen | 2045 | CAPITAL | REPLACEMENT | health | USD/gigalumen_year | us | us | 3.3036e+12
commercial lighting | Lamp: 100 Equivalent A19 Halogen | 2045 | CAPITAL | REPLACEMENT | lodging | USD/gigalumen_year | us | us | 3.3036e+12
commercial lighting | Lamp: 100 Equivalent A19 Halogen | 2045 | CAPITAL | REPLACEMENT | merc/service | USD/gigalumen_year | us | us | 3.3036e+12
commercial lighting | Lamp: 100 Equivalent A19 Halogen | 2045 | CAPITAL | REPLACEMENT | office-large | USD/gigalumen_year | us | us | 3.3036e+12
commercial lighting | Lamp: 100 Equivalent A19 Halogen | 2045 | CAPITAL | REPLACEMENT | office-small | USD/gigalumen_year | us | us | 3.3036e+12
commercial lighting | Lamp: 100 Equivalent A19 Halogen | 2045 | CAPITAL | REPLACEMENT | other | USD/gigalumen_year | us | us | 3.3036e+12
commercial lighting | Lamp: 100 Equivalent A19 Halogen | 2045 | CAPITAL | REPLACEMENT | warehouse | USD/gigalumen_year | us | us | 3.3036e+12
commercial lighting | Lamp: 100 Equivalent A19 Halogen | 2045 | FIXED_OM | NEW | assembly | USD/gigalumen_year | us | us | 244200494756.719
commercial lighting | Lamp: 100 Equivalent A19 Halogen | 2045 | FIXED_OM | NEW | education | USD/gigalumen_year | us | us | 244200494756.719
commercial lighting | Lamp: 100 Equivalent A19 Halogen | 2045 | FIXED_OM | NEW | food sales | USD/gigalumen_year | us | us | 244200494756.719
commercial lighting | Lamp: 100 Equivalent A19 Halogen | 2045 | FIXED_OM | NEW | food service | USD/gigalumen_year | us | us | 244200494756.719
commercial lighting | Lamp: 100 Equivalent A19 Halogen | 2045 | FIXED_OM | NEW | health | USD/gigalumen_year | us | us | 244200494756.719
commercial lighting | Lamp: 100 Equivalent A19 Halogen | 2045 | FIXED_OM | NEW | lodging | USD/gigalumen_year | us | us | 244200494756.719
commercial lighting | Lamp: 100 Equivalent A19 Halogen | 2045 | FIXED_OM | NEW | merc/service | USD/gigalumen_year | us | us | 244200494756.719
commercial lighting | Lamp: 100 Equivalent A19 Halogen | 2045 | FIXED_OM | NEW | office-large | USD/gigalumen_year | us | us | 244200494756.719
commercial lighting | Lamp: 100 Equivalent A19 Halogen | 2045 | FIXED_OM | NEW | office-small | USD/gigalumen_year | us | us | 244200494756.719
commercial lighting | Lamp: 100 Equivalent A19 Halogen | 2045 | FIXED_OM | NEW | other | USD/gigalumen_year | us | us | 244200494756.719
commercial lighting | Lamp: 100 Equivalent A19 Halogen | 2045 | FIXED_OM | NEW | warehouse | USD/gigalumen_year | us | us | 244200494756.719
commercial lighting | Lamp: 100 Equivalent A19 Halogen | 2045 | FIXED_OM | REPLACEMENT | assembly | USD/gigalumen_year | us | us | 244200494756.719
commercial lighting | Lamp: 100 Equivalent A19 Halogen | 2045 | FIXED_OM | REPLACEMENT | education | USD/gigalumen_year | us | us | 244200494756.719
commercial lighting | Lamp: 100 Equivalent A19 Halogen | 2045 | FIXED_OM | REPLACEMENT | food sales | USD/gigalumen_year | us | us | 244200494756.719
commercial lighting | Lamp: 100 Equivalent A19 Halogen | 2045 | FIXED_OM | REPLACEMENT | food service | USD/gigalumen_year | us | us | 244200494756.719
commercial lighting | Lamp: 100 Equivalent A19 Halogen | 2045 | FIXED_OM | REPLACEMENT | health | USD/gigalumen_year | us | us | 244200494756.719
commercial lighting | Lamp: 100 Equivalent A19 Halogen | 2045 | FIXED_OM | REPLACEMENT | lodging | USD/gigalumen_year | us | us | 244200494756.719
commercial lighting | Lamp: 100 Equivalent A19 Halogen | 2045 | FIXED_OM | REPLACEMENT | merc/service | USD/gigalumen_year | us | us | 244200494756.719
commercial lighting | Lamp: 100 Equivalent A19 Halogen | 2045 | FIXED_OM | REPLACEMENT | office-large | USD/gigalumen_year | us | us | 244200494756.719
commercial lighting | Lamp: 100 Equivalent A19 Halogen | 2045 | FIXED_OM | REPLACEMENT | office-small | USD/gigalumen_year | us | us | 244200494756.719
commercial lighting | Lamp: 100 Equivalent A19 Halogen | 2045 | FIXED_OM | REPLACEMENT | other | USD/gigalumen_year | us | us | 244200494756.719
commercial lighting | Lamp: 100 Equivalent A19 Halogen | 2045 | FIXED_OM | REPLACEMENT | warehouse | USD/gigalumen_year | us | us | 244200494756.719
commercial lighting | Lamp: 100 Equivalent A19 Halogen | 2046 | CAPITAL | NEW | assembly | USD/gigalumen_year | us | us | 3.3036e+12
commercial lighting | Lamp: 100 Equivalent A19 Halogen | 2046 | CAPITAL | NEW | education | USD/gigalumen_year | us | us | 3.3036e+12
commercial lighting | Lamp: 100 Equivalent A19 Halogen | 2046 | CAPITAL | NEW | food sales | USD/gigalumen_year | us | us | 3.3036e+12
commercial lighting | Lamp: 100 Equivalent A19 Halogen | 2046 | CAPITAL | NEW | food service | USD/gigalumen_year | us | us | 3.3036e+12
commercial lighting | Lamp: 100 Equivalent A19 Halogen | 2046 | CAPITAL | NEW | health | USD/gigalumen_year | us | us | 3.3036e+12
commercial lighting | Lamp: 100 Equivalent A19 Halogen | 2046 | CAPITAL | NEW | lodging | USD/gigalumen_year | us | us | 3.3036e+12
commercial lighting | Lamp: 100 Equivalent A19 Halogen | 2046 | CAPITAL | NEW | merc/service | USD/gigalumen_year | us | us | 3.3036e+12
commercial lighting | Lamp: 100 Equivalent A19 Halogen | 2046 | CAPITAL | NEW | office-large | USD/gigalumen_year | us | us | 3.3036e+12
commercial lighting | Lamp: 100 Equivalent A19 Halogen | 2046 | CAPITAL | NEW | office-small | USD/gigalumen_year | us | us | 3.3036e+12
commercial lighting | Lamp: 100 Equivalent A19 Halogen | 2046 | CAPITAL | NEW | other | USD/gigalumen_year | us | us | 3.3036e+12
commercial lighting | Lamp: 100 Equivalent A19 Halogen | 2046 | CAPITAL | NEW | warehouse | USD/gigalumen_year | us | us | 3.3036e+12
commercial lighting | Lamp: 100 Equivalent A19 Halogen | 2046 | CAPITAL | REPLACEMENT | assembly | USD/gigalumen_year | us | us | 3.3036e+12
commercial lighting | Lamp: 100 Equivalent A19 Halogen | 2046 | CAPITAL | REPLACEMENT | education | USD/gigalumen_year | us | us | 3.3036e+12
commercial lighting | Lamp: 100 Equivalent A19 Halogen | 2046 | CAPITAL | REPLACEMENT | food sales | USD/gigalumen_year | us | us | 3.3036e+12
commercial lighting | Lamp: 100 Equivalent A19 Halogen | 2046 | CAPITAL | REPLACEMENT | food service | USD/gigalumen_year | us | us | 3.3036e+12
commercial lighting | Lamp: 100 Equivalent A19 Halogen | 2046 | CAPITAL | REPLACEMENT | health | USD/gigalumen_year | us | us | 3.3036e+12
commercial lighting | Lamp: 100 Equivalent A19 Halogen | 2046 | CAPITAL | REPLACEMENT | lodging | USD/gigalumen_year | us | us | 3.3036e+12
commercial lighting | Lamp: 100 Equivalent A19 Halogen | 2046 | CAPITAL | REPLACEMENT | merc/service | USD/gigalumen_year | us | us | 3.3036e+12
commercial lighting | Lamp: 100 Equivalent A19 Halogen | 2046 | CAPITAL | REPLACEMENT | office-large | USD/gigalumen_year | us | us | 3.3036e+12
commercial lighting | Lamp: 100 Equivalent A19 Halogen | 2046 | CAPITAL | REPLACEMENT | office-small | USD/gigalumen_year | us | us | 3.3036e+12
commercial lighting | Lamp: 100 Equivalent A19 Halogen | 2046 | CAPITAL | REPLACEMENT | other | USD/gigalumen_year | us | us | 3.3036e+12
commercial lighting | Lamp: 100 Equivalent A19 Halogen | 2046 | CAPITAL | REPLACEMENT | warehouse | USD/gigalumen_year | us | us | 3.3036e+12
commercial lighting | Lamp: 100 Equivalent A19 Halogen | 2046 | FIXED_OM | NEW | assembly | USD/gigalumen_year | us | us | 244200494756.719
commercial lighting | Lamp: 100 Equivalent A19 Halogen | 2046 | FIXED_OM | NEW | education | USD/gigalumen_year | us | us | 244200494756.719
commercial lighting | Lamp: 100 Equivalent A19 Halogen | 2046 | FIXED_OM | NEW | food sales | USD/gigalumen_year | us | us | 244200494756.719
commercial lighting | Lamp: 100 Equivalent A19 Halogen | 2046 | FIXED_OM | NEW | food service | USD/gigalumen_year | us | us | 244200494756.719
commercial lighting | Lamp: 100 Equivalent A19 Halogen | 2046 | FIXED_OM | NEW | health | USD/gigalumen_year | us | us | 244200494756.719
commercial lighting | Lamp: 100 Equivalent A19 Halogen | 2046 | FIXED_OM | NEW | lodging | USD/gigalumen_year | us | us | 244200494756.719
commercial lighting | Lamp: 100 Equivalent A19 Halogen | 2046 | FIXED_OM | NEW | merc/service | USD/gigalumen_year | us | us | 244200494756.719
commercial lighting | Lamp: 100 Equivalent A19 Halogen | 2046 | FIXED_OM | NEW | office-large | USD/gigalumen_year | us | us | 244200494756.719
commercial lighting | Lamp: 100 Equivalent A19 Halogen | 2046 | FIXED_OM | NEW | office-small | USD/gigalumen_year | us | us | 244200494756.719
commercial lighting | Lamp: 100 Equivalent A19 Halogen | 2046 | FIXED_OM | NEW | other | USD/gigalumen_year | us | us | 244200494756.719
commercial lighting | Lamp: 100 Equivalent A19 Halogen | 2046 | FIXED_OM | NEW | warehouse | USD/gigalumen_year | us | us | 244200494756.719
commercial lighting | Lamp: 100 Equivalent A19 Halogen | 2046 | FIXED_OM | REPLACEMENT | assembly | USD/gigalumen_year | us | us | 244200494756.719
commercial lighting | Lamp: 100 Equivalent A19 Halogen | 2046 | FIXED_OM | REPLACEMENT | education | USD/gigalumen_year | us | us | 244200494756.719
commercial lighting | Lamp: 100 Equivalent A19 Halogen | 2046 | FIXED_OM | REPLACEMENT | food sales | USD/gigalumen_year | us | us | 244200494756.719
commercial lighting | Lamp: 100 Equivalent A19 Halogen | 2046 | FIXED_OM | REPLACEMENT | food service | USD/gigalumen_year | us | us | 244200494756.719
commercial lighting | Lamp: 100 Equivalent A19 Halogen | 2046 | FIXED_OM | REPLACEMENT | health | USD/gigalumen_year | us | us | 244200494756.719
commercial lighting | Lamp: 100 Equivalent A19 Halogen | 2046 | FIXED_OM | REPLACEMENT | lodging | USD/gigalumen_year | us | us | 244200494756.719
commercial lighting | Lamp: 100 Equivalent A19 Halogen | 2046 | FIXED_OM | REPLACEMENT | merc/service | USD/gigalumen_year | us | us | 244200494756.719
commercial lighting | Lamp: 100 Equivalent A19 Halogen | 2046 | FIXED_OM | REPLACEMENT | office-large | USD/gigalumen_year | us | us | 244200494756.719
commercial lighting | Lamp: 100 Equivalent A19 Halogen | 2046 | FIXED_OM | REPLACEMENT | office-small | USD/gigalumen_year | us | us | 244200494756.719
commercial lighting | Lamp: 100 Equivalent A19 Halogen | 2046 | FIXED_OM | REPLACEMENT | other | USD/gigalumen_year | us | us | 244200494756.719
commercial lighting | Lamp: 100 Equivalent A19 Halogen | 2046 | FIXED_OM | REPLACEMENT | warehouse | USD/gigalumen_year | us | us | 244200494756.719
commercial lighting | Lamp: 100 Equivalent A19 Halogen | 2047 | CAPITAL | NEW | assembly | USD/gigalumen_year | us | us | 3.3036e+12
commercial lighting | Lamp: 100 Equivalent A19 Halogen | 2047 | CAPITAL | NEW | education | USD/gigalumen_year | us | us | 3.3036e+12
commercial lighting | Lamp: 100 Equivalent A19 Halogen | 2047 | CAPITAL | NEW | food sales | USD/gigalumen_year | us | us | 3.3036e+12
commercial lighting | Lamp: 100 Equivalent A19 Halogen | 2047 | CAPITAL | NEW | food service | USD/gigalumen_year | us | us | 3.3036e+12
commercial lighting | Lamp: 100 Equivalent A19 Halogen | 2047 | CAPITAL | NEW | health | USD/gigalumen_year | us | us | 3.3036e+12
commercial lighting | Lamp: 100 Equivalent A19 Halogen | 2047 | CAPITAL | NEW | lodging | USD/gigalumen_year | us | us | 3.3036e+12
commercial lighting | Lamp: 100 Equivalent A19 Halogen | 2047 | CAPITAL | NEW | merc/service | USD/gigalumen_year | us | us | 3.3036e+12
commercial lighting | Lamp: 100 Equivalent A19 Halogen | 2047 | CAPITAL | NEW | office-large | USD/gigalumen_year | us | us | 3.3036e+12
commercial lighting | Lamp: 100 Equivalent A19 Halogen | 2047 | CAPITAL | NEW | office-small | USD/gigalumen_year | us | us | 3.3036e+12
commercial lighting | Lamp: 100 Equivalent A19 Halogen | 2047 | CAPITAL | NEW | other | USD/gigalumen_year | us | us | 3.3036e+12
commercial lighting | Lamp: 100 Equivalent A19 Halogen | 2047 | CAPITAL | NEW | warehouse | USD/gigalumen_year | us | us | 3.3036e+12
commercial lighting | Lamp: 100 Equivalent A19 Halogen | 2047 | CAPITAL | REPLACEMENT | assembly | USD/gigalumen_year | us | us | 3.3036e+12
commercial lighting | Lamp: 100 Equivalent A19 Halogen | 2047 | CAPITAL | REPLACEMENT | education | USD/gigalumen_year | us | us | 3.3036e+12
commercial lighting | Lamp: 100 Equivalent A19 Halogen | 2047 | CAPITAL | REPLACEMENT | food sales | USD/gigalumen_year | us | us | 3.3036e+12
commercial lighting | Lamp: 100 Equivalent A19 Halogen | 2047 | CAPITAL | REPLACEMENT | food service | USD/gigalumen_year | us | us | 3.3036e+12
commercial lighting | Lamp: 100 Equivalent A19 Halogen | 2047 | CAPITAL | REPLACEMENT | health | USD/gigalumen_year | us | us | 3.3036e+12
commercial lighting | Lamp: 100 Equivalent A19 Halogen | 2047 | CAPITAL | REPLACEMENT | lodging | USD/gigalumen_year | us | us | 3.3036e+12
commercial lighting | Lamp: 100 Equivalent A19 Halogen | 2047 | CAPITAL | REPLACEMENT | merc/service | USD/gigalumen_year | us | us | 3.3036e+12
commercial lighting | Lamp: 100 Equivalent A19 Halogen | 2047 | CAPITAL | REPLACEMENT | office-large | USD/gigalumen_year | us | us | 3.3036e+12
commercial lighting | Lamp: 100 Equivalent A19 Halogen | 2047 | CAPITAL | REPLACEMENT | office-small | USD/gigalumen_year | us | us | 3.3036e+12
commercial lighting | Lamp: 100 Equivalent A19 Halogen | 2047 | CAPITAL | REPLACEMENT | other | USD/gigalumen_year | us | us | 3.3036e+12
commercial lighting | Lamp: 100 Equivalent A19 Halogen | 2047 | CAPITAL | REPLACEMENT | warehouse | USD/gigalumen_year | us | us | 3.3036e+12
commercial lighting | Lamp: 100 Equivalent A19 Halogen | 2047 | FIXED_OM | NEW | assembly | USD/gigalumen_year | us | us | 244200494756.719
commercial lighting | Lamp: 100 Equivalent A19 Halogen | 2047 | FIXED_OM | NEW | education | USD/gigalumen_year | us | us | 244200494756.719
commercial lighting | Lamp: 100 Equivalent A19 Halogen | 2047 | FIXED_OM | NEW | food sales | USD/gigalumen_year | us | us | 244200494756.719
commercial lighting | Lamp: 100 Equivalent A19 Halogen | 2047 | FIXED_OM | NEW | food service | USD/gigalumen_year | us | us | 244200494756.719
commercial lighting | Lamp: 100 Equivalent A19 Halogen | 2047 | FIXED_OM | NEW | health | USD/gigalumen_year | us | us | 244200494756.719
commercial lighting | Lamp: 100 Equivalent A19 Halogen | 2047 | FIXED_OM | NEW | lodging | USD/gigalumen_year | us | us | 244200494756.719
commercial lighting | Lamp: 100 Equivalent A19 Halogen | 2047 | FIXED_OM | NEW | merc/service | USD/gigalumen_year | us | us | 244200494756.719
commercial lighting | Lamp: 100 Equivalent A19 Halogen | 2047 | FIXED_OM | NEW | office-large | USD/gigalumen_year | us | us | 244200494756.719
commercial lighting | Lamp: 100 Equivalent A19 Halogen | 2047 | FIXED_OM | NEW | office-small | USD/gigalumen_year | us | us | 244200494756.719
commercial lighting | Lamp: 100 Equivalent A19 Halogen | 2047 | FIXED_OM | NEW | other | USD/gigalumen_year | us | us | 244200494756.719
commercial lighting | Lamp: 100 Equivalent A19 Halogen | 2047 | FIXED_OM | NEW | warehouse | USD/gigalumen_year | us | us | 244200494756.719
commercial lighting | Lamp: 100 Equivalent A19 Halogen | 2047 | FIXED_OM | REPLACEMENT | assembly | USD/gigalumen_year | us | us | 244200494756.719
commercial lighting | Lamp: 100 Equivalent A19 Halogen | 2047 | FIXED_OM | REPLACEMENT | education | USD/gigalumen_year | us | us | 244200494756.719
commercial lighting | Lamp: 100 Equivalent A19 Halogen | 2047 | FIXED_OM | REPLACEMENT | food sales | USD/gigalumen_year | us | us | 244200494756.719
commercial lighting | Lamp: 100 Equivalent A19 Halogen | 2047 | FIXED_OM | REPLACEMENT | food service | USD/gigalumen_year | us | us | 244200494756.719
commercial lighting | Lamp: 100 Equivalent A19 Halogen | 2047 | FIXED_OM | REPLACEMENT | health | USD/gigalumen_year | us | us | 244200494756.719
commercial lighting | Lamp: 100 Equivalent A19 Halogen | 2047 | FIXED_OM | REPLACEMENT | lodging | USD/gigalumen_year | us | us | 244200494756.719
commercial lighting | Lamp: 100 Equivalent A19 Halogen | 2047 | FIXED_OM | REPLACEMENT | merc/service | USD/gigalumen_year | us | us | 244200494756.719
commercial lighting | Lamp: 100 Equivalent A19 Halogen | 2047 | FIXED_OM | REPLACEMENT | office-large | USD/gigalumen_year | us | us | 244200494756.719
commercial lighting | Lamp: 100 Equivalent A19 Halogen | 2047 | FIXED_OM | REPLACEMENT | office-small | USD/gigalumen_year | us | us | 244200494756.719
commercial lighting | Lamp: 100 Equivalent A19 Halogen | 2047 | FIXED_OM | REPLACEMENT | other | USD/gigalumen_year | us | us | 244200494756.719
commercial lighting | Lamp: 100 Equivalent A19 Halogen | 2047 | FIXED_OM | REPLACEMENT | warehouse | USD/gigalumen_year | us | us | 244200494756.719
commercial lighting | Lamp: 100 Equivalent A19 Halogen | 2048 | CAPITAL | NEW | assembly | USD/gigalumen_year | us | us | 3.3036e+12
commercial lighting | Lamp: 100 Equivalent A19 Halogen | 2048 | CAPITAL | NEW | education | USD/gigalumen_year | us | us | 3.3036e+12
commercial lighting | Lamp: 100 Equivalent A19 Halogen | 2048 | CAPITAL | NEW | food sales | USD/gigalumen_year | us | us | 3.3036e+12
commercial lighting | Lamp: 100 Equivalent A19 Halogen | 2048 | CAPITAL | NEW | food service | USD/gigalumen_year | us | us | 3.3036e+12
commercial lighting | Lamp: 100 Equivalent A19 Halogen | 2048 | CAPITAL | NEW | health | USD/gigalumen_year | us | us | 3.3036e+12
commercial lighting | Lamp: 100 Equivalent A19 Halogen | 2048 | CAPITAL | NEW | lodging | USD/gigalumen_year | us | us | 3.3036e+12
commercial lighting | Lamp: 100 Equivalent A19 Halogen | 2048 | CAPITAL | NEW | merc/service | USD/gigalumen_year | us | us | 3.3036e+12
commercial lighting | Lamp: 100 Equivalent A19 Halogen | 2048 | CAPITAL | NEW | office-large | USD/gigalumen_year | us | us | 3.3036e+12
commercial lighting | Lamp: 100 Equivalent A19 Halogen | 2048 | CAPITAL | NEW | office-small | USD/gigalumen_year | us | us | 3.3036e+12
commercial lighting | Lamp: 100 Equivalent A19 Halogen | 2048 | CAPITAL | NEW | other | USD/gigalumen_year | us | us | 3.3036e+12
commercial lighting | Lamp: 100 Equivalent A19 Halogen | 2048 | CAPITAL | NEW | warehouse | USD/gigalumen_year | us | us | 3.3036e+12
commercial lighting | Lamp: 100 Equivalent A19 Halogen | 2048 | CAPITAL | REPLACEMENT | assembly | USD/gigalumen_year | us | us | 3.3036e+12
commercial lighting | Lamp: 100 Equivalent A19 Halogen | 2048 | CAPITAL | REPLACEMENT | education | USD/gigalumen_year | us | us | 3.3036e+12
commercial lighting | Lamp: 100 Equivalent A19 Halogen | 2048 | CAPITAL | REPLACEMENT | food sales | USD/gigalumen_year | us | us | 3.3036e+12
commercial lighting | Lamp: 100 Equivalent A19 Halogen | 2048 | CAPITAL | REPLACEMENT | food service | USD/gigalumen_year | us | us | 3.3036e+12
commercial lighting | Lamp: 100 Equivalent A19 Halogen | 2048 | CAPITAL | REPLACEMENT | health | USD/gigalumen_year | us | us | 3.3036e+12
commercial lighting | Lamp: 100 Equivalent A19 Halogen | 2048 | CAPITAL | REPLACEMENT | lodging | USD/gigalumen_year | us | us | 3.3036e+12
commercial lighting | Lamp: 100 Equivalent A19 Halogen | 2048 | CAPITAL | REPLACEMENT | merc/service | USD/gigalumen_year | us | us | 3.3036e+12
commercial lighting | Lamp: 100 Equivalent A19 Halogen | 2048 | CAPITAL | REPLACEMENT | office-large | USD/gigalumen_year | us | us | 3.3036e+12
commercial lighting | Lamp: 100 Equivalent A19 Halogen | 2048 | CAPITAL | REPLACEMENT | office-small | USD/gigalumen_year | us | us | 3.3036e+12
commercial lighting | Lamp: 100 Equivalent A19 Halogen | 2048 | CAPITAL | REPLACEMENT | other | USD/gigalumen_year | us | us | 3.3036e+12
commercial lighting | Lamp: 100 Equivalent A19 Halogen | 2048 | CAPITAL | REPLACEMENT | warehouse | USD/gigalumen_year | us | us | 3.3036e+12
commercial lighting | Lamp: 100 Equivalent A19 Halogen | 2048 | FIXED_OM | NEW | assembly | USD/gigalumen_year | us | us | 244200494756.719
commercial lighting | Lamp: 100 Equivalent A19 Halogen | 2048 | FIXED_OM | NEW | education | USD/gigalumen_year | us | us | 244200494756.719
commercial lighting | Lamp: 100 Equivalent A19 Halogen | 2048 | FIXED_OM | NEW | food sales | USD/gigalumen_year | us | us | 244200494756.719
commercial lighting | Lamp: 100 Equivalent A19 Halogen | 2048 | FIXED_OM | NEW | food service | USD/gigalumen_year | us | us | 244200494756.719
commercial lighting | Lamp: 100 Equivalent A19 Halogen | 2048 | FIXED_OM | NEW | health | USD/gigalumen_year | us | us | 244200494756.719
commercial lighting | Lamp: 100 Equivalent A19 Halogen | 2048 | FIXED_OM | NEW | lodging | USD/gigalumen_year | us | us | 244200494756.719
commercial lighting | Lamp: 100 Equivalent A19 Halogen | 2048 | FIXED_OM | NEW | merc/service | USD/gigalumen_year | us | us | 244200494756.719
commercial lighting | Lamp: 100 Equivalent A19 Halogen | 2048 | FIXED_OM | NEW | office-large | USD/gigalumen_year | us | us | 244200494756.719
commercial lighting | Lamp: 100 Equivalent A19 Halogen | 2048 | FIXED_OM | NEW | office-small | USD/gigalumen_year | us | us | 244200494756.719
commercial lighting | Lamp: 100 Equivalent A19 Halogen | 2048 | FIXED_OM | NEW | other | USD/gigalumen_year | us | us | 244200494756.719
commercial lighting | Lamp: 100 Equivalent A19 Halogen | 2048 | FIXED_OM | NEW | warehouse | USD/gigalumen_year | us | us | 244200494756.719
commercial lighting | Lamp: 100 Equivalent A19 Halogen | 2048 | FIXED_OM | REPLACEMENT | assembly | USD/gigalumen_year | us | us | 244200494756.719
commercial lighting | Lamp: 100 Equivalent A19 Halogen | 2048 | FIXED_OM | REPLACEMENT | education | USD/gigalumen_year | us | us | 244200494756.719
commercial lighting | Lamp: 100 Equivalent A19 Halogen | 2048 | FIXED_OM | REPLACEMENT | food sales | USD/gigalumen_year | us | us | 244200494756.719
commercial lighting | Lamp: 100 Equivalent A19 Halogen | 2048 | FIXED_OM | REPLACEMENT | food service | USD/gigalumen_year | us | us | 244200494756.719
commercial lighting | Lamp: 100 Equivalent A19 Halogen | 2048 | FIXED_OM | REPLACEMENT | health | USD/gigalumen_year | us | us | 244200494756.719
commercial lighting | Lamp: 100 Equivalent A19 Halogen | 2048 | FIXED_OM | REPLACEMENT | lodging | USD/gigalumen_year | us | us | 244200494756.719
commercial lighting | Lamp: 100 Equivalent A19 Halogen | 2048 | FIXED_OM | REPLACEMENT | merc/service | USD/gigalumen_year | us | us | 244200494756.719
commercial lighting | Lamp: 100 Equivalent A19 Halogen | 2048 | FIXED_OM | REPLACEMENT | office-large | USD/gigalumen_year | us | us | 244200494756.719
commercial lighting | Lamp: 100 Equivalent A19 Halogen | 2048 | FIXED_OM | REPLACEMENT | office-small | USD/gigalumen_year | us | us | 244200494756.719
commercial lighting | Lamp: 100 Equivalent A19 Halogen | 2048 | FIXED_OM | REPLACEMENT | other | USD/gigalumen_year | us | us | 244200494756.719
commercial lighting | Lamp: 100 Equivalent A19 Halogen | 2048 | FIXED_OM | REPLACEMENT | warehouse | USD/gigalumen_year | us | us | 244200494756.719
commercial lighting | Lamp: 100 Equivalent A19 Halogen | 2049 | CAPITAL | NEW | assembly | USD/gigalumen_year | us | us | 3.3036e+12
commercial lighting | Lamp: 100 Equivalent A19 Halogen | 2049 | CAPITAL | NEW | education | USD/gigalumen_year | us | us | 3.3036e+12
commercial lighting | Lamp: 100 Equivalent A19 Halogen | 2049 | CAPITAL | NEW | food sales | USD/gigalumen_year | us | us | 3.3036e+12
commercial lighting | Lamp: 100 Equivalent A19 Halogen | 2049 | CAPITAL | NEW | food service | USD/gigalumen_year | us | us | 3.3036e+12
commercial lighting | Lamp: 100 Equivalent A19 Halogen | 2049 | CAPITAL | NEW | health | USD/gigalumen_year | us | us | 3.3036e+12
commercial lighting | Lamp: 100 Equivalent A19 Halogen | 2049 | CAPITAL | NEW | lodging | USD/gigalumen_year | us | us | 3.3036e+12
commercial lighting | Lamp: 100 Equivalent A19 Halogen | 2049 | CAPITAL | NEW | merc/service | USD/gigalumen_year | us | us | 3.3036e+12
commercial lighting | Lamp: 100 Equivalent A19 Halogen | 2049 | CAPITAL | NEW | office-large | USD/gigalumen_year | us | us | 3.3036e+12
commercial lighting | Lamp: 100 Equivalent A19 Halogen | 2049 | CAPITAL | NEW | office-small | USD/gigalumen_year | us | us | 3.3036e+12
commercial lighting | Lamp: 100 Equivalent A19 Halogen | 2049 | CAPITAL | NEW | other | USD/gigalumen_year | us | us | 3.3036e+12
commercial lighting | Lamp: 100 Equivalent A19 Halogen | 2049 | CAPITAL | NEW | warehouse | USD/gigalumen_year | us | us | 3.3036e+12
commercial lighting | Lamp: 100 Equivalent A19 Halogen | 2049 | CAPITAL | REPLACEMENT | assembly | USD/gigalumen_year | us | us | 3.3036e+12
commercial lighting | Lamp: 100 Equivalent A19 Halogen | 2049 | CAPITAL | REPLACEMENT | education | USD/gigalumen_year | us | us | 3.3036e+12
commercial lighting | Lamp: 100 Equivalent A19 Halogen | 2049 | CAPITAL | REPLACEMENT | food sales | USD/gigalumen_year | us | us | 3.3036e+12
commercial lighting | Lamp: 100 Equivalent A19 Halogen | 2049 | CAPITAL | REPLACEMENT | food service | USD/gigalumen_year | us | us | 3.3036e+12
commercial lighting | Lamp: 100 Equivalent A19 Halogen | 2049 | CAPITAL | REPLACEMENT | health | USD/gigalumen_year | us | us | 3.3036e+12
commercial lighting | Lamp: 100 Equivalent A19 Halogen | 2049 | CAPITAL | REPLACEMENT | lodging | USD/gigalumen_year | us | us | 3.3036e+12
commercial lighting | Lamp: 100 Equivalent A19 Halogen | 2049 | CAPITAL | REPLACEMENT | merc/service | USD/gigalumen_year | us | us | 3.3036e+12
commercial lighting | Lamp: 100 Equivalent A19 Halogen | 2049 | CAPITAL | REPLACEMENT | office-large | USD/gigalumen_year | us | us | 3.3036e+12
commercial lighting | Lamp: 100 Equivalent A19 Halogen | 2049 | CAPITAL | REPLACEMENT | office-small | USD/gigalumen_year | us | us | 3.3036e+12
commercial lighting | Lamp: 100 Equivalent A19 Halogen | 2049 | CAPITAL | REPLACEMENT | other | USD/gigalumen_year | us | us | 3.3036e+12
commercial lighting | Lamp: 100 Equivalent A19 Halogen | 2049 | CAPITAL | REPLACEMENT | warehouse | USD/gigalumen_year | us | us | 3.3036e+12
commercial lighting | Lamp: 100 Equivalent A19 Halogen | 2049 | FIXED_OM | NEW | assembly | USD/gigalumen_year | us | us | 244200494756.719
commercial lighting | Lamp: 100 Equivalent A19 Halogen | 2049 | FIXED_OM | NEW | education | USD/gigalumen_year | us | us | 244200494756.719
commercial lighting | Lamp: 100 Equivalent A19 Halogen | 2049 | FIXED_OM | NEW | food sales | USD/gigalumen_year | us | us | 244200494756.719
commercial lighting | Lamp: 100 Equivalent A19 Halogen | 2049 | FIXED_OM | NEW | food service | USD/gigalumen_year | us | us | 244200494756.719
commercial lighting | Lamp: 100 Equivalent A19 Halogen | 2049 | FIXED_OM | NEW | health | USD/gigalumen_year | us | us | 244200494756.719
commercial lighting | Lamp: 100 Equivalent A19 Halogen | 2049 | FIXED_OM | NEW | lodging | USD/gigalumen_year | us | us | 244200494756.719
commercial lighting | Lamp: 100 Equivalent A19 Halogen | 2049 | FIXED_OM | NEW | merc/service | USD/gigalumen_year | us | us | 244200494756.719
commercial lighting | Lamp: 100 Equivalent A19 Halogen | 2049 | FIXED_OM | NEW | office-large | USD/gigalumen_year | us | us | 244200494756.719
commercial lighting | Lamp: 100 Equivalent A19 Halogen | 2049 | FIXED_OM | NEW | office-small | USD/gigalumen_year | us | us | 244200494756.719
commercial lighting | Lamp: 100 Equivalent A19 Halogen | 2049 | FIXED_OM | NEW | other | USD/gigalumen_year | us | us | 244200494756.719
commercial lighting | Lamp: 100 Equivalent A19 Halogen | 2049 | FIXED_OM | NEW | warehouse | USD/gigalumen_year | us | us | 244200494756.719
commercial lighting | Lamp: 100 Equivalent A19 Halogen | 2049 | FIXED_OM | REPLACEMENT | assembly | USD/gigalumen_year | us | us | 244200494756.719
commercial lighting | Lamp: 100 Equivalent A19 Halogen | 2049 | FIXED_OM | REPLACEMENT | education | USD/gigalumen_year | us | us | 244200494756.719
commercial lighting | Lamp: 100 Equivalent A19 Halogen | 2049 | FIXED_OM | REPLACEMENT | food sales | USD/gigalumen_year | us | us | 244200494756.719
commercial lighting | Lamp: 100 Equivalent A19 Halogen | 2049 | FIXED_OM | REPLACEMENT | food service | USD/gigalumen_year | us | us | 244200494756.719
commercial lighting | Lamp: 100 Equivalent A19 Halogen | 2049 | FIXED_OM | REPLACEMENT | health | USD/gigalumen_year | us | us | 244200494756.719
commercial lighting | Lamp: 100 Equivalent A19 Halogen | 2049 | FIXED_OM | REPLACEMENT | lodging | USD/gigalumen_year | us | us | 244200494756.719
commercial lighting | Lamp: 100 Equivalent A19 Halogen | 2049 | FIXED_OM | REPLACEMENT | merc/service | USD/gigalumen_year | us | us | 244200494756.719
commercial lighting | Lamp: 100 Equivalent A19 Halogen | 2049 | FIXED_OM | REPLACEMENT | office-large | USD/gigalumen_year | us | us | 244200494756.719
commercial lighting | Lamp: 100 Equivalent A19 Halogen | 2049 | FIXED_OM | REPLACEMENT | office-small | USD/gigalumen_year | us | us | 244200494756.719
commercial lighting | Lamp: 100 Equivalent A19 Halogen | 2049 | FIXED_OM | REPLACEMENT | other | USD/gigalumen_year | us | us | 244200494756.719
commercial lighting | Lamp: 100 Equivalent A19 Halogen | 2049 | FIXED_OM | REPLACEMENT | warehouse | USD/gigalumen_year | us | us | 244200494756.719
commercial lighting | Lamp: 100 Equivalent A19 Halogen | 2050 | CAPITAL | NEW | assembly | USD/gigalumen_year | us | us | 3.3036e+12
commercial lighting | Lamp: 100 Equivalent A19 Halogen | 2050 | CAPITAL | NEW | education | USD/gigalumen_year | us | us | 3.3036e+12
commercial lighting | Lamp: 100 Equivalent A19 Halogen | 2050 | CAPITAL | NEW | food sales | USD/gigalumen_year | us | us | 3.3036e+12
commercial lighting | Lamp: 100 Equivalent A19 Halogen | 2050 | CAPITAL | NEW | food service | USD/gigalumen_year | us | us | 3.3036e+12
commercial lighting | Lamp: 100 Equivalent A19 Halogen | 2050 | CAPITAL | NEW | health | USD/gigalumen_year | us | us | 3.3036e+12
commercial lighting | Lamp: 100 Equivalent A19 Halogen | 2050 | CAPITAL | NEW | lodging | USD/gigalumen_year | us | us | 3.3036e+12
commercial lighting | Lamp: 100 Equivalent A19 Halogen | 2050 | CAPITAL | NEW | merc/service | USD/gigalumen_year | us | us | 3.3036e+12
commercial lighting | Lamp: 100 Equivalent A19 Halogen | 2050 | CAPITAL | NEW | office-large | USD/gigalumen_year | us | us | 3.3036e+12
commercial lighting | Lamp: 100 Equivalent A19 Halogen | 2050 | CAPITAL | NEW | office-small | USD/gigalumen_year | us | us | 3.3036e+12
commercial lighting | Lamp: 100 Equivalent A19 Halogen | 2050 | CAPITAL | NEW | other | USD/gigalumen_year | us | us | 3.3036e+12
commercial lighting | Lamp: 100 Equivalent A19 Halogen | 2050 | CAPITAL | NEW | warehouse | USD/gigalumen_year | us | us | 3.3036e+12
commercial lighting | Lamp: 100 Equivalent A19 Halogen | 2050 | CAPITAL | REPLACEMENT | assembly | USD/gigalumen_year | us | us | 3.3036e+12
commercial lighting | Lamp: 100 Equivalent A19 Halogen | 2050 | CAPITAL | REPLACEMENT | education | USD/gigalumen_year | us | us | 3.3036e+12
commercial lighting | Lamp: 100 Equivalent A19 Halogen | 2050 | CAPITAL | REPLACEMENT | food sales | USD/gigalumen_year | us | us | 3.3036e+12
commercial lighting | Lamp: 100 Equivalent A19 Halogen | 2050 | CAPITAL | REPLACEMENT | food service | USD/gigalumen_year | us | us | 3.3036e+12
commercial lighting | Lamp: 100 Equivalent A19 Halogen | 2050 | CAPITAL | REPLACEMENT | health | USD/gigalumen_year | us | us | 3.3036e+12
commercial lighting | Lamp: 100 Equivalent A19 Halogen | 2050 | CAPITAL | REPLACEMENT | lodging | USD/gigalumen_year | us | us | 3.3036e+12
commercial lighting | Lamp: 100 Equivalent A19 Halogen | 2050 | CAPITAL | REPLACEMENT | merc/service | USD/gigalumen_year | us | us | 3.3036e+12
commercial lighting | Lamp: 100 Equivalent A19 Halogen | 2050 | CAPITAL | REPLACEMENT | office-large | USD/gigalumen_year | us | us | 3.3036e+12
commercial lighting | Lamp: 100 Equivalent A19 Halogen | 2050 | CAPITAL | REPLACEMENT | office-small | USD/gigalumen_year | us | us | 3.3036e+12
commercial lighting | Lamp: 100 Equivalent A19 Halogen | 2050 | CAPITAL | REPLACEMENT | other | USD/gigalumen_year | us | us | 3.3036e+12
commercial lighting | Lamp: 100 Equivalent A19 Halogen | 2050 | CAPITAL | REPLACEMENT | warehouse | USD/gigalumen_year | us | us | 3.3036e+12
commercial lighting | Lamp: 100 Equivalent A19 Halogen | 2050 | FIXED_OM | NEW | assembly | USD/gigalumen_year | us | us | 244200494756.719
commercial lighting | Lamp: 100 Equivalent A19 Halogen | 2050 | FIXED_OM | NEW | education | USD/gigalumen_year | us | us | 244200494756.719
commercial lighting | Lamp: 100 Equivalent A19 Halogen | 2050 | FIXED_OM | NEW | food sales | USD/gigalumen_year | us | us | 244200494756.719
commercial lighting | Lamp: 100 Equivalent A19 Halogen | 2050 | FIXED_OM | NEW | food service | USD/gigalumen_year | us | us | 244200494756.719
commercial lighting | Lamp: 100 Equivalent A19 Halogen | 2050 | FIXED_OM | NEW | health | USD/gigalumen_year | us | us | 244200494756.719
commercial lighting | Lamp: 100 Equivalent A19 Halogen | 2050 | FIXED_OM | NEW | lodging | USD/gigalumen_year | us | us | 244200494756.719
commercial lighting | Lamp: 100 Equivalent A19 Halogen | 2050 | FIXED_OM | NEW | merc/service | USD/gigalumen_year | us | us | 244200494756.719
commercial lighting | Lamp: 100 Equivalent A19 Halogen | 2050 | FIXED_OM | NEW | office-large | USD/gigalumen_year | us | us | 244200494756.719
commercial lighting | Lamp: 100 Equivalent A19 Halogen | 2050 | FIXED_OM | NEW | office-small | USD/gigalumen_year | us | us | 244200494756.719
commercial lighting | Lamp: 100 Equivalent A19 Halogen | 2050 | FIXED_OM | NEW | other | USD/gigalumen_year | us | us | 244200494756.719
commercial lighting | Lamp: 100 Equivalent A19 Halogen | 2050 | FIXED_OM | NEW | warehouse | USD/gigalumen_year | us | us | 244200494756.719
commercial lighting | Lamp: 100 Equivalent A19 Halogen | 2050 | FIXED_OM | REPLACEMENT | assembly | USD/gigalumen_year | us | us | 244200494756.719
commercial lighting | Lamp: 100 Equivalent A19 Halogen | 2050 | FIXED_OM | REPLACEMENT | education | USD/gigalumen_year | us | us | 244200494756.719
commercial lighting | Lamp: 100 Equivalent A19 Halogen | 2050 | FIXED_OM | REPLACEMENT | food sales | USD/gigalumen_year | us | us | 244200494756.719
commercial lighting | Lamp: 100 Equivalent A19 Halogen | 2050 | FIXED_OM | REPLACEMENT | food service | USD/gigalumen_year | us | us | 244200494756.719
commercial lighting | Lamp: 100 Equivalent A19 Halogen | 2050 | FIXED_OM | REPLACEMENT | health | USD/gigalumen_year | us | us | 244200494756.719
commercial lighting | Lamp: 100 Equivalent A19 Halogen | 2050 | FIXED_OM | REPLACEMENT | lodging | USD/gigalumen_year | us | us | 244200494756.719
commercial lighting | Lamp: 100 Equivalent A19 Halogen | 2050 | FIXED_OM | REPLACEMENT | merc/service | USD/gigalumen_year | us | us | 244200494756.719
commercial lighting | Lamp: 100 Equivalent A19 Halogen | 2050 | FIXED_OM | REPLACEMENT | office-large | USD/gigalumen_year | us | us | 244200494756.719
commercial lighting | Lamp: 100 Equivalent A19 Halogen | 2050 | FIXED_OM | REPLACEMENT | office-small | USD/gigalumen_year | us | us | 244200494756.719
commercial lighting | Lamp: 100 Equivalent A19 Halogen | 2050 | FIXED_OM | REPLACEMENT | other | USD/gigalumen_year | us | us | 244200494756.719
commercial lighting | Lamp: 100 Equivalent A19 Halogen | 2050 | FIXED_OM | REPLACEMENT | warehouse | USD/gigalumen_year | us | us | 244200494756.719
commercial lighting | Lamp: 100W A19 Incandescent | 2020 | CAPITAL | NEW | assembly | USD/gigalumen_year | us | us | 928131007005.337
commercial lighting | Lamp: 100W A19 Incandescent | 2020 | CAPITAL | NEW | education | USD/gigalumen_year | us | us | 928131007005.337
commercial lighting | Lamp: 100W A19 Incandescent | 2020 | CAPITAL | NEW | food sales | USD/gigalumen_year | us | us | 928131007005.337
commercial lighting | Lamp: 100W A19 Incandescent | 2020 | CAPITAL | NEW | food service | USD/gigalumen_year | us | us | 928131007005.337
commercial lighting | Lamp: 100W A19 Incandescent | 2020 | CAPITAL | NEW | health | USD/gigalumen_year | us | us | 928131007005.337
commercial lighting | Lamp: 100W A19 Incandescent | 2020 | CAPITAL | NEW | lodging | USD/gigalumen_year | us | us | 928131007005.337
commercial lighting | Lamp: 100W A19 Incandescent | 2020 | CAPITAL | NEW | merc/service | USD/gigalumen_year | us | us | 928131007005.337
commercial lighting | Lamp: 100W A19 Incandescent | 2020 | CAPITAL | NEW | office-large | USD/gigalumen_year | us | us | 928131007005.337
commercial lighting | Lamp: 100W A19 Incandescent | 2020 | CAPITAL | NEW | office-small | USD/gigalumen_year | us | us | 928131007005.337
commercial lighting | Lamp: 100W A19 Incandescent | 2020 | CAPITAL | NEW | other | USD/gigalumen_year | us | us | 928131007005.337
commercial lighting | Lamp: 100W A19 Incandescent | 2020 | CAPITAL | NEW | warehouse | USD/gigalumen_year | us | us | 928131007005.337
commercial lighting | Lamp: 100W A19 Incandescent | 2020 | CAPITAL | REPLACEMENT | assembly | USD/gigalumen_year | us | us | 928131007005.337
commercial lighting | Lamp: 100W A19 Incandescent | 2020 | CAPITAL | REPLACEMENT | education | USD/gigalumen_year | us | us | 928131007005.337
commercial lighting | Lamp: 100W A19 Incandescent | 2020 | CAPITAL | REPLACEMENT | food sales | USD/gigalumen_year | us | us | 928131007005.337
commercial lighting | Lamp: 100W A19 Incandescent | 2020 | CAPITAL | REPLACEMENT | food service | USD/gigalumen_year | us | us | 928131007005.337
commercial lighting | Lamp: 100W A19 Incandescent | 2020 | CAPITAL | REPLACEMENT | health | USD/gigalumen_year | us | us | 928131007005.337
commercial lighting | Lamp: 100W A19 Incandescent | 2020 | CAPITAL | REPLACEMENT | lodging | USD/gigalumen_year | us | us | 928131007005.337
commercial lighting | Lamp: 100W A19 Incandescent | 2020 | CAPITAL | REPLACEMENT | merc/service | USD/gigalumen_year | us | us | 928131007005.337
commercial lighting | Lamp: 100W A19 Incandescent | 2020 | CAPITAL | REPLACEMENT | office-large | USD/gigalumen_year | us | us | 928131007005.337
commercial lighting | Lamp: 100W A19 Incandescent | 2020 | CAPITAL | REPLACEMENT | office-small | USD/gigalumen_year | us | us | 928131007005.337
commercial lighting | Lamp: 100W A19 Incandescent | 2020 | CAPITAL | REPLACEMENT | other | USD/gigalumen_year | us | us | 928131007005.337
commercial lighting | Lamp: 100W A19 Incandescent | 2020 | CAPITAL | REPLACEMENT | warehouse | USD/gigalumen_year | us | us | 928131007005.337
commercial lighting | Lamp: 100W A19 Incandescent | 2020 | FIXED_OM | NEW | assembly | USD/gigalumen_year | us | us | 216576429555.304
commercial lighting | Lamp: 100W A19 Incandescent | 2020 | FIXED_OM | NEW | education | USD/gigalumen_year | us | us | 216576429555.304
commercial lighting | Lamp: 100W A19 Incandescent | 2020 | FIXED_OM | NEW | food sales | USD/gigalumen_year | us | us | 216576429555.304
commercial lighting | Lamp: 100W A19 Incandescent | 2020 | FIXED_OM | NEW | food service | USD/gigalumen_year | us | us | 216576429555.304
commercial lighting | Lamp: 100W A19 Incandescent | 2020 | FIXED_OM | NEW | health | USD/gigalumen_year | us | us | 216576429555.304
commercial lighting | Lamp: 100W A19 Incandescent | 2020 | FIXED_OM | NEW | lodging | USD/gigalumen_year | us | us | 216576429555.304
commercial lighting | Lamp: 100W A19 Incandescent | 2020 | FIXED_OM | NEW | merc/service | USD/gigalumen_year | us | us | 216576429555.304
commercial lighting | Lamp: 100W A19 Incandescent | 2020 | FIXED_OM | NEW | office-large | USD/gigalumen_year | us | us | 216576429555.304
commercial lighting | Lamp: 100W A19 Incandescent | 2020 | FIXED_OM | NEW | office-small | USD/gigalumen_year | us | us | 216576429555.304
commercial lighting | Lamp: 100W A19 Incandescent | 2020 | FIXED_OM | NEW | other | USD/gigalumen_year | us | us | 216576429555.304
commercial lighting | Lamp: 100W A19 Incandescent | 2020 | FIXED_OM | NEW | warehouse | USD/gigalumen_year | us | us | 216576429555.304
commercial lighting | Lamp: 100W A19 Incandescent | 2020 | FIXED_OM | REPLACEMENT | assembly | USD/gigalumen_year | us | us | 216576429555.304
commercial lighting | Lamp: 100W A19 Incandescent | 2020 | FIXED_OM | REPLACEMENT | education | USD/gigalumen_year | us | us | 216576429555.304
commercial lighting | Lamp: 100W A19 Incandescent | 2020 | FIXED_OM | REPLACEMENT | food sales | USD/gigalumen_year | us | us | 216576429555.304
commercial lighting | Lamp: 100W A19 Incandescent | 2020 | FIXED_OM | REPLACEMENT | food service | USD/gigalumen_year | us | us | 216576429555.304
commercial lighting | Lamp: 100W A19 Incandescent | 2020 | FIXED_OM | REPLACEMENT | health | USD/gigalumen_year | us | us | 216576429555.304
commercial lighting | Lamp: 100W A19 Incandescent | 2020 | FIXED_OM | REPLACEMENT | lodging | USD/gigalumen_year | us | us | 216576429555.304
commercial lighting | Lamp: 100W A19 Incandescent | 2020 | FIXED_OM | REPLACEMENT | merc/service | USD/gigalumen_year | us | us | 216576429555.304
commercial lighting | Lamp: 100W A19 Incandescent | 2020 | FIXED_OM | REPLACEMENT | office-large | USD/gigalumen_year | us | us | 216576429555.304
commercial lighting | Lamp: 100W A19 Incandescent | 2020 | FIXED_OM | REPLACEMENT | office-small | USD/gigalumen_year | us | us | 216576429555.304
commercial lighting | Lamp: 100W A19 Incandescent | 2020 | FIXED_OM | REPLACEMENT | other | USD/gigalumen_year | us | us | 216576429555.304
commercial lighting | Lamp: 100W A19 Incandescent | 2020 | FIXED_OM | REPLACEMENT | warehouse | USD/gigalumen_year | us | us | 216576429555.304
commercial lighting | Lamp: 100W A19 Incandescent | 2021 | CAPITAL | NEW | assembly | USD/gigalumen_year | us | us | 928131007005.337
commercial lighting | Lamp: 100W A19 Incandescent | 2021 | CAPITAL | NEW | education | USD/gigalumen_year | us | us | 928131007005.337
commercial lighting | Lamp: 100W A19 Incandescent | 2021 | CAPITAL | NEW | food sales | USD/gigalumen_year | us | us | 928131007005.337
commercial lighting | Lamp: 100W A19 Incandescent | 2021 | CAPITAL | NEW | food service | USD/gigalumen_year | us | us | 928131007005.337
commercial lighting | Lamp: 100W A19 Incandescent | 2021 | CAPITAL | NEW | health | USD/gigalumen_year | us | us | 928131007005.337
commercial lighting | Lamp: 100W A19 Incandescent | 2021 | CAPITAL | NEW | lodging | USD/gigalumen_year | us | us | 928131007005.337
commercial lighting | Lamp: 100W A19 Incandescent | 2021 | CAPITAL | NEW | merc/service | USD/gigalumen_year | us | us | 928131007005.337
commercial lighting | Lamp: 100W A19 Incandescent | 2021 | CAPITAL | NEW | office-large | USD/gigalumen_year | us | us | 928131007005.337
commercial lighting | Lamp: 100W A19 Incandescent | 2021 | CAPITAL | NEW | office-small | USD/gigalumen_year | us | us | 928131007005.337
commercial lighting | Lamp: 100W A19 Incandescent | 2021 | CAPITAL | NEW | other | USD/gigalumen_year | us | us | 928131007005.337
commercial lighting | Lamp: 100W A19 Incandescent | 2021 | CAPITAL | NEW | warehouse | USD/gigalumen_year | us | us | 928131007005.337
commercial lighting | Lamp: 100W A19 Incandescent | 2021 | CAPITAL | REPLACEMENT | assembly | USD/gigalumen_year | us | us | 928131007005.337
commercial lighting | Lamp: 100W A19 Incandescent | 2021 | CAPITAL | REPLACEMENT | education | USD/gigalumen_year | us | us | 928131007005.337
commercial lighting | Lamp: 100W A19 Incandescent | 2021 | CAPITAL | REPLACEMENT | food sales | USD/gigalumen_year | us | us | 928131007005.337
commercial lighting | Lamp: 100W A19 Incandescent | 2021 | CAPITAL | REPLACEMENT | food service | USD/gigalumen_year | us | us | 928131007005.337
commercial lighting | Lamp: 100W A19 Incandescent | 2021 | CAPITAL | REPLACEMENT | health | USD/gigalumen_year | us | us | 928131007005.337
commercial lighting | Lamp: 100W A19 Incandescent | 2021 | CAPITAL | REPLACEMENT | lodging | USD/gigalumen_year | us | us | 928131007005.337
commercial lighting | Lamp: 100W A19 Incandescent | 2021 | CAPITAL | REPLACEMENT | merc/service | USD/gigalumen_year | us | us | 928131007005.337
commercial lighting | Lamp: 100W A19 Incandescent | 2021 | CAPITAL | REPLACEMENT | office-large | USD/gigalumen_year | us | us | 928131007005.337
commercial lighting | Lamp: 100W A19 Incandescent | 2021 | CAPITAL | REPLACEMENT | office-small | USD/gigalumen_year | us | us | 928131007005.337
commercial lighting | Lamp: 100W A19 Incandescent | 2021 | CAPITAL | REPLACEMENT | other | USD/gigalumen_year | us | us | 928131007005.337
commercial lighting | Lamp: 100W A19 Incandescent | 2021 | CAPITAL | REPLACEMENT | warehouse | USD/gigalumen_year | us | us | 928131007005.337
commercial lighting | Lamp: 100W A19 Incandescent | 2021 | FIXED_OM | NEW | assembly | USD/gigalumen_year | us | us | 216576429555.304
commercial lighting | Lamp: 100W A19 Incandescent | 2021 | FIXED_OM | NEW | education | USD/gigalumen_year | us | us | 216576429555.304
commercial lighting | Lamp: 100W A19 Incandescent | 2021 | FIXED_OM | NEW | food sales | USD/gigalumen_year | us | us | 216576429555.304
commercial lighting | Lamp: 100W A19 Incandescent | 2021 | FIXED_OM | NEW | food service | USD/gigalumen_year | us | us | 216576429555.304
commercial lighting | Lamp: 100W A19 Incandescent | 2021 | FIXED_OM | NEW | health | USD/gigalumen_year | us | us | 216576429555.304
commercial lighting | Lamp: 100W A19 Incandescent | 2021 | FIXED_OM | NEW | lodging | USD/gigalumen_year | us | us | 216576429555.304
commercial lighting | Lamp: 100W A19 Incandescent | 2021 | FIXED_OM | NEW | merc/service | USD/gigalumen_year | us | us | 216576429555.304
commercial lighting | Lamp: 100W A19 Incandescent | 2021 | FIXED_OM | NEW | office-large | USD/gigalumen_year | us | us | 216576429555.304
commercial lighting | Lamp: 100W A19 Incandescent | 2021 | FIXED_OM | NEW | office-small | USD/gigalumen_year | us | us | 216576429555.304
commercial lighting | Lamp: 100W A19 Incandescent | 2021 | FIXED_OM | NEW | other | USD/gigalumen_year | us | us | 216576429555.304
commercial lighting | Lamp: 100W A19 Incandescent | 2021 | FIXED_OM | NEW | warehouse | USD/gigalumen_year | us | us | 216576429555.304
commercial lighting | Lamp: 100W A19 Incandescent | 2021 | FIXED_OM | REPLACEMENT | assembly | USD/gigalumen_year | us | us | 216576429555.304
commercial lighting | Lamp: 100W A19 Incandescent | 2021 | FIXED_OM | REPLACEMENT | education | USD/gigalumen_year | us | us | 216576429555.304
commercial lighting | Lamp: 100W A19 Incandescent | 2021 | FIXED_OM | REPLACEMENT | food sales | USD/gigalumen_year | us | us | 216576429555.304
commercial lighting | Lamp: 100W A19 Incandescent | 2021 | FIXED_OM | REPLACEMENT | food service | USD/gigalumen_year | us | us | 216576429555.304
commercial lighting | Lamp: 100W A19 Incandescent | 2021 | FIXED_OM | REPLACEMENT | health | USD/gigalumen_year | us | us | 216576429555.304
commercial lighting | Lamp: 100W A19 Incandescent | 2021 | FIXED_OM | REPLACEMENT | lodging | USD/gigalumen_year | us | us | 216576429555.304
commercial lighting | Lamp: 100W A19 Incandescent | 2021 | FIXED_OM | REPLACEMENT | merc/service | USD/gigalumen_year | us | us | 216576429555.304
commercial lighting | Lamp: 100W A19 Incandescent | 2021 | FIXED_OM | REPLACEMENT | office-large | USD/gigalumen_year | us | us | 216576429555.304
commercial lighting | Lamp: 100W A19 Incandescent | 2021 | FIXED_OM | REPLACEMENT | office-small | USD/gigalumen_year | us | us | 216576429555.304
commercial lighting | Lamp: 100W A19 Incandescent | 2021 | FIXED_OM | REPLACEMENT | other | USD/gigalumen_year | us | us | 216576429555.304
commercial lighting | Lamp: 100W A19 Incandescent | 2021 | FIXED_OM | REPLACEMENT | warehouse | USD/gigalumen_year | us | us | 216576429555.304
commercial lighting | Lamp: 100W A19 Incandescent | 2022 | CAPITAL | NEW | assembly | USD/gigalumen_year | us | us | 928131007005.337
commercial lighting | Lamp: 100W A19 Incandescent | 2022 | CAPITAL | NEW | education | USD/gigalumen_year | us | us | 928131007005.337
commercial lighting | Lamp: 100W A19 Incandescent | 2022 | CAPITAL | NEW | food sales | USD/gigalumen_year | us | us | 928131007005.337
commercial lighting | Lamp: 100W A19 Incandescent | 2022 | CAPITAL | NEW | food service | USD/gigalumen_year | us | us | 928131007005.337
commercial lighting | Lamp: 100W A19 Incandescent | 2022 | CAPITAL | NEW | health | USD/gigalumen_year | us | us | 928131007005.337
commercial lighting | Lamp: 100W A19 Incandescent | 2022 | CAPITAL | NEW | lodging | USD/gigalumen_year | us | us | 928131007005.337
commercial lighting | Lamp: 100W A19 Incandescent | 2022 | CAPITAL | NEW | merc/service | USD/gigalumen_year | us | us | 928131007005.337
commercial lighting | Lamp: 100W A19 Incandescent | 2022 | CAPITAL | NEW | office-large | USD/gigalumen_year | us | us | 928131007005.337
commercial lighting | Lamp: 100W A19 Incandescent | 2022 | CAPITAL | NEW | office-small | USD/gigalumen_year | us | us | 928131007005.337
commercial lighting | Lamp: 100W A19 Incandescent | 2022 | CAPITAL | NEW | other | USD/gigalumen_year | us | us | 928131007005.337
commercial lighting | Lamp: 100W A19 Incandescent | 2022 | CAPITAL | NEW | warehouse | USD/gigalumen_year | us | us | 928131007005.337
commercial lighting | Lamp: 100W A19 Incandescent | 2022 | CAPITAL | REPLACEMENT | assembly | USD/gigalumen_year | us | us | 928131007005.337
commercial lighting | Lamp: 100W A19 Incandescent | 2022 | CAPITAL | REPLACEMENT | education | USD/gigalumen_year | us | us | 928131007005.337
commercial lighting | Lamp: 100W A19 Incandescent | 2022 | CAPITAL | REPLACEMENT | food sales | USD/gigalumen_year | us | us | 928131007005.337
commercial lighting | Lamp: 100W A19 Incandescent | 2022 | CAPITAL | REPLACEMENT | food service | USD/gigalumen_year | us | us | 928131007005.337
commercial lighting | Lamp: 100W A19 Incandescent | 2022 | CAPITAL | REPLACEMENT | health | USD/gigalumen_year | us | us | 928131007005.337
commercial lighting | Lamp: 100W A19 Incandescent | 2022 | CAPITAL | REPLACEMENT | lodging | USD/gigalumen_year | us | us | 928131007005.337
commercial lighting | Lamp: 100W A19 Incandescent | 2022 | CAPITAL | REPLACEMENT | merc/service | USD/gigalumen_year | us | us | 928131007005.337
commercial lighting | Lamp: 100W A19 Incandescent | 2022 | CAPITAL | REPLACEMENT | office-large | USD/gigalumen_year | us | us | 928131007005.337
commercial lighting | Lamp: 100W A19 Incandescent | 2022 | CAPITAL | REPLACEMENT | office-small | USD/gigalumen_year | us | us | 928131007005.337
commercial lighting | Lamp: 100W A19 Incandescent | 2022 | CAPITAL | REPLACEMENT | other | USD/gigalumen_year | us | us | 928131007005.337
commercial lighting | Lamp: 100W A19 Incandescent | 2022 | CAPITAL | REPLACEMENT | warehouse | USD/gigalumen_year | us | us | 928131007005.337
commercial lighting | Lamp: 100W A19 Incandescent | 2022 | FIXED_OM | NEW | assembly | USD/gigalumen_year | us | us | 216576429555.304
commercial lighting | Lamp: 100W A19 Incandescent | 2022 | FIXED_OM | NEW | education | USD/gigalumen_year | us | us | 216576429555.304
commercial lighting | Lamp: 100W A19 Incandescent | 2022 | FIXED_OM | NEW | food sales | USD/gigalumen_year | us | us | 216576429555.304
commercial lighting | Lamp: 100W A19 Incandescent | 2022 | FIXED_OM | NEW | food service | USD/gigalumen_year | us | us | 216576429555.304
commercial lighting | Lamp: 100W A19 Incandescent | 2022 | FIXED_OM | NEW | health | USD/gigalumen_year | us | us | 216576429555.304
commercial lighting | Lamp: 100W A19 Incandescent | 2022 | FIXED_OM | NEW | lodging | USD/gigalumen_year | us | us | 216576429555.304
commercial lighting | Lamp: 100W A19 Incandescent | 2022 | FIXED_OM | NEW | merc/service | USD/gigalumen_year | us | us | 216576429555.304
commercial lighting | Lamp: 100W A19 Incandescent | 2022 | FIXED_OM | NEW | office-large | USD/gigalumen_year | us | us | 216576429555.304
commercial lighting | Lamp: 100W A19 Incandescent | 2022 | FIXED_OM | NEW | office-small | USD/gigalumen_year | us | us | 216576429555.304
commercial lighting | Lamp: 100W A19 Incandescent | 2022 | FIXED_OM | NEW | other | USD/gigalumen_year | us | us | 216576429555.304
commercial lighting | Lamp: 100W A19 Incandescent | 2022 | FIXED_OM | NEW | warehouse | USD/gigalumen_year | us | us | 216576429555.304
commercial lighting | Lamp: 100W A19 Incandescent | 2022 | FIXED_OM | REPLACEMENT | assembly | USD/gigalumen_year | us | us | 216576429555.304
commercial lighting | Lamp: 100W A19 Incandescent | 2022 | FIXED_OM | REPLACEMENT | education | USD/gigalumen_year | us | us | 216576429555.304
commercial lighting | Lamp: 100W A19 Incandescent | 2022 | FIXED_OM | REPLACEMENT | food sales | USD/gigalumen_year | us | us | 216576429555.304
commercial lighting | Lamp: 100W A19 Incandescent | 2022 | FIXED_OM | REPLACEMENT | food service | USD/gigalumen_year | us | us | 216576429555.304
commercial lighting | Lamp: 100W A19 Incandescent | 2022 | FIXED_OM | REPLACEMENT | health | USD/gigalumen_year | us | us | 216576429555.304
commercial lighting | Lamp: 100W A19 Incandescent | 2022 | FIXED_OM | REPLACEMENT | lodging | USD/gigalumen_year | us | us | 216576429555.304
commercial lighting | Lamp: 100W A19 Incandescent | 2022 | FIXED_OM | REPLACEMENT | merc/service | USD/gigalumen_year | us | us | 216576429555.304
commercial lighting | Lamp: 100W A19 Incandescent | 2022 | FIXED_OM | REPLACEMENT | office-large | USD/gigalumen_year | us | us | 216576429555.304
commercial lighting | Lamp: 100W A19 Incandescent | 2022 | FIXED_OM | REPLACEMENT | office-small | USD/gigalumen_year | us | us | 216576429555.304
commercial lighting | Lamp: 100W A19 Incandescent | 2022 | FIXED_OM | REPLACEMENT | other | USD/gigalumen_year | us | us | 216576429555.304
commercial lighting | Lamp: 100W A19 Incandescent | 2022 | FIXED_OM | REPLACEMENT | warehouse | USD/gigalumen_year | us | us | 216576429555.304
commercial lighting | Lamp: 100W A19 Incandescent | 2023 | CAPITAL | NEW | assembly | USD/gigalumen_year | us | us | 928131007005.337
commercial lighting | Lamp: 100W A19 Incandescent | 2023 | CAPITAL | NEW | education | USD/gigalumen_year | us | us | 928131007005.337
commercial lighting | Lamp: 100W A19 Incandescent | 2023 | CAPITAL | NEW | food sales | USD/gigalumen_year | us | us | 928131007005.337
commercial lighting | Lamp: 100W A19 Incandescent | 2023 | CAPITAL | NEW | food service | USD/gigalumen_year | us | us | 928131007005.337
commercial lighting | Lamp: 100W A19 Incandescent | 2023 | CAPITAL | NEW | health | USD/gigalumen_year | us | us | 928131007005.337
commercial lighting | Lamp: 100W A19 Incandescent | 2023 | CAPITAL | NEW | lodging | USD/gigalumen_year | us | us | 928131007005.337
commercial lighting | Lamp: 100W A19 Incandescent | 2023 | CAPITAL | NEW | merc/service | USD/gigalumen_year | us | us | 928131007005.337
commercial lighting | Lamp: 100W A19 Incandescent | 2023 | CAPITAL | NEW | office-large | USD/gigalumen_year | us | us | 928131007005.337
commercial lighting | Lamp: 100W A19 Incandescent | 2023 | CAPITAL | NEW | office-small | USD/gigalumen_year | us | us | 928131007005.337
commercial lighting | Lamp: 100W A19 Incandescent | 2023 | CAPITAL | NEW | other | USD/gigalumen_year | us | us | 928131007005.337
commercial lighting | Lamp: 100W A19 Incandescent | 2023 | CAPITAL | NEW | warehouse | USD/gigalumen_year | us | us | 928131007005.337
commercial lighting | Lamp: 100W A19 Incandescent | 2023 | CAPITAL | REPLACEMENT | assembly | USD/gigalumen_year | us | us | 928131007005.337
commercial lighting | Lamp: 100W A19 Incandescent | 2023 | CAPITAL | REPLACEMENT | education | USD/gigalumen_year | us | us | 928131007005.337
commercial lighting | Lamp: 100W A19 Incandescent | 2023 | CAPITAL | REPLACEMENT | food sales | USD/gigalumen_year | us | us | 928131007005.337
commercial lighting | Lamp: 100W A19 Incandescent | 2023 | CAPITAL | REPLACEMENT | food service | USD/gigalumen_year | us | us | 928131007005.337
commercial lighting | Lamp: 100W A19 Incandescent | 2023 | CAPITAL | REPLACEMENT | health | USD/gigalumen_year | us | us | 928131007005.337
commercial lighting | Lamp: 100W A19 Incandescent | 2023 | CAPITAL | REPLACEMENT | lodging | USD/gigalumen_year | us | us | 928131007005.337
commercial lighting | Lamp: 100W A19 Incandescent | 2023 | CAPITAL | REPLACEMENT | merc/service | USD/gigalumen_year | us | us | 928131007005.337
commercial lighting | Lamp: 100W A19 Incandescent | 2023 | CAPITAL | REPLACEMENT | office-large | USD/gigalumen_year | us | us | 928131007005.337
commercial lighting | Lamp: 100W A19 Incandescent | 2023 | CAPITAL | REPLACEMENT | office-small | USD/gigalumen_year | us | us | 928131007005.337
commercial lighting | Lamp: 100W A19 Incandescent | 2023 | CAPITAL | REPLACEMENT | other | USD/gigalumen_year | us | us | 928131007005.337
commercial lighting | Lamp: 100W A19 Incandescent | 2023 | CAPITAL | REPLACEMENT | warehouse | USD/gigalumen_year | us | us | 928131007005.337
commercial lighting | Lamp: 100W A19 Incandescent | 2023 | FIXED_OM | NEW | assembly | USD/gigalumen_year | us | us | 216576429555.304
commercial lighting | Lamp: 100W A19 Incandescent | 2023 | FIXED_OM | NEW | education | USD/gigalumen_year | us | us | 216576429555.304
commercial lighting | Lamp: 100W A19 Incandescent | 2023 | FIXED_OM | NEW | food sales | USD/gigalumen_year | us | us | 216576429555.304
commercial lighting | Lamp: 100W A19 Incandescent | 2023 | FIXED_OM | NEW | food service | USD/gigalumen_year | us | us | 216576429555.304
commercial lighting | Lamp: 100W A19 Incandescent | 2023 | FIXED_OM | NEW | health | USD/gigalumen_year | us | us | 216576429555.304
commercial lighting | Lamp: 100W A19 Incandescent | 2023 | FIXED_OM | NEW | lodging | USD/gigalumen_year | us | us | 216576429555.304
commercial lighting | Lamp: 100W A19 Incandescent | 2023 | FIXED_OM | NEW | merc/service | USD/gigalumen_year | us | us | 216576429555.304
commercial lighting | Lamp: 100W A19 Incandescent | 2023 | FIXED_OM | NEW | office-large | USD/gigalumen_year | us | us | 216576429555.304
commercial lighting | Lamp: 100W A19 Incandescent | 2023 | FIXED_OM | NEW | office-small | USD/gigalumen_year | us | us | 216576429555.304
commercial lighting | Lamp: 100W A19 Incandescent | 2023 | FIXED_OM | NEW | other | USD/gigalumen_year | us | us | 216576429555.304
commercial lighting | Lamp: 100W A19 Incandescent | 2023 | FIXED_OM | NEW | warehouse | USD/gigalumen_year | us | us | 216576429555.304
commercial lighting | Lamp: 100W A19 Incandescent | 2023 | FIXED_OM | REPLACEMENT | assembly | USD/gigalumen_year | us | us | 216576429555.304
commercial lighting | Lamp: 100W A19 Incandescent | 2023 | FIXED_OM | REPLACEMENT | education | USD/gigalumen_year | us | us | 216576429555.304
commercial lighting | Lamp: 100W A19 Incandescent | 2023 | FIXED_OM | REPLACEMENT | food sales | USD/gigalumen_year | us | us | 216576429555.304
commercial lighting | Lamp: 100W A19 Incandescent | 2023 | FIXED_OM | REPLACEMENT | food service | USD/gigalumen_year | us | us | 216576429555.304
commercial lighting | Lamp: 100W A19 Incandescent | 2023 | FIXED_OM | REPLACEMENT | health | USD/gigalumen_year | us | us | 216576429555.304
commercial lighting | Lamp: 100W A19 Incandescent | 2023 | FIXED_OM | REPLACEMENT | lodging | USD/gigalumen_year | us | us | 216576429555.304
commercial lighting | Lamp: 100W A19 Incandescent | 2023 | FIXED_OM | REPLACEMENT | merc/service | USD/gigalumen_year | us | us | 216576429555.304
commercial lighting | Lamp: 100W A19 Incandescent | 2023 | FIXED_OM | REPLACEMENT | office-large | USD/gigalumen_year | us | us | 216576429555.304
commercial lighting | Lamp: 100W A19 Incandescent | 2023 | FIXED_OM | REPLACEMENT | office-small | USD/gigalumen_year | us | us | 216576429555.304
commercial lighting | Lamp: 100W A19 Incandescent | 2023 | FIXED_OM | REPLACEMENT | other | USD/gigalumen_year | us | us | 216576429555.304
commercial lighting | Lamp: 100W A19 Incandescent | 2023 | FIXED_OM | REPLACEMENT | warehouse | USD/gigalumen_year | us | us | 216576429555.304
commercial lighting | Lamp: 100W A19 Incandescent | 2024 | CAPITAL | NEW | assembly | USD/gigalumen_year | us | us | 928131007005.337
commercial lighting | Lamp: 100W A19 Incandescent | 2024 | CAPITAL | NEW | education | USD/gigalumen_year | us | us | 928131007005.337
commercial lighting | Lamp: 100W A19 Incandescent | 2024 | CAPITAL | NEW | food sales | USD/gigalumen_year | us | us | 928131007005.337
commercial lighting | Lamp: 100W A19 Incandescent | 2024 | CAPITAL | NEW | food service | USD/gigalumen_year | us | us | 928131007005.337
commercial lighting | Lamp: 100W A19 Incandescent | 2024 | CAPITAL | NEW | health | USD/gigalumen_year | us | us | 928131007005.337
commercial lighting | Lamp: 100W A19 Incandescent | 2024 | CAPITAL | NEW | lodging | USD/gigalumen_year | us | us | 928131007005.337
commercial lighting | Lamp: 100W A19 Incandescent | 2024 | CAPITAL | NEW | merc/service | USD/gigalumen_year | us | us | 928131007005.337
commercial lighting | Lamp: 100W A19 Incandescent | 2024 | CAPITAL | NEW | office-large | USD/gigalumen_year | us | us | 928131007005.337
commercial lighting | Lamp: 100W A19 Incandescent | 2024 | CAPITAL | NEW | office-small | USD/gigalumen_year | us | us | 928131007005.337
commercial lighting | Lamp: 100W A19 Incandescent | 2024 | CAPITAL | NEW | other | USD/gigalumen_year | us | us | 928131007005.337
commercial lighting | Lamp: 100W A19 Incandescent | 2024 | CAPITAL | NEW | warehouse | USD/gigalumen_year | us | us | 928131007005.337
commercial lighting | Lamp: 100W A19 Incandescent | 2024 | CAPITAL | REPLACEMENT | assembly | USD/gigalumen_year | us | us | 928131007005.337
commercial lighting | Lamp: 100W A19 Incandescent | 2024 | CAPITAL | REPLACEMENT | education | USD/gigalumen_year | us | us | 928131007005.337
commercial lighting | Lamp: 100W A19 Incandescent | 2024 | CAPITAL | REPLACEMENT | food sales | USD/gigalumen_year | us | us | 928131007005.337
commercial lighting | Lamp: 100W A19 Incandescent | 2024 | CAPITAL | REPLACEMENT | food service | USD/gigalumen_year | us | us | 928131007005.337
commercial lighting | Lamp: 100W A19 Incandescent | 2024 | CAPITAL | REPLACEMENT | health | USD/gigalumen_year | us | us | 928131007005.337
commercial lighting | Lamp: 100W A19 Incandescent | 2024 | CAPITAL | REPLACEMENT | lodging | USD/gigalumen_year | us | us | 928131007005.337
commercial lighting | Lamp: 100W A19 Incandescent | 2024 | CAPITAL | REPLACEMENT | merc/service | USD/gigalumen_year | us | us | 928131007005.337
commercial lighting | Lamp: 100W A19 Incandescent | 2024 | CAPITAL | REPLACEMENT | office-large | USD/gigalumen_year | us | us | 928131007005.337
commercial lighting | Lamp: 100W A19 Incandescent | 2024 | CAPITAL | REPLACEMENT | office-small | USD/gigalumen_year | us | us | 928131007005.337
commercial lighting | Lamp: 100W A19 Incandescent | 2024 | CAPITAL | REPLACEMENT | other | USD/gigalumen_year | us | us | 928131007005.337
commercial lighting | Lamp: 100W A19 Incandescent | 2024 | CAPITAL | REPLACEMENT | warehouse | USD/gigalumen_year | us | us | 928131007005.337
commercial lighting | Lamp: 100W A19 Incandescent | 2024 | FIXED_OM | NEW | assembly | USD/gigalumen_year | us | us | 216576429555.304
commercial lighting | Lamp: 100W A19 Incandescent | 2024 | FIXED_OM | NEW | education | USD/gigalumen_year | us | us | 216576429555.304
commercial lighting | Lamp: 100W A19 Incandescent | 2024 | FIXED_OM | NEW | food sales | USD/gigalumen_year | us | us | 216576429555.304
commercial lighting | Lamp: 100W A19 Incandescent | 2024 | FIXED_OM | NEW | food service | USD/gigalumen_year | us | us | 216576429555.304
commercial lighting | Lamp: 100W A19 Incandescent | 2024 | FIXED_OM | NEW | health | USD/gigalumen_year | us | us | 216576429555.304
commercial lighting | Lamp: 100W A19 Incandescent | 2024 | FIXED_OM | NEW | lodging | USD/gigalumen_year | us | us | 216576429555.304
commercial lighting | Lamp: 100W A19 Incandescent | 2024 | FIXED_OM | NEW | merc/service | USD/gigalumen_year | us | us | 216576429555.304
commercial lighting | Lamp: 100W A19 Incandescent | 2024 | FIXED_OM | NEW | office-large | USD/gigalumen_year | us | us | 216576429555.304
commercial lighting | Lamp: 100W A19 Incandescent | 2024 | FIXED_OM | NEW | office-small | USD/gigalumen_year | us | us | 216576429555.304
commercial lighting | Lamp: 100W A19 Incandescent | 2024 | FIXED_OM | NEW | other | USD/gigalumen_year | us | us | 216576429555.304
commercial lighting | Lamp: 100W A19 Incandescent | 2024 | FIXED_OM | NEW | warehouse | USD/gigalumen_year | us | us | 216576429555.304
commercial lighting | Lamp: 100W A19 Incandescent | 2024 | FIXED_OM | REPLACEMENT | assembly | USD/gigalumen_year | us | us | 216576429555.304
commercial lighting | Lamp: 100W A19 Incandescent | 2024 | FIXED_OM | REPLACEMENT | education | USD/gigalumen_year | us | us | 216576429555.304
commercial lighting | Lamp: 100W A19 Incandescent | 2024 | FIXED_OM | REPLACEMENT | food sales | USD/gigalumen_year | us | us | 216576429555.304
commercial lighting | Lamp: 100W A19 Incandescent | 2024 | FIXED_OM | REPLACEMENT | food service | USD/gigalumen_year | us | us | 216576429555.304
commercial lighting | Lamp: 100W A19 Incandescent | 2024 | FIXED_OM | REPLACEMENT | health | USD/gigalumen_year | us | us | 216576429555.304
commercial lighting | Lamp: 100W A19 Incandescent | 2024 | FIXED_OM | REPLACEMENT | lodging | USD/gigalumen_year | us | us | 216576429555.304
commercial lighting | Lamp: 100W A19 Incandescent | 2024 | FIXED_OM | REPLACEMENT | merc/service | USD/gigalumen_year | us | us | 216576429555.304
commercial lighting | Lamp: 100W A19 Incandescent | 2024 | FIXED_OM | REPLACEMENT | office-large | USD/gigalumen_year | us | us | 216576429555.304
commercial lighting | Lamp: 100W A19 Incandescent | 2024 | FIXED_OM | REPLACEMENT | office-small | USD/gigalumen_year | us | us | 216576429555.304
commercial lighting | Lamp: 100W A19 Incandescent | 2024 | FIXED_OM | REPLACEMENT | other | USD/gigalumen_year | us | us | 216576429555.304
commercial lighting | Lamp: 100W A19 Incandescent | 2024 | FIXED_OM | REPLACEMENT | warehouse | USD/gigalumen_year | us | us | 216576429555.304
commercial lighting | Lamp: 100W A19 Incandescent | 2025 | CAPITAL | NEW | assembly | USD/gigalumen_year | us | us | 928131007005.337
commercial lighting | Lamp: 100W A19 Incandescent | 2025 | CAPITAL | NEW | education | USD/gigalumen_year | us | us | 928131007005.337
commercial lighting | Lamp: 100W A19 Incandescent | 2025 | CAPITAL | NEW | food sales | USD/gigalumen_year | us | us | 928131007005.337
commercial lighting | Lamp: 100W A19 Incandescent | 2025 | CAPITAL | NEW | food service | USD/gigalumen_year | us | us | 928131007005.337
commercial lighting | Lamp: 100W A19 Incandescent | 2025 | CAPITAL | NEW | health | USD/gigalumen_year | us | us | 928131007005.337
commercial lighting | Lamp: 100W A19 Incandescent | 2025 | CAPITAL | NEW | lodging | USD/gigalumen_year | us | us | 928131007005.337
commercial lighting | Lamp: 100W A19 Incandescent | 2025 | CAPITAL | NEW | merc/service | USD/gigalumen_year | us | us | 928131007005.337
commercial lighting | Lamp: 100W A19 Incandescent | 2025 | CAPITAL | NEW | office-large | USD/gigalumen_year | us | us | 928131007005.337
commercial lighting | Lamp: 100W A19 Incandescent | 2025 | CAPITAL | NEW | office-small | USD/gigalumen_year | us | us | 928131007005.337
commercial lighting | Lamp: 100W A19 Incandescent | 2025 | CAPITAL | NEW | other | USD/gigalumen_year | us | us | 928131007005.337
commercial lighting | Lamp: 100W A19 Incandescent | 2025 | CAPITAL | NEW | warehouse | USD/gigalumen_year | us | us | 928131007005.337
commercial lighting | Lamp: 100W A19 Incandescent | 2025 | CAPITAL | REPLACEMENT | assembly | USD/gigalumen_year | us | us | 928131007005.337
commercial lighting | Lamp: 100W A19 Incandescent | 2025 | CAPITAL | REPLACEMENT | education | USD/gigalumen_year | us | us | 928131007005.337
commercial lighting | Lamp: 100W A19 Incandescent | 2025 | CAPITAL | REPLACEMENT | food sales | USD/gigalumen_year | us | us | 928131007005.337
commercial lighting | Lamp: 100W A19 Incandescent | 2025 | CAPITAL | REPLACEMENT | food service | USD/gigalumen_year | us | us | 928131007005.337
commercial lighting | Lamp: 100W A19 Incandescent | 2025 | CAPITAL | REPLACEMENT | health | USD/gigalumen_year | us | us | 928131007005.337
commercial lighting | Lamp: 100W A19 Incandescent | 2025 | CAPITAL | REPLACEMENT | lodging | USD/gigalumen_year | us | us | 928131007005.337
commercial lighting | Lamp: 100W A19 Incandescent | 2025 | CAPITAL | REPLACEMENT | merc/service | USD/gigalumen_year | us | us | 928131007005.337
commercial lighting | Lamp: 100W A19 Incandescent | 2025 | CAPITAL | REPLACEMENT | office-large | USD/gigalumen_year | us | us | 928131007005.337
commercial lighting | Lamp: 100W A19 Incandescent | 2025 | CAPITAL | REPLACEMENT | office-small | USD/gigalumen_year | us | us | 928131007005.337
commercial lighting | Lamp: 100W A19 Incandescent | 2025 | CAPITAL | REPLACEMENT | other | USD/gigalumen_year | us | us | 928131007005.337
commercial lighting | Lamp: 100W A19 Incandescent | 2025 | CAPITAL | REPLACEMENT | warehouse | USD/gigalumen_year | us | us | 928131007005.337
commercial lighting | Lamp: 100W A19 Incandescent | 2025 | FIXED_OM | NEW | assembly | USD/gigalumen_year | us | us | 216576429555.304
commercial lighting | Lamp: 100W A19 Incandescent | 2025 | FIXED_OM | NEW | education | USD/gigalumen_year | us | us | 216576429555.304
commercial lighting | Lamp: 100W A19 Incandescent | 2025 | FIXED_OM | NEW | food sales | USD/gigalumen_year | us | us | 216576429555.304
commercial lighting | Lamp: 100W A19 Incandescent | 2025 | FIXED_OM | NEW | food service | USD/gigalumen_year | us | us | 216576429555.304
commercial lighting | Lamp: 100W A19 Incandescent | 2025 | FIXED_OM | NEW | health | USD/gigalumen_year | us | us | 216576429555.304
commercial lighting | Lamp: 100W A19 Incandescent | 2025 | FIXED_OM | NEW | lodging | USD/gigalumen_year | us | us | 216576429555.304
commercial lighting | Lamp: 100W A19 Incandescent | 2025 | FIXED_OM | NEW | merc/service | USD/gigalumen_year | us | us | 216576429555.304
commercial lighting | Lamp: 100W A19 Incandescent | 2025 | FIXED_OM | NEW | office-large | USD/gigalumen_year | us | us | 216576429555.304
commercial lighting | Lamp: 100W A19 Incandescent | 2025 | FIXED_OM | NEW | office-small | USD/gigalumen_year | us | us | 216576429555.304
commercial lighting | Lamp: 100W A19 Incandescent | 2025 | FIXED_OM | NEW | other | USD/gigalumen_year | us | us | 216576429555.304
commercial lighting | Lamp: 100W A19 Incandescent | 2025 | FIXED_OM | NEW | warehouse | USD/gigalumen_year | us | us | 216576429555.304
commercial lighting | Lamp: 100W A19 Incandescent | 2025 | FIXED_OM | REPLACEMENT | assembly | USD/gigalumen_year | us | us | 216576429555.304
commercial lighting | Lamp: 100W A19 Incandescent | 2025 | FIXED_OM | REPLACEMENT | education | USD/gigalumen_year | us | us | 216576429555.304
commercial lighting | Lamp: 100W A19 Incandescent | 2025 | FIXED_OM | REPLACEMENT | food sales | USD/gigalumen_year | us | us | 216576429555.304
commercial lighting | Lamp: 100W A19 Incandescent | 2025 | FIXED_OM | REPLACEMENT | food service | USD/gigalumen_year | us | us | 216576429555.304
commercial lighting | Lamp: 100W A19 Incandescent | 2025 | FIXED_OM | REPLACEMENT | health | USD/gigalumen_year | us | us | 216576429555.304
commercial lighting | Lamp: 100W A19 Incandescent | 2025 | FIXED_OM | REPLACEMENT | lodging | USD/gigalumen_year | us | us | 216576429555.304
commercial lighting | Lamp: 100W A19 Incandescent | 2025 | FIXED_OM | REPLACEMENT | merc/service | USD/gigalumen_year | us | us | 216576429555.304
commercial lighting | Lamp: 100W A19 Incandescent | 2025 | FIXED_OM | REPLACEMENT | office-large | USD/gigalumen_year | us | us | 216576429555.304
commercial lighting | Lamp: 100W A19 Incandescent | 2025 | FIXED_OM | REPLACEMENT | office-small | USD/gigalumen_year | us | us | 216576429555.304
commercial lighting | Lamp: 100W A19 Incandescent | 2025 | FIXED_OM | REPLACEMENT | other | USD/gigalumen_year | us | us | 216576429555.304
commercial lighting | Lamp: 100W A19 Incandescent | 2025 | FIXED_OM | REPLACEMENT | warehouse | USD/gigalumen_year | us | us | 216576429555.304
commercial lighting | Lamp: 100W A19 Incandescent | 2026 | CAPITAL | NEW | assembly | USD/gigalumen_year | us | us | 928131007005.337
commercial lighting | Lamp: 100W A19 Incandescent | 2026 | CAPITAL | NEW | education | USD/gigalumen_year | us | us | 928131007005.337
commercial lighting | Lamp: 100W A19 Incandescent | 2026 | CAPITAL | NEW | food sales | USD/gigalumen_year | us | us | 928131007005.337
commercial lighting | Lamp: 100W A19 Incandescent | 2026 | CAPITAL | NEW | food service | USD/gigalumen_year | us | us | 928131007005.337
commercial lighting | Lamp: 100W A19 Incandescent | 2026 | CAPITAL | NEW | health | USD/gigalumen_year | us | us | 928131007005.337
commercial lighting | Lamp: 100W A19 Incandescent | 2026 | CAPITAL | NEW | lodging | USD/gigalumen_year | us | us | 928131007005.337
commercial lighting | Lamp: 100W A19 Incandescent | 2026 | CAPITAL | NEW | merc/service | USD/gigalumen_year | us | us | 928131007005.337
commercial lighting | Lamp: 100W A19 Incandescent | 2026 | CAPITAL | NEW | office-large | USD/gigalumen_year | us | us | 928131007005.337
commercial lighting | Lamp: 100W A19 Incandescent | 2026 | CAPITAL | NEW | office-small | USD/gigalumen_year | us | us | 928131007005.337
commercial lighting | Lamp: 100W A19 Incandescent | 2026 | CAPITAL | NEW | other | USD/gigalumen_year | us | us | 928131007005.337
commercial lighting | Lamp: 100W A19 Incandescent | 2026 | CAPITAL | NEW | warehouse | USD/gigalumen_year | us | us | 928131007005.337
commercial lighting | Lamp: 100W A19 Incandescent | 2026 | CAPITAL | REPLACEMENT | assembly | USD/gigalumen_year | us | us | 928131007005.337
commercial lighting | Lamp: 100W A19 Incandescent | 2026 | CAPITAL | REPLACEMENT | education | USD/gigalumen_year | us | us | 928131007005.337
commercial lighting | Lamp: 100W A19 Incandescent | 2026 | CAPITAL | REPLACEMENT | food sales | USD/gigalumen_year | us | us | 928131007005.337
commercial lighting | Lamp: 100W A19 Incandescent | 2026 | CAPITAL | REPLACEMENT | food service | USD/gigalumen_year | us | us | 928131007005.337
commercial lighting | Lamp: 100W A19 Incandescent | 2026 | CAPITAL | REPLACEMENT | health | USD/gigalumen_year | us | us | 928131007005.337
commercial lighting | Lamp: 100W A19 Incandescent | 2026 | CAPITAL | REPLACEMENT | lodging | USD/gigalumen_year | us | us | 928131007005.337
commercial lighting | Lamp: 100W A19 Incandescent | 2026 | CAPITAL | REPLACEMENT | merc/service | USD/gigalumen_year | us | us | 928131007005.337
commercial lighting | Lamp: 100W A19 Incandescent | 2026 | CAPITAL | REPLACEMENT | office-large | USD/gigalumen_year | us | us | 928131007005.337
commercial lighting | Lamp: 100W A19 Incandescent | 2026 | CAPITAL | REPLACEMENT | office-small | USD/gigalumen_year | us | us | 928131007005.337
commercial lighting | Lamp: 100W A19 Incandescent | 2026 | CAPITAL | REPLACEMENT | other | USD/gigalumen_year | us | us | 928131007005.337
commercial lighting | Lamp: 100W A19 Incandescent | 2026 | CAPITAL | REPLACEMENT | warehouse | USD/gigalumen_year | us | us | 928131007005.337
commercial lighting | Lamp: 100W A19 Incandescent | 2026 | FIXED_OM | NEW | assembly | USD/gigalumen_year | us | us | 216576429555.304
commercial lighting | Lamp: 100W A19 Incandescent | 2026 | FIXED_OM | NEW | education | USD/gigalumen_year | us | us | 216576429555.304
commercial lighting | Lamp: 100W A19 Incandescent | 2026 | FIXED_OM | NEW | food sales | USD/gigalumen_year | us | us | 216576429555.304
commercial lighting | Lamp: 100W A19 Incandescent | 2026 | FIXED_OM | NEW | food service | USD/gigalumen_year | us | us | 216576429555.304
commercial lighting | Lamp: 100W A19 Incandescent | 2026 | FIXED_OM | NEW | health | USD/gigalumen_year | us | us | 216576429555.304
commercial lighting | Lamp: 100W A19 Incandescent | 2026 | FIXED_OM | NEW | lodging | USD/gigalumen_year | us | us | 216576429555.304
commercial lighting | Lamp: 100W A19 Incandescent | 2026 | FIXED_OM | NEW | merc/service | USD/gigalumen_year | us | us | 216576429555.304
commercial lighting | Lamp: 100W A19 Incandescent | 2026 | FIXED_OM | NEW | office-large | USD/gigalumen_year | us | us | 216576429555.304
commercial lighting | Lamp: 100W A19 Incandescent | 2026 | FIXED_OM | NEW | office-small | USD/gigalumen_year | us | us | 216576429555.304
commercial lighting | Lamp: 100W A19 Incandescent | 2026 | FIXED_OM | NEW | other | USD/gigalumen_year | us | us | 216576429555.304
commercial lighting | Lamp: 100W A19 Incandescent | 2026 | FIXED_OM | NEW | warehouse | USD/gigalumen_year | us | us | 216576429555.304
commercial lighting | Lamp: 100W A19 Incandescent | 2026 | FIXED_OM | REPLACEMENT | assembly | USD/gigalumen_year | us | us | 216576429555.304
commercial lighting | Lamp: 100W A19 Incandescent | 2026 | FIXED_OM | REPLACEMENT | education | USD/gigalumen_year | us | us | 216576429555.304
commercial lighting | Lamp: 100W A19 Incandescent | 2026 | FIXED_OM | REPLACEMENT | food sales | USD/gigalumen_year | us | us | 216576429555.304
commercial lighting | Lamp: 100W A19 Incandescent | 2026 | FIXED_OM | REPLACEMENT | food service | USD/gigalumen_year | us | us | 216576429555.304
commercial lighting | Lamp: 100W A19 Incandescent | 2026 | FIXED_OM | REPLACEMENT | health | USD/gigalumen_year | us | us | 216576429555.304
commercial lighting | Lamp: 100W A19 Incandescent | 2026 | FIXED_OM | REPLACEMENT | lodging | USD/gigalumen_year | us | us | 216576429555.304
commercial lighting | Lamp: 100W A19 Incandescent | 2026 | FIXED_OM | REPLACEMENT | merc/service | USD/gigalumen_year | us | us | 216576429555.304
commercial lighting | Lamp: 100W A19 Incandescent | 2026 | FIXED_OM | REPLACEMENT | office-large | USD/gigalumen_year | us | us | 216576429555.304
commercial lighting | Lamp: 100W A19 Incandescent | 2026 | FIXED_OM | REPLACEMENT | office-small | USD/gigalumen_year | us | us | 216576429555.304
commercial lighting | Lamp: 100W A19 Incandescent | 2026 | FIXED_OM | REPLACEMENT | other | USD/gigalumen_year | us | us | 216576429555.304
commercial lighting | Lamp: 100W A19 Incandescent | 2026 | FIXED_OM | REPLACEMENT | warehouse | USD/gigalumen_year | us | us | 216576429555.304
commercial lighting | Lamp: 100W A19 Incandescent | 2027 | CAPITAL | NEW | assembly | USD/gigalumen_year | us | us | 928131007005.337
commercial lighting | Lamp: 100W A19 Incandescent | 2027 | CAPITAL | NEW | education | USD/gigalumen_year | us | us | 928131007005.337
commercial lighting | Lamp: 100W A19 Incandescent | 2027 | CAPITAL | NEW | food sales | USD/gigalumen_year | us | us | 928131007005.337
commercial lighting | Lamp: 100W A19 Incandescent | 2027 | CAPITAL | NEW | food service | USD/gigalumen_year | us | us | 928131007005.337
commercial lighting | Lamp: 100W A19 Incandescent | 2027 | CAPITAL | NEW | health | USD/gigalumen_year | us | us | 928131007005.337
commercial lighting | Lamp: 100W A19 Incandescent | 2027 | CAPITAL | NEW | lodging | USD/gigalumen_year | us | us | 928131007005.337
commercial lighting | Lamp: 100W A19 Incandescent | 2027 | CAPITAL | NEW | merc/service | USD/gigalumen_year | us | us | 928131007005.337
commercial lighting | Lamp: 100W A19 Incandescent | 2027 | CAPITAL | NEW | office-large | USD/gigalumen_year | us | us | 928131007005.337
commercial lighting | Lamp: 100W A19 Incandescent | 2027 | CAPITAL | NEW | office-small | USD/gigalumen_year | us | us | 928131007005.337
commercial lighting | Lamp: 100W A19 Incandescent | 2027 | CAPITAL | NEW | other | USD/gigalumen_year | us | us | 928131007005.337
commercial lighting | Lamp: 100W A19 Incandescent | 2027 | CAPITAL | NEW | warehouse | USD/gigalumen_year | us | us | 928131007005.337
commercial lighting | Lamp: 100W A19 Incandescent | 2027 | CAPITAL | REPLACEMENT | assembly | USD/gigalumen_year | us | us | 928131007005.337
commercial lighting | Lamp: 100W A19 Incandescent | 2027 | CAPITAL | REPLACEMENT | education | USD/gigalumen_year | us | us | 928131007005.337
commercial lighting | Lamp: 100W A19 Incandescent | 2027 | CAPITAL | REPLACEMENT | food sales | USD/gigalumen_year | us | us | 928131007005.337
commercial lighting | Lamp: 100W A19 Incandescent | 2027 | CAPITAL | REPLACEMENT | food service | USD/gigalumen_year | us | us | 928131007005.337
commercial lighting | Lamp: 100W A19 Incandescent | 2027 | CAPITAL | REPLACEMENT | health | USD/gigalumen_year | us | us | 928131007005.337
commercial lighting | Lamp: 100W A19 Incandescent | 2027 | CAPITAL | REPLACEMENT | lodging | USD/gigalumen_year | us | us | 928131007005.337
commercial lighting | Lamp: 100W A19 Incandescent | 2027 | CAPITAL | REPLACEMENT | merc/service | USD/gigalumen_year | us | us | 928131007005.337
commercial lighting | Lamp: 100W A19 Incandescent | 2027 | CAPITAL | REPLACEMENT | office-large | USD/gigalumen_year | us | us | 928131007005.337
commercial lighting | Lamp: 100W A19 Incandescent | 2027 | CAPITAL | REPLACEMENT | office-small | USD/gigalumen_year | us | us | 928131007005.337
commercial lighting | Lamp: 100W A19 Incandescent | 2027 | CAPITAL | REPLACEMENT | other | USD/gigalumen_year | us | us | 928131007005.337
commercial lighting | Lamp: 100W A19 Incandescent | 2027 | CAPITAL | REPLACEMENT | warehouse | USD/gigalumen_year | us | us | 928131007005.337
commercial lighting | Lamp: 100W A19 Incandescent | 2027 | FIXED_OM | NEW | assembly | USD/gigalumen_year | us | us | 216576429555.304
commercial lighting | Lamp: 100W A19 Incandescent | 2027 | FIXED_OM | NEW | education | USD/gigalumen_year | us | us | 216576429555.304
commercial lighting | Lamp: 100W A19 Incandescent | 2027 | FIXED_OM | NEW | food sales | USD/gigalumen_year | us | us | 216576429555.304
commercial lighting | Lamp: 100W A19 Incandescent | 2027 | FIXED_OM | NEW | food service | USD/gigalumen_year | us | us | 216576429555.304
commercial lighting | Lamp: 100W A19 Incandescent | 2027 | FIXED_OM | NEW | health | USD/gigalumen_year | us | us | 216576429555.304
commercial lighting | Lamp: 100W A19 Incandescent | 2027 | FIXED_OM | NEW | lodging | USD/gigalumen_year | us | us | 216576429555.304
commercial lighting | Lamp: 100W A19 Incandescent | 2027 | FIXED_OM | NEW | merc/service | USD/gigalumen_year | us | us | 216576429555.304
commercial lighting | Lamp: 100W A19 Incandescent | 2027 | FIXED_OM | NEW | office-large | USD/gigalumen_year | us | us | 216576429555.304
commercial lighting | Lamp: 100W A19 Incandescent | 2027 | FIXED_OM | NEW | office-small | USD/gigalumen_year | us | us | 216576429555.304
commercial lighting | Lamp: 100W A19 Incandescent | 2027 | FIXED_OM | NEW | other | USD/gigalumen_year | us | us | 216576429555.304
commercial lighting | Lamp: 100W A19 Incandescent | 2027 | FIXED_OM | NEW | warehouse | USD/gigalumen_year | us | us | 216576429555.304
commercial lighting | Lamp: 100W A19 Incandescent | 2027 | FIXED_OM | REPLACEMENT | assembly | USD/gigalumen_year | us | us | 216576429555.304
commercial lighting | Lamp: 100W A19 Incandescent | 2027 | FIXED_OM | REPLACEMENT | education | USD/gigalumen_year | us | us | 216576429555.304
commercial lighting | Lamp: 100W A19 Incandescent | 2027 | FIXED_OM | REPLACEMENT | food sales | USD/gigalumen_year | us | us | 216576429555.304
commercial lighting | Lamp: 100W A19 Incandescent | 2027 | FIXED_OM | REPLACEMENT | food service | USD/gigalumen_year | us | us | 216576429555.304
commercial lighting | Lamp: 100W A19 Incandescent | 2027 | FIXED_OM | REPLACEMENT | health | USD/gigalumen_year | us | us | 216576429555.304
commercial lighting | Lamp: 100W A19 Incandescent | 2027 | FIXED_OM | REPLACEMENT | lodging | USD/gigalumen_year | us | us | 216576429555.304
commercial lighting | Lamp: 100W A19 Incandescent | 2027 | FIXED_OM | REPLACEMENT | merc/service | USD/gigalumen_year | us | us | 216576429555.304
commercial lighting | Lamp: 100W A19 Incandescent | 2027 | FIXED_OM | REPLACEMENT | office-large | USD/gigalumen_year | us | us | 216576429555.304
commercial lighting | Lamp: 100W A19 Incandescent | 2027 | FIXED_OM | REPLACEMENT | office-small | USD/gigalumen_year | us | us | 216576429555.304
commercial lighting | Lamp: 100W A19 Incandescent | 2027 | FIXED_OM | REPLACEMENT | other | USD/gigalumen_year | us | us | 216576429555.304
commercial lighting | Lamp: 100W A19 Incandescent | 2027 | FIXED_OM | REPLACEMENT | warehouse | USD/gigalumen_year | us | us | 216576429555.304
commercial lighting | Lamp: 100W A19 Incandescent | 2028 | CAPITAL | NEW | assembly | USD/gigalumen_year | us | us | 928131007005.337
commercial lighting | Lamp: 100W A19 Incandescent | 2028 | CAPITAL | NEW | education | USD/gigalumen_year | us | us | 928131007005.337
commercial lighting | Lamp: 100W A19 Incandescent | 2028 | CAPITAL | NEW | food sales | USD/gigalumen_year | us | us | 928131007005.337
commercial lighting | Lamp: 100W A19 Incandescent | 2028 | CAPITAL | NEW | food service | USD/gigalumen_year | us | us | 928131007005.337
commercial lighting | Lamp: 100W A19 Incandescent | 2028 | CAPITAL | NEW | health | USD/gigalumen_year | us | us | 928131007005.337
commercial lighting | Lamp: 100W A19 Incandescent | 2028 | CAPITAL | NEW | lodging | USD/gigalumen_year | us | us | 928131007005.337
commercial lighting | Lamp: 100W A19 Incandescent | 2028 | CAPITAL | NEW | merc/service | USD/gigalumen_year | us | us | 928131007005.337
commercial lighting | Lamp: 100W A19 Incandescent | 2028 | CAPITAL | NEW | office-large | USD/gigalumen_year | us | us | 928131007005.337
commercial lighting | Lamp: 100W A19 Incandescent | 2028 | CAPITAL | NEW | office-small | USD/gigalumen_year | us | us | 928131007005.337
commercial lighting | Lamp: 100W A19 Incandescent | 2028 | CAPITAL | NEW | other | USD/gigalumen_year | us | us | 928131007005.337
commercial lighting | Lamp: 100W A19 Incandescent | 2028 | CAPITAL | NEW | warehouse | USD/gigalumen_year | us | us | 928131007005.337
commercial lighting | Lamp: 100W A19 Incandescent | 2028 | CAPITAL | REPLACEMENT | assembly | USD/gigalumen_year | us | us | 928131007005.337
commercial lighting | Lamp: 100W A19 Incandescent | 2028 | CAPITAL | REPLACEMENT | education | USD/gigalumen_year | us | us | 928131007005.337
commercial lighting | Lamp: 100W A19 Incandescent | 2028 | CAPITAL | REPLACEMENT | food sales | USD/gigalumen_year | us | us | 928131007005.337
commercial lighting | Lamp: 100W A19 Incandescent | 2028 | CAPITAL | REPLACEMENT | food service | USD/gigalumen_year | us | us | 928131007005.337
commercial lighting | Lamp: 100W A19 Incandescent | 2028 | CAPITAL | REPLACEMENT | health | USD/gigalumen_year | us | us | 928131007005.337
commercial lighting | Lamp: 100W A19 Incandescent | 2028 | CAPITAL | REPLACEMENT | lodging | USD/gigalumen_year | us | us | 928131007005.337
commercial lighting | Lamp: 100W A19 Incandescent | 2028 | CAPITAL | REPLACEMENT | merc/service | USD/gigalumen_year | us | us | 928131007005.337
commercial lighting | Lamp: 100W A19 Incandescent | 2028 | CAPITAL | REPLACEMENT | office-large | USD/gigalumen_year | us | us | 928131007005.337
commercial lighting | Lamp: 100W A19 Incandescent | 2028 | CAPITAL | REPLACEMENT | office-small | USD/gigalumen_year | us | us | 928131007005.337
commercial lighting | Lamp: 100W A19 Incandescent | 2028 | CAPITAL | REPLACEMENT | other | USD/gigalumen_year | us | us | 928131007005.337
commercial lighting | Lamp: 100W A19 Incandescent | 2028 | CAPITAL | REPLACEMENT | warehouse | USD/gigalumen_year | us | us | 928131007005.337
commercial lighting | Lamp: 100W A19 Incandescent | 2028 | FIXED_OM | NEW | assembly | USD/gigalumen_year | us | us | 216576429555.304
commercial lighting | Lamp: 100W A19 Incandescent | 2028 | FIXED_OM | NEW | education | USD/gigalumen_year | us | us | 216576429555.304
commercial lighting | Lamp: 100W A19 Incandescent | 2028 | FIXED_OM | NEW | food sales | USD/gigalumen_year | us | us | 216576429555.304
commercial lighting | Lamp: 100W A19 Incandescent | 2028 | FIXED_OM | NEW | food service | USD/gigalumen_year | us | us | 216576429555.304
commercial lighting | Lamp: 100W A19 Incandescent | 2028 | FIXED_OM | NEW | health | USD/gigalumen_year | us | us | 216576429555.304
commercial lighting | Lamp: 100W A19 Incandescent | 2028 | FIXED_OM | NEW | lodging | USD/gigalumen_year | us | us | 216576429555.304
commercial lighting | Lamp: 100W A19 Incandescent | 2028 | FIXED_OM | NEW | merc/service | USD/gigalumen_year | us | us | 216576429555.304
commercial lighting | Lamp: 100W A19 Incandescent | 2028 | FIXED_OM | NEW | office-large | USD/gigalumen_year | us | us | 216576429555.304
commercial lighting | Lamp: 100W A19 Incandescent | 2028 | FIXED_OM | NEW | office-small | USD/gigalumen_year | us | us | 216576429555.304
commercial lighting | Lamp: 100W A19 Incandescent | 2028 | FIXED_OM | NEW | other | USD/gigalumen_year | us | us | 216576429555.304
commercial lighting | Lamp: 100W A19 Incandescent | 2028 | FIXED_OM | NEW | warehouse | USD/gigalumen_year | us | us | 216576429555.304
commercial lighting | Lamp: 100W A19 Incandescent | 2028 | FIXED_OM | REPLACEMENT | assembly | USD/gigalumen_year | us | us | 216576429555.304
commercial lighting | Lamp: 100W A19 Incandescent | 2028 | FIXED_OM | REPLACEMENT | education | USD/gigalumen_year | us | us | 216576429555.304
commercial lighting | Lamp: 100W A19 Incandescent | 2028 | FIXED_OM | REPLACEMENT | food sales | USD/gigalumen_year | us | us | 216576429555.304
commercial lighting | Lamp: 100W A19 Incandescent | 2028 | FIXED_OM | REPLACEMENT | food service | USD/gigalumen_year | us | us | 216576429555.304
commercial lighting | Lamp: 100W A19 Incandescent | 2028 | FIXED_OM | REPLACEMENT | health | USD/gigalumen_year | us | us | 216576429555.304
commercial lighting | Lamp: 100W A19 Incandescent | 2028 | FIXED_OM | REPLACEMENT | lodging | USD/gigalumen_year | us | us | 216576429555.304
commercial lighting | Lamp: 100W A19 Incandescent | 2028 | FIXED_OM | REPLACEMENT | merc/service | USD/gigalumen_year | us | us | 216576429555.304
commercial lighting | Lamp: 100W A19 Incandescent | 2028 | FIXED_OM | REPLACEMENT | office-large | USD/gigalumen_year | us | us | 216576429555.304
commercial lighting | Lamp: 100W A19 Incandescent | 2028 | FIXED_OM | REPLACEMENT | office-small | USD/gigalumen_year | us | us | 216576429555.304
commercial lighting | Lamp: 100W A19 Incandescent | 2028 | FIXED_OM | REPLACEMENT | other | USD/gigalumen_year | us | us | 216576429555.304
commercial lighting | Lamp: 100W A19 Incandescent | 2028 | FIXED_OM | REPLACEMENT | warehouse | USD/gigalumen_year | us | us | 216576429555.304
commercial lighting | Lamp: 100W A19 Incandescent | 2029 | CAPITAL | NEW | assembly | USD/gigalumen_year | us | us | 928131007005.337
commercial lighting | Lamp: 100W A19 Incandescent | 2029 | CAPITAL | NEW | education | USD/gigalumen_year | us | us | 928131007005.337
commercial lighting | Lamp: 100W A19 Incandescent | 2029 | CAPITAL | NEW | food sales | USD/gigalumen_year | us | us | 928131007005.337
commercial lighting | Lamp: 100W A19 Incandescent | 2029 | CAPITAL | NEW | food service | USD/gigalumen_year | us | us | 928131007005.337
commercial lighting | Lamp: 100W A19 Incandescent | 2029 | CAPITAL | NEW | health | USD/gigalumen_year | us | us | 928131007005.337
commercial lighting | Lamp: 100W A19 Incandescent | 2029 | CAPITAL | NEW | lodging | USD/gigalumen_year | us | us | 928131007005.337
commercial lighting | Lamp: 100W A19 Incandescent | 2029 | CAPITAL | NEW | merc/service | USD/gigalumen_year | us | us | 928131007005.337
commercial lighting | Lamp: 100W A19 Incandescent | 2029 | CAPITAL | NEW | office-large | USD/gigalumen_year | us | us | 928131007005.337
commercial lighting | Lamp: 100W A19 Incandescent | 2029 | CAPITAL | NEW | office-small | USD/gigalumen_year | us | us | 928131007005.337
commercial lighting | Lamp: 100W A19 Incandescent | 2029 | CAPITAL | NEW | other | USD/gigalumen_year | us | us | 928131007005.337
commercial lighting | Lamp: 100W A19 Incandescent | 2029 | CAPITAL | NEW | warehouse | USD/gigalumen_year | us | us | 928131007005.337
commercial lighting | Lamp: 100W A19 Incandescent | 2029 | CAPITAL | REPLACEMENT | assembly | USD/gigalumen_year | us | us | 928131007005.337
commercial lighting | Lamp: 100W A19 Incandescent | 2029 | CAPITAL | REPLACEMENT | education | USD/gigalumen_year | us | us | 928131007005.337
commercial lighting | Lamp: 100W A19 Incandescent | 2029 | CAPITAL | REPLACEMENT | food sales | USD/gigalumen_year | us | us | 928131007005.337
commercial lighting | Lamp: 100W A19 Incandescent | 2029 | CAPITAL | REPLACEMENT | food service | USD/gigalumen_year | us | us | 928131007005.337
commercial lighting | Lamp: 100W A19 Incandescent | 2029 | CAPITAL | REPLACEMENT | health | USD/gigalumen_year | us | us | 928131007005.337
commercial lighting | Lamp: 100W A19 Incandescent | 2029 | CAPITAL | REPLACEMENT | lodging | USD/gigalumen_year | us | us | 928131007005.337
commercial lighting | Lamp: 100W A19 Incandescent | 2029 | CAPITAL | REPLACEMENT | merc/service | USD/gigalumen_year | us | us | 928131007005.337
commercial lighting | Lamp: 100W A19 Incandescent | 2029 | CAPITAL | REPLACEMENT | office-large | USD/gigalumen_year | us | us | 928131007005.337
commercial lighting | Lamp: 100W A19 Incandescent | 2029 | CAPITAL | REPLACEMENT | office-small | USD/gigalumen_year | us | us | 928131007005.337
commercial lighting | Lamp: 100W A19 Incandescent | 2029 | CAPITAL | REPLACEMENT | other | USD/gigalumen_year | us | us | 928131007005.337
commercial lighting | Lamp: 100W A19 Incandescent | 2029 | CAPITAL | REPLACEMENT | warehouse | USD/gigalumen_year | us | us | 928131007005.337
commercial lighting | Lamp: 100W A19 Incandescent | 2029 | FIXED_OM | NEW | assembly | USD/gigalumen_year | us | us | 216576429555.304
commercial lighting | Lamp: 100W A19 Incandescent | 2029 | FIXED_OM | NEW | education | USD/gigalumen_year | us | us | 216576429555.304
commercial lighting | Lamp: 100W A19 Incandescent | 2029 | FIXED_OM | NEW | food sales | USD/gigalumen_year | us | us | 216576429555.304
commercial lighting | Lamp: 100W A19 Incandescent | 2029 | FIXED_OM | NEW | food service | USD/gigalumen_year | us | us | 216576429555.304
commercial lighting | Lamp: 100W A19 Incandescent | 2029 | FIXED_OM | NEW | health | USD/gigalumen_year | us | us | 216576429555.304
commercial lighting | Lamp: 100W A19 Incandescent | 2029 | FIXED_OM | NEW | lodging | USD/gigalumen_year | us | us | 216576429555.304
commercial lighting | Lamp: 100W A19 Incandescent | 2029 | FIXED_OM | NEW | merc/service | USD/gigalumen_year | us | us | 216576429555.304
commercial lighting | Lamp: 100W A19 Incandescent | 2029 | FIXED_OM | NEW | office-large | USD/gigalumen_year | us | us | 216576429555.304
commercial lighting | Lamp: 100W A19 Incandescent | 2029 | FIXED_OM | NEW | office-small | USD/gigalumen_year | us | us | 216576429555.304
commercial lighting | Lamp: 100W A19 Incandescent | 2029 | FIXED_OM | NEW | other | USD/gigalumen_year | us | us | 216576429555.304
commercial lighting | Lamp: 100W A19 Incandescent | 2029 | FIXED_OM | NEW | warehouse | USD/gigalumen_year | us | us | 216576429555.304
commercial lighting | Lamp: 100W A19 Incandescent | 2029 | FIXED_OM | REPLACEMENT | assembly | USD/gigalumen_year | us | us | 216576429555.304
commercial lighting | Lamp: 100W A19 Incandescent | 2029 | FIXED_OM | REPLACEMENT | education | USD/gigalumen_year | us | us | 216576429555.304
commercial lighting | Lamp: 100W A19 Incandescent | 2029 | FIXED_OM | REPLACEMENT | food sales | USD/gigalumen_year | us | us | 216576429555.304
commercial lighting | Lamp: 100W A19 Incandescent | 2029 | FIXED_OM | REPLACEMENT | food service | USD/gigalumen_year | us | us | 216576429555.304
commercial lighting | Lamp: 100W A19 Incandescent | 2029 | FIXED_OM | REPLACEMENT | health | USD/gigalumen_year | us | us | 216576429555.304
commercial lighting | Lamp: 100W A19 Incandescent | 2029 | FIXED_OM | REPLACEMENT | lodging | USD/gigalumen_year | us | us | 216576429555.304
commercial lighting | Lamp: 100W A19 Incandescent | 2029 | FIXED_OM | REPLACEMENT | merc/service | USD/gigalumen_year | us | us | 216576429555.304
commercial lighting | Lamp: 100W A19 Incandescent | 2029 | FIXED_OM | REPLACEMENT | office-large | USD/gigalumen_year | us | us | 216576429555.304
commercial lighting | Lamp: 100W A19 Incandescent | 2029 | FIXED_OM | REPLACEMENT | office-small | USD/gigalumen_year | us | us | 216576429555.304
commercial lighting | Lamp: 100W A19 Incandescent | 2029 | FIXED_OM | REPLACEMENT | other | USD/gigalumen_year | us | us | 216576429555.304
commercial lighting | Lamp: 100W A19 Incandescent | 2029 | FIXED_OM | REPLACEMENT | warehouse | USD/gigalumen_year | us | us | 216576429555.304
commercial lighting | Lamp: 100W A19 Incandescent | 2030 | CAPITAL | NEW | assembly | USD/gigalumen_year | us | us | 928131007005.337
commercial lighting | Lamp: 100W A19 Incandescent | 2030 | CAPITAL | NEW | education | USD/gigalumen_year | us | us | 928131007005.337
commercial lighting | Lamp: 100W A19 Incandescent | 2030 | CAPITAL | NEW | food sales | USD/gigalumen_year | us | us | 928131007005.337
commercial lighting | Lamp: 100W A19 Incandescent | 2030 | CAPITAL | NEW | food service | USD/gigalumen_year | us | us | 928131007005.337
commercial lighting | Lamp: 100W A19 Incandescent | 2030 | CAPITAL | NEW | health | USD/gigalumen_year | us | us | 928131007005.337
commercial lighting | Lamp: 100W A19 Incandescent | 2030 | CAPITAL | NEW | lodging | USD/gigalumen_year | us | us | 928131007005.337
commercial lighting | Lamp: 100W A19 Incandescent | 2030 | CAPITAL | NEW | merc/service | USD/gigalumen_year | us | us | 928131007005.337
commercial lighting | Lamp: 100W A19 Incandescent | 2030 | CAPITAL | NEW | office-large | USD/gigalumen_year | us | us | 928131007005.337
commercial lighting | Lamp: 100W A19 Incandescent | 2030 | CAPITAL | NEW | office-small | USD/gigalumen_year | us | us | 928131007005.337
commercial lighting | Lamp: 100W A19 Incandescent | 2030 | CAPITAL | NEW | other | USD/gigalumen_year | us | us | 928131007005.337
commercial lighting | Lamp: 100W A19 Incandescent | 2030 | CAPITAL | NEW | warehouse | USD/gigalumen_year | us | us | 928131007005.337
commercial lighting | Lamp: 100W A19 Incandescent | 2030 | CAPITAL | REPLACEMENT | assembly | USD/gigalumen_year | us | us | 928131007005.337
commercial lighting | Lamp: 100W A19 Incandescent | 2030 | CAPITAL | REPLACEMENT | education | USD/gigalumen_year | us | us | 928131007005.337
commercial lighting | Lamp: 100W A19 Incandescent | 2030 | CAPITAL | REPLACEMENT | food sales | USD/gigalumen_year | us | us | 928131007005.337
commercial lighting | Lamp: 100W A19 Incandescent | 2030 | CAPITAL | REPLACEMENT | food service | USD/gigalumen_year | us | us | 928131007005.337
commercial lighting | Lamp: 100W A19 Incandescent | 2030 | CAPITAL | REPLACEMENT | health | USD/gigalumen_year | us | us | 928131007005.337
commercial lighting | Lamp: 100W A19 Incandescent | 2030 | CAPITAL | REPLACEMENT | lodging | USD/gigalumen_year | us | us | 928131007005.337
commercial lighting | Lamp: 100W A19 Incandescent | 2030 | CAPITAL | REPLACEMENT | merc/service | USD/gigalumen_year | us | us | 928131007005.337
commercial lighting | Lamp: 100W A19 Incandescent | 2030 | CAPITAL | REPLACEMENT | office-large | USD/gigalumen_year | us | us | 928131007005.337
commercial lighting | Lamp: 100W A19 Incandescent | 2030 | CAPITAL | REPLACEMENT | office-small | USD/gigalumen_year | us | us | 928131007005.337
commercial lighting | Lamp: 100W A19 Incandescent | 2030 | CAPITAL | REPLACEMENT | other | USD/gigalumen_year | us | us | 928131007005.337
commercial lighting | Lamp: 100W A19 Incandescent | 2030 | CAPITAL | REPLACEMENT | warehouse | USD/gigalumen_year | us | us | 928131007005.337
commercial lighting | Lamp: 100W A19 Incandescent | 2030 | FIXED_OM | NEW | assembly | USD/gigalumen_year | us | us | 216576429555.304
commercial lighting | Lamp: 100W A19 Incandescent | 2030 | FIXED_OM | NEW | education | USD/gigalumen_year | us | us | 216576429555.304
commercial lighting | Lamp: 100W A19 Incandescent | 2030 | FIXED_OM | NEW | food sales | USD/gigalumen_year | us | us | 216576429555.304
commercial lighting | Lamp: 100W A19 Incandescent | 2030 | FIXED_OM | NEW | food service | USD/gigalumen_year | us | us | 216576429555.304
commercial lighting | Lamp: 100W A19 Incandescent | 2030 | FIXED_OM | NEW | health | USD/gigalumen_year | us | us | 216576429555.304
commercial lighting | Lamp: 100W A19 Incandescent | 2030 | FIXED_OM | NEW | lodging | USD/gigalumen_year | us | us | 216576429555.304
commercial lighting | Lamp: 100W A19 Incandescent | 2030 | FIXED_OM | NEW | merc/service | USD/gigalumen_year | us | us | 216576429555.304
commercial lighting | Lamp: 100W A19 Incandescent | 2030 | FIXED_OM | NEW | office-large | USD/gigalumen_year | us | us | 216576429555.304
commercial lighting | Lamp: 100W A19 Incandescent | 2030 | FIXED_OM | NEW | office-small | USD/gigalumen_year | us | us | 216576429555.304
commercial lighting | Lamp: 100W A19 Incandescent | 2030 | FIXED_OM | NEW | other | USD/gigalumen_year | us | us | 216576429555.304
commercial lighting | Lamp: 100W A19 Incandescent | 2030 | FIXED_OM | NEW | warehouse | USD/gigalumen_year | us | us | 216576429555.304
commercial lighting | Lamp: 100W A19 Incandescent | 2030 | FIXED_OM | REPLACEMENT | assembly | USD/gigalumen_year | us | us | 216576429555.304
commercial lighting | Lamp: 100W A19 Incandescent | 2030 | FIXED_OM | REPLACEMENT | education | USD/gigalumen_year | us | us | 216576429555.304
commercial lighting | Lamp: 100W A19 Incandescent | 2030 | FIXED_OM | REPLACEMENT | food sales | USD/gigalumen_year | us | us | 216576429555.304
commercial lighting | Lamp: 100W A19 Incandescent | 2030 | FIXED_OM | REPLACEMENT | food service | USD/gigalumen_year | us | us | 216576429555.304
commercial lighting | Lamp: 100W A19 Incandescent | 2030 | FIXED_OM | REPLACEMENT | health | USD/gigalumen_year | us | us | 216576429555.304
commercial lighting | Lamp: 100W A19 Incandescent | 2030 | FIXED_OM | REPLACEMENT | lodging | USD/gigalumen_year | us | us | 216576429555.304
commercial lighting | Lamp: 100W A19 Incandescent | 2030 | FIXED_OM | REPLACEMENT | merc/service | USD/gigalumen_year | us | us | 216576429555.304
commercial lighting | Lamp: 100W A19 Incandescent | 2030 | FIXED_OM | REPLACEMENT | office-large | USD/gigalumen_year | us | us | 216576429555.304
commercial lighting | Lamp: 100W A19 Incandescent | 2030 | FIXED_OM | REPLACEMENT | office-small | USD/gigalumen_year | us | us | 216576429555.304
commercial lighting | Lamp: 100W A19 Incandescent | 2030 | FIXED_OM | REPLACEMENT | other | USD/gigalumen_year | us | us | 216576429555.304
commercial lighting | Lamp: 100W A19 Incandescent | 2030 | FIXED_OM | REPLACEMENT | warehouse | USD/gigalumen_year | us | us | 216576429555.304
commercial lighting | Lamp: 100W A19 Incandescent | 2031 | CAPITAL | NEW | assembly | USD/gigalumen_year | us | us | 928131007005.337
commercial lighting | Lamp: 100W A19 Incandescent | 2031 | CAPITAL | NEW | education | USD/gigalumen_year | us | us | 928131007005.337
commercial lighting | Lamp: 100W A19 Incandescent | 2031 | CAPITAL | NEW | food sales | USD/gigalumen_year | us | us | 928131007005.337
commercial lighting | Lamp: 100W A19 Incandescent | 2031 | CAPITAL | NEW | food service | USD/gigalumen_year | us | us | 928131007005.337
commercial lighting | Lamp: 100W A19 Incandescent | 2031 | CAPITAL | NEW | health | USD/gigalumen_year | us | us | 928131007005.337
commercial lighting | Lamp: 100W A19 Incandescent | 2031 | CAPITAL | NEW | lodging | USD/gigalumen_year | us | us | 928131007005.337
commercial lighting | Lamp: 100W A19 Incandescent | 2031 | CAPITAL | NEW | merc/service | USD/gigalumen_year | us | us | 928131007005.337
commercial lighting | Lamp: 100W A19 Incandescent | 2031 | CAPITAL | NEW | office-large | USD/gigalumen_year | us | us | 928131007005.337
commercial lighting | Lamp: 100W A19 Incandescent | 2031 | CAPITAL | NEW | office-small | USD/gigalumen_year | us | us | 928131007005.337
commercial lighting | Lamp: 100W A19 Incandescent | 2031 | CAPITAL | NEW | other | USD/gigalumen_year | us | us | 928131007005.337
commercial lighting | Lamp: 100W A19 Incandescent | 2031 | CAPITAL | NEW | warehouse | USD/gigalumen_year | us | us | 928131007005.337
commercial lighting | Lamp: 100W A19 Incandescent | 2031 | CAPITAL | REPLACEMENT | assembly | USD/gigalumen_year | us | us | 928131007005.337
commercial lighting | Lamp: 100W A19 Incandescent | 2031 | CAPITAL | REPLACEMENT | education | USD/gigalumen_year | us | us | 928131007005.337
commercial lighting | Lamp: 100W A19 Incandescent | 2031 | CAPITAL | REPLACEMENT | food sales | USD/gigalumen_year | us | us | 928131007005.337
commercial lighting | Lamp: 100W A19 Incandescent | 2031 | CAPITAL | REPLACEMENT | food service | USD/gigalumen_year | us | us | 928131007005.337
commercial lighting | Lamp: 100W A19 Incandescent | 2031 | CAPITAL | REPLACEMENT | health | USD/gigalumen_year | us | us | 928131007005.337
commercial lighting | Lamp: 100W A19 Incandescent | 2031 | CAPITAL | REPLACEMENT | lodging | USD/gigalumen_year | us | us | 928131007005.337
commercial lighting | Lamp: 100W A19 Incandescent | 2031 | CAPITAL | REPLACEMENT | merc/service | USD/gigalumen_year | us | us | 928131007005.337
commercial lighting | Lamp: 100W A19 Incandescent | 2031 | CAPITAL | REPLACEMENT | office-large | USD/gigalumen_year | us | us | 928131007005.337
commercial lighting | Lamp: 100W A19 Incandescent | 2031 | CAPITAL | REPLACEMENT | office-small | USD/gigalumen_year | us | us | 928131007005.337
commercial lighting | Lamp: 100W A19 Incandescent | 2031 | CAPITAL | REPLACEMENT | other | USD/gigalumen_year | us | us | 928131007005.337
commercial lighting | Lamp: 100W A19 Incandescent | 2031 | CAPITAL | REPLACEMENT | warehouse | USD/gigalumen_year | us | us | 928131007005.337
commercial lighting | Lamp: 100W A19 Incandescent | 2031 | FIXED_OM | NEW | assembly | USD/gigalumen_year | us | us | 216576429555.304
commercial lighting | Lamp: 100W A19 Incandescent | 2031 | FIXED_OM | NEW | education | USD/gigalumen_year | us | us | 216576429555.304
commercial lighting | Lamp: 100W A19 Incandescent | 2031 | FIXED_OM | NEW | food sales | USD/gigalumen_year | us | us | 216576429555.304
commercial lighting | Lamp: 100W A19 Incandescent | 2031 | FIXED_OM | NEW | food service | USD/gigalumen_year | us | us | 216576429555.304
commercial lighting | Lamp: 100W A19 Incandescent | 2031 | FIXED_OM | NEW | health | USD/gigalumen_year | us | us | 216576429555.304
commercial lighting | Lamp: 100W A19 Incandescent | 2031 | FIXED_OM | NEW | lodging | USD/gigalumen_year | us | us | 216576429555.304
commercial lighting | Lamp: 100W A19 Incandescent | 2031 | FIXED_OM | NEW | merc/service | USD/gigalumen_year | us | us | 216576429555.304
commercial lighting | Lamp: 100W A19 Incandescent | 2031 | FIXED_OM | NEW | office-large | USD/gigalumen_year | us | us | 216576429555.304
commercial lighting | Lamp: 100W A19 Incandescent | 2031 | FIXED_OM | NEW | office-small | USD/gigalumen_year | us | us | 216576429555.304
commercial lighting | Lamp: 100W A19 Incandescent | 2031 | FIXED_OM | NEW | other | USD/gigalumen_year | us | us | 216576429555.304
commercial lighting | Lamp: 100W A19 Incandescent | 2031 | FIXED_OM | NEW | warehouse | USD/gigalumen_year | us | us | 216576429555.304
commercial lighting | Lamp: 100W A19 Incandescent | 2031 | FIXED_OM | REPLACEMENT | assembly | USD/gigalumen_year | us | us | 216576429555.304
commercial lighting | Lamp: 100W A19 Incandescent | 2031 | FIXED_OM | REPLACEMENT | education | USD/gigalumen_year | us | us | 216576429555.304
commercial lighting | Lamp: 100W A19 Incandescent | 2031 | FIXED_OM | REPLACEMENT | food sales | USD/gigalumen_year | us | us | 216576429555.304
commercial lighting | Lamp: 100W A19 Incandescent | 2031 | FIXED_OM | REPLACEMENT | food service | USD/gigalumen_year | us | us | 216576429555.304
commercial lighting | Lamp: 100W A19 Incandescent | 2031 | FIXED_OM | REPLACEMENT | health | USD/gigalumen_year | us | us | 216576429555.304
commercial lighting | Lamp: 100W A19 Incandescent | 2031 | FIXED_OM | REPLACEMENT | lodging | USD/gigalumen_year | us | us | 216576429555.304
commercial lighting | Lamp: 100W A19 Incandescent | 2031 | FIXED_OM | REPLACEMENT | merc/service | USD/gigalumen_year | us | us | 216576429555.304
commercial lighting | Lamp: 100W A19 Incandescent | 2031 | FIXED_OM | REPLACEMENT | office-large | USD/gigalumen_year | us | us | 216576429555.304
commercial lighting | Lamp: 100W A19 Incandescent | 2031 | FIXED_OM | REPLACEMENT | office-small | USD/gigalumen_year | us | us | 216576429555.304
commercial lighting | Lamp: 100W A19 Incandescent | 2031 | FIXED_OM | REPLACEMENT | other | USD/gigalumen_year | us | us | 216576429555.304
commercial lighting | Lamp: 100W A19 Incandescent | 2031 | FIXED_OM | REPLACEMENT | warehouse | USD/gigalumen_year | us | us | 216576429555.304
commercial lighting | Lamp: 100W A19 Incandescent | 2032 | CAPITAL | NEW | assembly | USD/gigalumen_year | us | us | 928131007005.337
commercial lighting | Lamp: 100W A19 Incandescent | 2032 | CAPITAL | NEW | education | USD/gigalumen_year | us | us | 928131007005.337
commercial lighting | Lamp: 100W A19 Incandescent | 2032 | CAPITAL | NEW | food sales | USD/gigalumen_year | us | us | 928131007005.337
commercial lighting | Lamp: 100W A19 Incandescent | 2032 | CAPITAL | NEW | food service | USD/gigalumen_year | us | us | 928131007005.337
commercial lighting | Lamp: 100W A19 Incandescent | 2032 | CAPITAL | NEW | health | USD/gigalumen_year | us | us | 928131007005.337
commercial lighting | Lamp: 100W A19 Incandescent | 2032 | CAPITAL | NEW | lodging | USD/gigalumen_year | us | us | 928131007005.337
commercial lighting | Lamp: 100W A19 Incandescent | 2032 | CAPITAL | NEW | merc/service | USD/gigalumen_year | us | us | 928131007005.337
commercial lighting | Lamp: 100W A19 Incandescent | 2032 | CAPITAL | NEW | office-large | USD/gigalumen_year | us | us | 928131007005.337
commercial lighting | Lamp: 100W A19 Incandescent | 2032 | CAPITAL | NEW | office-small | USD/gigalumen_year | us | us | 928131007005.337
commercial lighting | Lamp: 100W A19 Incandescent | 2032 | CAPITAL | NEW | other | USD/gigalumen_year | us | us | 928131007005.337
commercial lighting | Lamp: 100W A19 Incandescent | 2032 | CAPITAL | NEW | warehouse | USD/gigalumen_year | us | us | 928131007005.337
commercial lighting | Lamp: 100W A19 Incandescent | 2032 | CAPITAL | REPLACEMENT | assembly | USD/gigalumen_year | us | us | 928131007005.337
commercial lighting | Lamp: 100W A19 Incandescent | 2032 | CAPITAL | REPLACEMENT | education | USD/gigalumen_year | us | us | 928131007005.337
commercial lighting | Lamp: 100W A19 Incandescent | 2032 | CAPITAL | REPLACEMENT | food sales | USD/gigalumen_year | us | us | 928131007005.337
commercial lighting | Lamp: 100W A19 Incandescent | 2032 | CAPITAL | REPLACEMENT | food service | USD/gigalumen_year | us | us | 928131007005.337
commercial lighting | Lamp: 100W A19 Incandescent | 2032 | CAPITAL | REPLACEMENT | health | USD/gigalumen_year | us | us | 928131007005.337
commercial lighting | Lamp: 100W A19 Incandescent | 2032 | CAPITAL | REPLACEMENT | lodging | USD/gigalumen_year | us | us | 928131007005.337
commercial lighting | Lamp: 100W A19 Incandescent | 2032 | CAPITAL | REPLACEMENT | merc/service | USD/gigalumen_year | us | us | 928131007005.337
commercial lighting | Lamp: 100W A19 Incandescent | 2032 | CAPITAL | REPLACEMENT | office-large | USD/gigalumen_year | us | us | 928131007005.337
commercial lighting | Lamp: 100W A19 Incandescent | 2032 | CAPITAL | REPLACEMENT | office-small | USD/gigalumen_year | us | us | 928131007005.337
commercial lighting | Lamp: 100W A19 Incandescent | 2032 | CAPITAL | REPLACEMENT | other | USD/gigalumen_year | us | us | 928131007005.337
commercial lighting | Lamp: 100W A19 Incandescent | 2032 | CAPITAL | REPLACEMENT | warehouse | USD/gigalumen_year | us | us | 928131007005.337
commercial lighting | Lamp: 100W A19 Incandescent | 2032 | FIXED_OM | NEW | assembly | USD/gigalumen_year | us | us | 216576429555.304
commercial lighting | Lamp: 100W A19 Incandescent | 2032 | FIXED_OM | NEW | education | USD/gigalumen_year | us | us | 216576429555.304
commercial lighting | Lamp: 100W A19 Incandescent | 2032 | FIXED_OM | NEW | food sales | USD/gigalumen_year | us | us | 216576429555.304
commercial lighting | Lamp: 100W A19 Incandescent | 2032 | FIXED_OM | NEW | food service | USD/gigalumen_year | us | us | 216576429555.304
commercial lighting | Lamp: 100W A19 Incandescent | 2032 | FIXED_OM | NEW | health | USD/gigalumen_year | us | us | 216576429555.304
commercial lighting | Lamp: 100W A19 Incandescent | 2032 | FIXED_OM | NEW | lodging | USD/gigalumen_year | us | us | 216576429555.304
commercial lighting | Lamp: 100W A19 Incandescent | 2032 | FIXED_OM | NEW | merc/service | USD/gigalumen_year | us | us | 216576429555.304
commercial lighting | Lamp: 100W A19 Incandescent | 2032 | FIXED_OM | NEW | office-large | USD/gigalumen_year | us | us | 216576429555.304
commercial lighting | Lamp: 100W A19 Incandescent | 2032 | FIXED_OM | NEW | office-small | USD/gigalumen_year | us | us | 216576429555.304
commercial lighting | Lamp: 100W A19 Incandescent | 2032 | FIXED_OM | NEW | other | USD/gigalumen_year | us | us | 216576429555.304
commercial lighting | Lamp: 100W A19 Incandescent | 2032 | FIXED_OM | NEW | warehouse | USD/gigalumen_year | us | us | 216576429555.304
commercial lighting | Lamp: 100W A19 Incandescent | 2032 | FIXED_OM | REPLACEMENT | assembly | USD/gigalumen_year | us | us | 216576429555.304
commercial lighting | Lamp: 100W A19 Incandescent | 2032 | FIXED_OM | REPLACEMENT | education | USD/gigalumen_year | us | us | 216576429555.304
commercial lighting | Lamp: 100W A19 Incandescent | 2032 | FIXED_OM | REPLACEMENT | food sales | USD/gigalumen_year | us | us | 216576429555.304
commercial lighting | Lamp: 100W A19 Incandescent | 2032 | FIXED_OM | REPLACEMENT | food service | USD/gigalumen_year | us | us | 216576429555.304
commercial lighting | Lamp: 100W A19 Incandescent | 2032 | FIXED_OM | REPLACEMENT | health | USD/gigalumen_year | us | us | 216576429555.304
commercial lighting | Lamp: 100W A19 Incandescent | 2032 | FIXED_OM | REPLACEMENT | lodging | USD/gigalumen_year | us | us | 216576429555.304
commercial lighting | Lamp: 100W A19 Incandescent | 2032 | FIXED_OM | REPLACEMENT | merc/service | USD/gigalumen_year | us | us | 216576429555.304
commercial lighting | Lamp: 100W A19 Incandescent | 2032 | FIXED_OM | REPLACEMENT | office-large | USD/gigalumen_year | us | us | 216576429555.304
commercial lighting | Lamp: 100W A19 Incandescent | 2032 | FIXED_OM | REPLACEMENT | office-small | USD/gigalumen_year | us | us | 216576429555.304
commercial lighting | Lamp: 100W A19 Incandescent | 2032 | FIXED_OM | REPLACEMENT | other | USD/gigalumen_year | us | us | 216576429555.304
commercial lighting | Lamp: 100W A19 Incandescent | 2032 | FIXED_OM | REPLACEMENT | warehouse | USD/gigalumen_year | us | us | 216576429555.304
commercial lighting | Lamp: 100W A19 Incandescent | 2033 | CAPITAL | NEW | assembly | USD/gigalumen_year | us | us | 928131007005.337
commercial lighting | Lamp: 100W A19 Incandescent | 2033 | CAPITAL | NEW | education | USD/gigalumen_year | us | us | 928131007005.337
commercial lighting | Lamp: 100W A19 Incandescent | 2033 | CAPITAL | NEW | food sales | USD/gigalumen_year | us | us | 928131007005.337
commercial lighting | Lamp: 100W A19 Incandescent | 2033 | CAPITAL | NEW | food service | USD/gigalumen_year | us | us | 928131007005.337
commercial lighting | Lamp: 100W A19 Incandescent | 2033 | CAPITAL | NEW | health | USD/gigalumen_year | us | us | 928131007005.337
commercial lighting | Lamp: 100W A19 Incandescent | 2033 | CAPITAL | NEW | lodging | USD/gigalumen_year | us | us | 928131007005.337
commercial lighting | Lamp: 100W A19 Incandescent | 2033 | CAPITAL | NEW | merc/service | USD/gigalumen_year | us | us | 928131007005.337
commercial lighting | Lamp: 100W A19 Incandescent | 2033 | CAPITAL | NEW | office-large | USD/gigalumen_year | us | us | 928131007005.337
commercial lighting | Lamp: 100W A19 Incandescent | 2033 | CAPITAL | NEW | office-small | USD/gigalumen_year | us | us | 928131007005.337
commercial lighting | Lamp: 100W A19 Incandescent | 2033 | CAPITAL | NEW | other | USD/gigalumen_year | us | us | 928131007005.337
commercial lighting | Lamp: 100W A19 Incandescent | 2033 | CAPITAL | NEW | warehouse | USD/gigalumen_year | us | us | 928131007005.337
commercial lighting | Lamp: 100W A19 Incandescent | 2033 | CAPITAL | REPLACEMENT | assembly | USD/gigalumen_year | us | us | 928131007005.337
commercial lighting | Lamp: 100W A19 Incandescent | 2033 | CAPITAL | REPLACEMENT | education | USD/gigalumen_year | us | us | 928131007005.337
commercial lighting | Lamp: 100W A19 Incandescent | 2033 | CAPITAL | REPLACEMENT | food sales | USD/gigalumen_year | us | us | 928131007005.337
commercial lighting | Lamp: 100W A19 Incandescent | 2033 | CAPITAL | REPLACEMENT | food service | USD/gigalumen_year | us | us | 928131007005.337
commercial lighting | Lamp: 100W A19 Incandescent | 2033 | CAPITAL | REPLACEMENT | health | USD/gigalumen_year | us | us | 928131007005.337
commercial lighting | Lamp: 100W A19 Incandescent | 2033 | CAPITAL | REPLACEMENT | lodging | USD/gigalumen_year | us | us | 928131007005.337
commercial lighting | Lamp: 100W A19 Incandescent | 2033 | CAPITAL | REPLACEMENT | merc/service | USD/gigalumen_year | us | us | 928131007005.337
commercial lighting | Lamp: 100W A19 Incandescent | 2033 | CAPITAL | REPLACEMENT | office-large | USD/gigalumen_year | us | us | 928131007005.337
commercial lighting | Lamp: 100W A19 Incandescent | 2033 | CAPITAL | REPLACEMENT | office-small | USD/gigalumen_year | us | us | 928131007005.337
commercial lighting | Lamp: 100W A19 Incandescent | 2033 | CAPITAL | REPLACEMENT | other | USD/gigalumen_year | us | us | 928131007005.337
commercial lighting | Lamp: 100W A19 Incandescent | 2033 | CAPITAL | REPLACEMENT | warehouse | USD/gigalumen_year | us | us | 928131007005.337
commercial lighting | Lamp: 100W A19 Incandescent | 2033 | FIXED_OM | NEW | assembly | USD/gigalumen_year | us | us | 216576429555.304
commercial lighting | Lamp: 100W A19 Incandescent | 2033 | FIXED_OM | NEW | education | USD/gigalumen_year | us | us | 216576429555.304
commercial lighting | Lamp: 100W A19 Incandescent | 2033 | FIXED_OM | NEW | food sales | USD/gigalumen_year | us | us | 216576429555.304
commercial lighting | Lamp: 100W A19 Incandescent | 2033 | FIXED_OM | NEW | food service | USD/gigalumen_year | us | us | 216576429555.304
commercial lighting | Lamp: 100W A19 Incandescent | 2033 | FIXED_OM | NEW | health | USD/gigalumen_year | us | us | 216576429555.304
commercial lighting | Lamp: 100W A19 Incandescent | 2033 | FIXED_OM | NEW | lodging | USD/gigalumen_year | us | us | 216576429555.304
commercial lighting | Lamp: 100W A19 Incandescent | 2033 | FIXED_OM | NEW | merc/service | USD/gigalumen_year | us | us | 216576429555.304
commercial lighting | Lamp: 100W A19 Incandescent | 2033 | FIXED_OM | NEW | office-large | USD/gigalumen_year | us | us | 216576429555.304
commercial lighting | Lamp: 100W A19 Incandescent | 2033 | FIXED_OM | NEW | office-small | USD/gigalumen_year | us | us | 216576429555.304
commercial lighting | Lamp: 100W A19 Incandescent | 2033 | FIXED_OM | NEW | other | USD/gigalumen_year | us | us | 216576429555.304
commercial lighting | Lamp: 100W A19 Incandescent | 2033 | FIXED_OM | NEW | warehouse | USD/gigalumen_year | us | us | 216576429555.304
commercial lighting | Lamp: 100W A19 Incandescent | 2033 | FIXED_OM | REPLACEMENT | assembly | USD/gigalumen_year | us | us | 216576429555.304
commercial lighting | Lamp: 100W A19 Incandescent | 2033 | FIXED_OM | REPLACEMENT | education | USD/gigalumen_year | us | us | 216576429555.304
commercial lighting | Lamp: 100W A19 Incandescent | 2033 | FIXED_OM | REPLACEMENT | food sales | USD/gigalumen_year | us | us | 216576429555.304
commercial lighting | Lamp: 100W A19 Incandescent | 2033 | FIXED_OM | REPLACEMENT | food service | USD/gigalumen_year | us | us | 216576429555.304
commercial lighting | Lamp: 100W A19 Incandescent | 2033 | FIXED_OM | REPLACEMENT | health | USD/gigalumen_year | us | us | 216576429555.304
commercial lighting | Lamp: 100W A19 Incandescent | 2033 | FIXED_OM | REPLACEMENT | lodging | USD/gigalumen_year | us | us | 216576429555.304
commercial lighting | Lamp: 100W A19 Incandescent | 2033 | FIXED_OM | REPLACEMENT | merc/service | USD/gigalumen_year | us | us | 216576429555.304
commercial lighting | Lamp: 100W A19 Incandescent | 2033 | FIXED_OM | REPLACEMENT | office-large | USD/gigalumen_year | us | us | 216576429555.304
commercial lighting | Lamp: 100W A19 Incandescent | 2033 | FIXED_OM | REPLACEMENT | office-small | USD/gigalumen_year | us | us | 216576429555.304
commercial lighting | Lamp: 100W A19 Incandescent | 2033 | FIXED_OM | REPLACEMENT | other | USD/gigalumen_year | us | us | 216576429555.304
commercial lighting | Lamp: 100W A19 Incandescent | 2033 | FIXED_OM | REPLACEMENT | warehouse | USD/gigalumen_year | us | us | 216576429555.304
commercial lighting | Lamp: 100W A19 Incandescent | 2034 | CAPITAL | NEW | assembly | USD/gigalumen_year | us | us | 928131007005.337
commercial lighting | Lamp: 100W A19 Incandescent | 2034 | CAPITAL | NEW | education | USD/gigalumen_year | us | us | 928131007005.337
commercial lighting | Lamp: 100W A19 Incandescent | 2034 | CAPITAL | NEW | food sales | USD/gigalumen_year | us | us | 928131007005.337
commercial lighting | Lamp: 100W A19 Incandescent | 2034 | CAPITAL | NEW | food service | USD/gigalumen_year | us | us | 928131007005.337
commercial lighting | Lamp: 100W A19 Incandescent | 2034 | CAPITAL | NEW | health | USD/gigalumen_year | us | us | 928131007005.337
commercial lighting | Lamp: 100W A19 Incandescent | 2034 | CAPITAL | NEW | lodging | USD/gigalumen_year | us | us | 928131007005.337
commercial lighting | Lamp: 100W A19 Incandescent | 2034 | CAPITAL | NEW | merc/service | USD/gigalumen_year | us | us | 928131007005.337
commercial lighting | Lamp: 100W A19 Incandescent | 2034 | CAPITAL | NEW | office-large | USD/gigalumen_year | us | us | 928131007005.337
commercial lighting | Lamp: 100W A19 Incandescent | 2034 | CAPITAL | NEW | office-small | USD/gigalumen_year | us | us | 928131007005.337
commercial lighting | Lamp: 100W A19 Incandescent | 2034 | CAPITAL | NEW | other | USD/gigalumen_year | us | us | 928131007005.337
commercial lighting | Lamp: 100W A19 Incandescent | 2034 | CAPITAL | NEW | warehouse | USD/gigalumen_year | us | us | 928131007005.337
commercial lighting | Lamp: 100W A19 Incandescent | 2034 | CAPITAL | REPLACEMENT | assembly | USD/gigalumen_year | us | us | 928131007005.337
commercial lighting | Lamp: 100W A19 Incandescent | 2034 | CAPITAL | REPLACEMENT | education | USD/gigalumen_year | us | us | 928131007005.337
commercial lighting | Lamp: 100W A19 Incandescent | 2034 | CAPITAL | REPLACEMENT | food sales | USD/gigalumen_year | us | us | 928131007005.337
commercial lighting | Lamp: 100W A19 Incandescent | 2034 | CAPITAL | REPLACEMENT | food service | USD/gigalumen_year | us | us | 928131007005.337
commercial lighting | Lamp: 100W A19 Incandescent | 2034 | CAPITAL | REPLACEMENT | health | USD/gigalumen_year | us | us | 928131007005.337
commercial lighting | Lamp: 100W A19 Incandescent | 2034 | CAPITAL | REPLACEMENT | lodging | USD/gigalumen_year | us | us | 928131007005.337
commercial lighting | Lamp: 100W A19 Incandescent | 2034 | CAPITAL | REPLACEMENT | merc/service | USD/gigalumen_year | us | us | 928131007005.337
commercial lighting | Lamp: 100W A19 Incandescent | 2034 | CAPITAL | REPLACEMENT | office-large | USD/gigalumen_year | us | us | 928131007005.337
commercial lighting | Lamp: 100W A19 Incandescent | 2034 | CAPITAL | REPLACEMENT | office-small | USD/gigalumen_year | us | us | 928131007005.337
commercial lighting | Lamp: 100W A19 Incandescent | 2034 | CAPITAL | REPLACEMENT | other | USD/gigalumen_year | us | us | 928131007005.337
commercial lighting | Lamp: 100W A19 Incandescent | 2034 | CAPITAL | REPLACEMENT | warehouse | USD/gigalumen_year | us | us | 928131007005.337
commercial lighting | Lamp: 100W A19 Incandescent | 2034 | FIXED_OM | NEW | assembly | USD/gigalumen_year | us | us | 216576429555.304
commercial lighting | Lamp: 100W A19 Incandescent | 2034 | FIXED_OM | NEW | education | USD/gigalumen_year | us | us | 216576429555.304
commercial lighting | Lamp: 100W A19 Incandescent | 2034 | FIXED_OM | NEW | food sales | USD/gigalumen_year | us | us | 216576429555.304
commercial lighting | Lamp: 100W A19 Incandescent | 2034 | FIXED_OM | NEW | food service | USD/gigalumen_year | us | us | 216576429555.304
commercial lighting | Lamp: 100W A19 Incandescent | 2034 | FIXED_OM | NEW | health | USD/gigalumen_year | us | us | 216576429555.304
commercial lighting | Lamp: 100W A19 Incandescent | 2034 | FIXED_OM | NEW | lodging | USD/gigalumen_year | us | us | 216576429555.304
commercial lighting | Lamp: 100W A19 Incandescent | 2034 | FIXED_OM | NEW | merc/service | USD/gigalumen_year | us | us | 216576429555.304
commercial lighting | Lamp: 100W A19 Incandescent | 2034 | FIXED_OM | NEW | office-large | USD/gigalumen_year | us | us | 216576429555.304
commercial lighting | Lamp: 100W A19 Incandescent | 2034 | FIXED_OM | NEW | office-small | USD/gigalumen_year | us | us | 216576429555.304
commercial lighting | Lamp: 100W A19 Incandescent | 2034 | FIXED_OM | NEW | other | USD/gigalumen_year | us | us | 216576429555.304
commercial lighting | Lamp: 100W A19 Incandescent | 2034 | FIXED_OM | NEW | warehouse | USD/gigalumen_year | us | us | 216576429555.304
commercial lighting | Lamp: 100W A19 Incandescent | 2034 | FIXED_OM | REPLACEMENT | assembly | USD/gigalumen_year | us | us | 216576429555.304
commercial lighting | Lamp: 100W A19 Incandescent | 2034 | FIXED_OM | REPLACEMENT | education | USD/gigalumen_year | us | us | 216576429555.304
commercial lighting | Lamp: 100W A19 Incandescent | 2034 | FIXED_OM | REPLACEMENT | food sales | USD/gigalumen_year | us | us | 216576429555.304
commercial lighting | Lamp: 100W A19 Incandescent | 2034 | FIXED_OM | REPLACEMENT | food service | USD/gigalumen_year | us | us | 216576429555.304
commercial lighting | Lamp: 100W A19 Incandescent | 2034 | FIXED_OM | REPLACEMENT | health | USD/gigalumen_year | us | us | 216576429555.304
commercial lighting | Lamp: 100W A19 Incandescent | 2034 | FIXED_OM | REPLACEMENT | lodging | USD/gigalumen_year | us | us | 216576429555.304
commercial lighting | Lamp: 100W A19 Incandescent | 2034 | FIXED_OM | REPLACEMENT | merc/service | USD/gigalumen_year | us | us | 216576429555.304
commercial lighting | Lamp: 100W A19 Incandescent | 2034 | FIXED_OM | REPLACEMENT | office-large | USD/gigalumen_year | us | us | 216576429555.304
commercial lighting | Lamp: 100W A19 Incandescent | 2034 | FIXED_OM | REPLACEMENT | office-small | USD/gigalumen_year | us | us | 216576429555.304
commercial lighting | Lamp: 100W A19 Incandescent | 2034 | FIXED_OM | REPLACEMENT | other | USD/gigalumen_year | us | us | 216576429555.304
commercial lighting | Lamp: 100W A19 Incandescent | 2034 | FIXED_OM | REPLACEMENT | warehouse | USD/gigalumen_year | us | us | 216576429555.304
commercial lighting | Lamp: 100W A19 Incandescent | 2035 | CAPITAL | NEW | assembly | USD/gigalumen_year | us | us | 928131007005.337
commercial lighting | Lamp: 100W A19 Incandescent | 2035 | CAPITAL | NEW | education | USD/gigalumen_year | us | us | 928131007005.337
commercial lighting | Lamp: 100W A19 Incandescent | 2035 | CAPITAL | NEW | food sales | USD/gigalumen_year | us | us | 928131007005.337
commercial lighting | Lamp: 100W A19 Incandescent | 2035 | CAPITAL | NEW | food service | USD/gigalumen_year | us | us | 928131007005.337
commercial lighting | Lamp: 100W A19 Incandescent | 2035 | CAPITAL | NEW | health | USD/gigalumen_year | us | us | 928131007005.337
commercial lighting | Lamp: 100W A19 Incandescent | 2035 | CAPITAL | NEW | lodging | USD/gigalumen_year | us | us | 928131007005.337
commercial lighting | Lamp: 100W A19 Incandescent | 2035 | CAPITAL | NEW | merc/service | USD/gigalumen_year | us | us | 928131007005.337
commercial lighting | Lamp: 100W A19 Incandescent | 2035 | CAPITAL | NEW | office-large | USD/gigalumen_year | us | us | 928131007005.337
commercial lighting | Lamp: 100W A19 Incandescent | 2035 | CAPITAL | NEW | office-small | USD/gigalumen_year | us | us | 928131007005.337
commercial lighting | Lamp: 100W A19 Incandescent | 2035 | CAPITAL | NEW | other | USD/gigalumen_year | us | us | 928131007005.337
commercial lighting | Lamp: 100W A19 Incandescent | 2035 | CAPITAL | NEW | warehouse | USD/gigalumen_year | us | us | 928131007005.337
commercial lighting | Lamp: 100W A19 Incandescent | 2035 | CAPITAL | REPLACEMENT | assembly | USD/gigalumen_year | us | us | 928131007005.337
commercial lighting | Lamp: 100W A19 Incandescent | 2035 | CAPITAL | REPLACEMENT | education | USD/gigalumen_year | us | us | 928131007005.337
commercial lighting | Lamp: 100W A19 Incandescent | 2035 | CAPITAL | REPLACEMENT | food sales | USD/gigalumen_year | us | us | 928131007005.337
commercial lighting | Lamp: 100W A19 Incandescent | 2035 | CAPITAL | REPLACEMENT | food service | USD/gigalumen_year | us | us | 928131007005.337
commercial lighting | Lamp: 100W A19 Incandescent | 2035 | CAPITAL | REPLACEMENT | health | USD/gigalumen_year | us | us | 928131007005.337
commercial lighting | Lamp: 100W A19 Incandescent | 2035 | CAPITAL | REPLACEMENT | lodging | USD/gigalumen_year | us | us | 928131007005.337
commercial lighting | Lamp: 100W A19 Incandescent | 2035 | CAPITAL | REPLACEMENT | merc/service | USD/gigalumen_year | us | us | 928131007005.337
commercial lighting | Lamp: 100W A19 Incandescent | 2035 | CAPITAL | REPLACEMENT | office-large | USD/gigalumen_year | us | us | 928131007005.337
commercial lighting | Lamp: 100W A19 Incandescent | 2035 | CAPITAL | REPLACEMENT | office-small | USD/gigalumen_year | us | us | 928131007005.337
commercial lighting | Lamp: 100W A19 Incandescent | 2035 | CAPITAL | REPLACEMENT | other | USD/gigalumen_year | us | us | 928131007005.337
commercial lighting | Lamp: 100W A19 Incandescent | 2035 | CAPITAL | REPLACEMENT | warehouse | USD/gigalumen_year | us | us | 928131007005.337
commercial lighting | Lamp: 100W A19 Incandescent | 2035 | FIXED_OM | NEW | assembly | USD/gigalumen_year | us | us | 216576429555.304
commercial lighting | Lamp: 100W A19 Incandescent | 2035 | FIXED_OM | NEW | education | USD/gigalumen_year | us | us | 216576429555.304
commercial lighting | Lamp: 100W A19 Incandescent | 2035 | FIXED_OM | NEW | food sales | USD/gigalumen_year | us | us | 216576429555.304
commercial lighting | Lamp: 100W A19 Incandescent | 2035 | FIXED_OM | NEW | food service | USD/gigalumen_year | us | us | 216576429555.304
commercial lighting | Lamp: 100W A19 Incandescent | 2035 | FIXED_OM | NEW | health | USD/gigalumen_year | us | us | 216576429555.304
commercial lighting | Lamp: 100W A19 Incandescent | 2035 | FIXED_OM | NEW | lodging | USD/gigalumen_year | us | us | 216576429555.304
commercial lighting | Lamp: 100W A19 Incandescent | 2035 | FIXED_OM | NEW | merc/service | USD/gigalumen_year | us | us | 216576429555.304
commercial lighting | Lamp: 100W A19 Incandescent | 2035 | FIXED_OM | NEW | office-large | USD/gigalumen_year | us | us | 216576429555.304
commercial lighting | Lamp: 100W A19 Incandescent | 2035 | FIXED_OM | NEW | office-small | USD/gigalumen_year | us | us | 216576429555.304
commercial lighting | Lamp: 100W A19 Incandescent | 2035 | FIXED_OM | NEW | other | USD/gigalumen_year | us | us | 216576429555.304
commercial lighting | Lamp: 100W A19 Incandescent | 2035 | FIXED_OM | NEW | warehouse | USD/gigalumen_year | us | us | 216576429555.304
commercial lighting | Lamp: 100W A19 Incandescent | 2035 | FIXED_OM | REPLACEMENT | assembly | USD/gigalumen_year | us | us | 216576429555.304
commercial lighting | Lamp: 100W A19 Incandescent | 2035 | FIXED_OM | REPLACEMENT | education | USD/gigalumen_year | us | us | 216576429555.304
commercial lighting | Lamp: 100W A19 Incandescent | 2035 | FIXED_OM | REPLACEMENT | food sales | USD/gigalumen_year | us | us | 216576429555.304
commercial lighting | Lamp: 100W A19 Incandescent | 2035 | FIXED_OM | REPLACEMENT | food service | USD/gigalumen_year | us | us | 216576429555.304
commercial lighting | Lamp: 100W A19 Incandescent | 2035 | FIXED_OM | REPLACEMENT | health | USD/gigalumen_year | us | us | 216576429555.304
commercial lighting | Lamp: 100W A19 Incandescent | 2035 | FIXED_OM | REPLACEMENT | lodging | USD/gigalumen_year | us | us | 216576429555.304
commercial lighting | Lamp: 100W A19 Incandescent | 2035 | FIXED_OM | REPLACEMENT | merc/service | USD/gigalumen_year | us | us | 216576429555.304
commercial lighting | Lamp: 100W A19 Incandescent | 2035 | FIXED_OM | REPLACEMENT | office-large | USD/gigalumen_year | us | us | 216576429555.304
commercial lighting | Lamp: 100W A19 Incandescent | 2035 | FIXED_OM | REPLACEMENT | office-small | USD/gigalumen_year | us | us | 216576429555.304
commercial lighting | Lamp: 100W A19 Incandescent | 2035 | FIXED_OM | REPLACEMENT | other | USD/gigalumen_year | us | us | 216576429555.304
commercial lighting | Lamp: 100W A19 Incandescent | 2035 | FIXED_OM | REPLACEMENT | warehouse | USD/gigalumen_year | us | us | 216576429555.304
commercial lighting | Lamp: 100W A19 Incandescent | 2036 | CAPITAL | NEW | assembly | USD/gigalumen_year | us | us | 928131007005.337
commercial lighting | Lamp: 100W A19 Incandescent | 2036 | CAPITAL | NEW | education | USD/gigalumen_year | us | us | 928131007005.337
commercial lighting | Lamp: 100W A19 Incandescent | 2036 | CAPITAL | NEW | food sales | USD/gigalumen_year | us | us | 928131007005.337
commercial lighting | Lamp: 100W A19 Incandescent | 2036 | CAPITAL | NEW | food service | USD/gigalumen_year | us | us | 928131007005.337
commercial lighting | Lamp: 100W A19 Incandescent | 2036 | CAPITAL | NEW | health | USD/gigalumen_year | us | us | 928131007005.337
commercial lighting | Lamp: 100W A19 Incandescent | 2036 | CAPITAL | NEW | lodging | USD/gigalumen_year | us | us | 928131007005.337
commercial lighting | Lamp: 100W A19 Incandescent | 2036 | CAPITAL | NEW | merc/service | USD/gigalumen_year | us | us | 928131007005.337
commercial lighting | Lamp: 100W A19 Incandescent | 2036 | CAPITAL | NEW | office-large | USD/gigalumen_year | us | us | 928131007005.337
commercial lighting | Lamp: 100W A19 Incandescent | 2036 | CAPITAL | NEW | office-small | USD/gigalumen_year | us | us | 928131007005.337
commercial lighting | Lamp: 100W A19 Incandescent | 2036 | CAPITAL | NEW | other | USD/gigalumen_year | us | us | 928131007005.337
commercial lighting | Lamp: 100W A19 Incandescent | 2036 | CAPITAL | NEW | warehouse | USD/gigalumen_year | us | us | 928131007005.337
commercial lighting | Lamp: 100W A19 Incandescent | 2036 | CAPITAL | REPLACEMENT | assembly | USD/gigalumen_year | us | us | 928131007005.337
commercial lighting | Lamp: 100W A19 Incandescent | 2036 | CAPITAL | REPLACEMENT | education | USD/gigalumen_year | us | us | 928131007005.337
commercial lighting | Lamp: 100W A19 Incandescent | 2036 | CAPITAL | REPLACEMENT | food sales | USD/gigalumen_year | us | us | 928131007005.337
commercial lighting | Lamp: 100W A19 Incandescent | 2036 | CAPITAL | REPLACEMENT | food service | USD/gigalumen_year | us | us | 928131007005.337
commercial lighting | Lamp: 100W A19 Incandescent | 2036 | CAPITAL | REPLACEMENT | health | USD/gigalumen_year | us | us | 928131007005.337
commercial lighting | Lamp: 100W A19 Incandescent | 2036 | CAPITAL | REPLACEMENT | lodging | USD/gigalumen_year | us | us | 928131007005.337
commercial lighting | Lamp: 100W A19 Incandescent | 2036 | CAPITAL | REPLACEMENT | merc/service | USD/gigalumen_year | us | us | 928131007005.337
commercial lighting | Lamp: 100W A19 Incandescent | 2036 | CAPITAL | REPLACEMENT | office-large | USD/gigalumen_year | us | us | 928131007005.337
commercial lighting | Lamp: 100W A19 Incandescent | 2036 | CAPITAL | REPLACEMENT | office-small | USD/gigalumen_year | us | us | 928131007005.337
commercial lighting | Lamp: 100W A19 Incandescent | 2036 | CAPITAL | REPLACEMENT | other | USD/gigalumen_year | us | us | 928131007005.337
commercial lighting | Lamp: 100W A19 Incandescent | 2036 | CAPITAL | REPLACEMENT | warehouse | USD/gigalumen_year | us | us | 928131007005.337
commercial lighting | Lamp: 100W A19 Incandescent | 2036 | FIXED_OM | NEW | assembly | USD/gigalumen_year | us | us | 216576429555.304
commercial lighting | Lamp: 100W A19 Incandescent | 2036 | FIXED_OM | NEW | education | USD/gigalumen_year | us | us | 216576429555.304
commercial lighting | Lamp: 100W A19 Incandescent | 2036 | FIXED_OM | NEW | food sales | USD/gigalumen_year | us | us | 216576429555.304
commercial lighting | Lamp: 100W A19 Incandescent | 2036 | FIXED_OM | NEW | food service | USD/gigalumen_year | us | us | 216576429555.304
commercial lighting | Lamp: 100W A19 Incandescent | 2036 | FIXED_OM | NEW | health | USD/gigalumen_year | us | us | 216576429555.304
commercial lighting | Lamp: 100W A19 Incandescent | 2036 | FIXED_OM | NEW | lodging | USD/gigalumen_year | us | us | 216576429555.304
commercial lighting | Lamp: 100W A19 Incandescent | 2036 | FIXED_OM | NEW | merc/service | USD/gigalumen_year | us | us | 216576429555.304
commercial lighting | Lamp: 100W A19 Incandescent | 2036 | FIXED_OM | NEW | office-large | USD/gigalumen_year | us | us | 216576429555.304
commercial lighting | Lamp: 100W A19 Incandescent | 2036 | FIXED_OM | NEW | office-small | USD/gigalumen_year | us | us | 216576429555.304
commercial lighting | Lamp: 100W A19 Incandescent | 2036 | FIXED_OM | NEW | other | USD/gigalumen_year | us | us | 216576429555.304
commercial lighting | Lamp: 100W A19 Incandescent | 2036 | FIXED_OM | NEW | warehouse | USD/gigalumen_year | us | us | 216576429555.304
commercial lighting | Lamp: 100W A19 Incandescent | 2036 | FIXED_OM | REPLACEMENT | assembly | USD/gigalumen_year | us | us | 216576429555.304
commercial lighting | Lamp: 100W A19 Incandescent | 2036 | FIXED_OM | REPLACEMENT | education | USD/gigalumen_year | us | us | 216576429555.304
commercial lighting | Lamp: 100W A19 Incandescent | 2036 | FIXED_OM | REPLACEMENT | food sales | USD/gigalumen_year | us | us | 216576429555.304
commercial lighting | Lamp: 100W A19 Incandescent | 2036 | FIXED_OM | REPLACEMENT | food service | USD/gigalumen_year | us | us | 216576429555.304
commercial lighting | Lamp: 100W A19 Incandescent | 2036 | FIXED_OM | REPLACEMENT | health | USD/gigalumen_year | us | us | 216576429555.304
commercial lighting | Lamp: 100W A19 Incandescent | 2036 | FIXED_OM | REPLACEMENT | lodging | USD/gigalumen_year | us | us | 216576429555.304
commercial lighting | Lamp: 100W A19 Incandescent | 2036 | FIXED_OM | REPLACEMENT | merc/service | USD/gigalumen_year | us | us | 216576429555.304
commercial lighting | Lamp: 100W A19 Incandescent | 2036 | FIXED_OM | REPLACEMENT | office-large | USD/gigalumen_year | us | us | 216576429555.304
commercial lighting | Lamp: 100W A19 Incandescent | 2036 | FIXED_OM | REPLACEMENT | office-small | USD/gigalumen_year | us | us | 216576429555.304
commercial lighting | Lamp: 100W A19 Incandescent | 2036 | FIXED_OM | REPLACEMENT | other | USD/gigalumen_year | us | us | 216576429555.304
commercial lighting | Lamp: 100W A19 Incandescent | 2036 | FIXED_OM | REPLACEMENT | warehouse | USD/gigalumen_year | us | us | 216576429555.304
commercial lighting | Lamp: 100W A19 Incandescent | 2037 | CAPITAL | NEW | assembly | USD/gigalumen_year | us | us | 928131007005.337
commercial lighting | Lamp: 100W A19 Incandescent | 2037 | CAPITAL | NEW | education | USD/gigalumen_year | us | us | 928131007005.337
commercial lighting | Lamp: 100W A19 Incandescent | 2037 | CAPITAL | NEW | food sales | USD/gigalumen_year | us | us | 928131007005.337
commercial lighting | Lamp: 100W A19 Incandescent | 2037 | CAPITAL | NEW | food service | USD/gigalumen_year | us | us | 928131007005.337
commercial lighting | Lamp: 100W A19 Incandescent | 2037 | CAPITAL | NEW | health | USD/gigalumen_year | us | us | 928131007005.337
commercial lighting | Lamp: 100W A19 Incandescent | 2037 | CAPITAL | NEW | lodging | USD/gigalumen_year | us | us | 928131007005.337
commercial lighting | Lamp: 100W A19 Incandescent | 2037 | CAPITAL | NEW | merc/service | USD/gigalumen_year | us | us | 928131007005.337
commercial lighting | Lamp: 100W A19 Incandescent | 2037 | CAPITAL | NEW | office-large | USD/gigalumen_year | us | us | 928131007005.337
commercial lighting | Lamp: 100W A19 Incandescent | 2037 | CAPITAL | NEW | office-small | USD/gigalumen_year | us | us | 928131007005.337
commercial lighting | Lamp: 100W A19 Incandescent | 2037 | CAPITAL | NEW | other | USD/gigalumen_year | us | us | 928131007005.337
commercial lighting | Lamp: 100W A19 Incandescent | 2037 | CAPITAL | NEW | warehouse | USD/gigalumen_year | us | us | 928131007005.337
commercial lighting | Lamp: 100W A19 Incandescent | 2037 | CAPITAL | REPLACEMENT | assembly | USD/gigalumen_year | us | us | 928131007005.337
commercial lighting | Lamp: 100W A19 Incandescent | 2037 | CAPITAL | REPLACEMENT | education | USD/gigalumen_year | us | us | 928131007005.337
commercial lighting | Lamp: 100W A19 Incandescent | 2037 | CAPITAL | REPLACEMENT | food sales | USD/gigalumen_year | us | us | 928131007005.337
commercial lighting | Lamp: 100W A19 Incandescent | 2037 | CAPITAL | REPLACEMENT | food service | USD/gigalumen_year | us | us | 928131007005.337
commercial lighting | Lamp: 100W A19 Incandescent | 2037 | CAPITAL | REPLACEMENT | health | USD/gigalumen_year | us | us | 928131007005.337
commercial lighting | Lamp: 100W A19 Incandescent | 2037 | CAPITAL | REPLACEMENT | lodging | USD/gigalumen_year | us | us | 928131007005.337
commercial lighting | Lamp: 100W A19 Incandescent | 2037 | CAPITAL | REPLACEMENT | merc/service | USD/gigalumen_year | us | us | 928131007005.337
commercial lighting | Lamp: 100W A19 Incandescent | 2037 | CAPITAL | REPLACEMENT | office-large | USD/gigalumen_year | us | us | 928131007005.337
commercial lighting | Lamp: 100W A19 Incandescent | 2037 | CAPITAL | REPLACEMENT | office-small | USD/gigalumen_year | us | us | 928131007005.337
commercial lighting | Lamp: 100W A19 Incandescent | 2037 | CAPITAL | REPLACEMENT | other | USD/gigalumen_year | us | us | 928131007005.337
commercial lighting | Lamp: 100W A19 Incandescent | 2037 | CAPITAL | REPLACEMENT | warehouse | USD/gigalumen_year | us | us | 928131007005.337
commercial lighting | Lamp: 100W A19 Incandescent | 2037 | FIXED_OM | NEW | assembly | USD/gigalumen_year | us | us | 216576429555.304
commercial lighting | Lamp: 100W A19 Incandescent | 2037 | FIXED_OM | NEW | education | USD/gigalumen_year | us | us | 216576429555.304
commercial lighting | Lamp: 100W A19 Incandescent | 2037 | FIXED_OM | NEW | food sales | USD/gigalumen_year | us | us | 216576429555.304
commercial lighting | Lamp: 100W A19 Incandescent | 2037 | FIXED_OM | NEW | food service | USD/gigalumen_year | us | us | 216576429555.304
commercial lighting | Lamp: 100W A19 Incandescent | 2037 | FIXED_OM | NEW | health | USD/gigalumen_year | us | us | 216576429555.304
commercial lighting | Lamp: 100W A19 Incandescent | 2037 | FIXED_OM | NEW | lodging | USD/gigalumen_year | us | us | 216576429555.304
commercial lighting | Lamp: 100W A19 Incandescent | 2037 | FIXED_OM | NEW | merc/service | USD/gigalumen_year | us | us | 216576429555.304
commercial lighting | Lamp: 100W A19 Incandescent | 2037 | FIXED_OM | NEW | office-large | USD/gigalumen_year | us | us | 216576429555.304
commercial lighting | Lamp: 100W A19 Incandescent | 2037 | FIXED_OM | NEW | office-small | USD/gigalumen_year | us | us | 216576429555.304
commercial lighting | Lamp: 100W A19 Incandescent | 2037 | FIXED_OM | NEW | other | USD/gigalumen_year | us | us | 216576429555.304
commercial lighting | Lamp: 100W A19 Incandescent | 2037 | FIXED_OM | NEW | warehouse | USD/gigalumen_year | us | us | 216576429555.304
commercial lighting | Lamp: 100W A19 Incandescent | 2037 | FIXED_OM | REPLACEMENT | assembly | USD/gigalumen_year | us | us | 216576429555.304
commercial lighting | Lamp: 100W A19 Incandescent | 2037 | FIXED_OM | REPLACEMENT | education | USD/gigalumen_year | us | us | 216576429555.304
commercial lighting | Lamp: 100W A19 Incandescent | 2037 | FIXED_OM | REPLACEMENT | food sales | USD/gigalumen_year | us | us | 216576429555.304
commercial lighting | Lamp: 100W A19 Incandescent | 2037 | FIXED_OM | REPLACEMENT | food service | USD/gigalumen_year | us | us | 216576429555.304
commercial lighting | Lamp: 100W A19 Incandescent | 2037 | FIXED_OM | REPLACEMENT | health | USD/gigalumen_year | us | us | 216576429555.304
commercial lighting | Lamp: 100W A19 Incandescent | 2037 | FIXED_OM | REPLACEMENT | lodging | USD/gigalumen_year | us | us | 216576429555.304
commercial lighting | Lamp: 100W A19 Incandescent | 2037 | FIXED_OM | REPLACEMENT | merc/service | USD/gigalumen_year | us | us | 216576429555.304
commercial lighting | Lamp: 100W A19 Incandescent | 2037 | FIXED_OM | REPLACEMENT | office-large | USD/gigalumen_year | us | us | 216576429555.304
commercial lighting | Lamp: 100W A19 Incandescent | 2037 | FIXED_OM | REPLACEMENT | office-small | USD/gigalumen_year | us | us | 216576429555.304
commercial lighting | Lamp: 100W A19 Incandescent | 2037 | FIXED_OM | REPLACEMENT | other | USD/gigalumen_year | us | us | 216576429555.304
commercial lighting | Lamp: 100W A19 Incandescent | 2037 | FIXED_OM | REPLACEMENT | warehouse | USD/gigalumen_year | us | us | 216576429555.304
commercial lighting | Lamp: 100W A19 Incandescent | 2038 | CAPITAL | NEW | assembly | USD/gigalumen_year | us | us | 928131007005.337
commercial lighting | Lamp: 100W A19 Incandescent | 2038 | CAPITAL | NEW | education | USD/gigalumen_year | us | us | 928131007005.337
commercial lighting | Lamp: 100W A19 Incandescent | 2038 | CAPITAL | NEW | food sales | USD/gigalumen_year | us | us | 928131007005.337
commercial lighting | Lamp: 100W A19 Incandescent | 2038 | CAPITAL | NEW | food service | USD/gigalumen_year | us | us | 928131007005.337
commercial lighting | Lamp: 100W A19 Incandescent | 2038 | CAPITAL | NEW | health | USD/gigalumen_year | us | us | 928131007005.337
commercial lighting | Lamp: 100W A19 Incandescent | 2038 | CAPITAL | NEW | lodging | USD/gigalumen_year | us | us | 928131007005.337
commercial lighting | Lamp: 100W A19 Incandescent | 2038 | CAPITAL | NEW | merc/service | USD/gigalumen_year | us | us | 928131007005.337
commercial lighting | Lamp: 100W A19 Incandescent | 2038 | CAPITAL | NEW | office-large | USD/gigalumen_year | us | us | 928131007005.337
commercial lighting | Lamp: 100W A19 Incandescent | 2038 | CAPITAL | NEW | office-small | USD/gigalumen_year | us | us | 928131007005.337
commercial lighting | Lamp: 100W A19 Incandescent | 2038 | CAPITAL | NEW | other | USD/gigalumen_year | us | us | 928131007005.337
commercial lighting | Lamp: 100W A19 Incandescent | 2038 | CAPITAL | NEW | warehouse | USD/gigalumen_year | us | us | 928131007005.337
commercial lighting | Lamp: 100W A19 Incandescent | 2038 | CAPITAL | REPLACEMENT | assembly | USD/gigalumen_year | us | us | 928131007005.337
commercial lighting | Lamp: 100W A19 Incandescent | 2038 | CAPITAL | REPLACEMENT | education | USD/gigalumen_year | us | us | 928131007005.337
commercial lighting | Lamp: 100W A19 Incandescent | 2038 | CAPITAL | REPLACEMENT | food sales | USD/gigalumen_year | us | us | 928131007005.337
commercial lighting | Lamp: 100W A19 Incandescent | 2038 | CAPITAL | REPLACEMENT | food service | USD/gigalumen_year | us | us | 928131007005.337
commercial lighting | Lamp: 100W A19 Incandescent | 2038 | CAPITAL | REPLACEMENT | health | USD/gigalumen_year | us | us | 928131007005.337
commercial lighting | Lamp: 100W A19 Incandescent | 2038 | CAPITAL | REPLACEMENT | lodging | USD/gigalumen_year | us | us | 928131007005.337
commercial lighting | Lamp: 100W A19 Incandescent | 2038 | CAPITAL | REPLACEMENT | merc/service | USD/gigalumen_year | us | us | 928131007005.337
commercial lighting | Lamp: 100W A19 Incandescent | 2038 | CAPITAL | REPLACEMENT | office-large | USD/gigalumen_year | us | us | 928131007005.337
commercial lighting | Lamp: 100W A19 Incandescent | 2038 | CAPITAL | REPLACEMENT | office-small | USD/gigalumen_year | us | us | 928131007005.337
commercial lighting | Lamp: 100W A19 Incandescent | 2038 | CAPITAL | REPLACEMENT | other | USD/gigalumen_year | us | us | 928131007005.337
commercial lighting | Lamp: 100W A19 Incandescent | 2038 | CAPITAL | REPLACEMENT | warehouse | USD/gigalumen_year | us | us | 928131007005.337
commercial lighting | Lamp: 100W A19 Incandescent | 2038 | FIXED_OM | NEW | assembly | USD/gigalumen_year | us | us | 216576429555.304
commercial lighting | Lamp: 100W A19 Incandescent | 2038 | FIXED_OM | NEW | education | USD/gigalumen_year | us | us | 216576429555.304
commercial lighting | Lamp: 100W A19 Incandescent | 2038 | FIXED_OM | NEW | food sales | USD/gigalumen_year | us | us | 216576429555.304
commercial lighting | Lamp: 100W A19 Incandescent | 2038 | FIXED_OM | NEW | food service | USD/gigalumen_year | us | us | 216576429555.304
commercial lighting | Lamp: 100W A19 Incandescent | 2038 | FIXED_OM | NEW | health | USD/gigalumen_year | us | us | 216576429555.304
commercial lighting | Lamp: 100W A19 Incandescent | 2038 | FIXED_OM | NEW | lodging | USD/gigalumen_year | us | us | 216576429555.304
commercial lighting | Lamp: 100W A19 Incandescent | 2038 | FIXED_OM | NEW | merc/service | USD/gigalumen_year | us | us | 216576429555.304
commercial lighting | Lamp: 100W A19 Incandescent | 2038 | FIXED_OM | NEW | office-large | USD/gigalumen_year | us | us | 216576429555.304
commercial lighting | Lamp: 100W A19 Incandescent | 2038 | FIXED_OM | NEW | office-small | USD/gigalumen_year | us | us | 216576429555.304
commercial lighting | Lamp: 100W A19 Incandescent | 2038 | FIXED_OM | NEW | other | USD/gigalumen_year | us | us | 216576429555.304
commercial lighting | Lamp: 100W A19 Incandescent | 2038 | FIXED_OM | NEW | warehouse | USD/gigalumen_year | us | us | 216576429555.304
commercial lighting | Lamp: 100W A19 Incandescent | 2038 | FIXED_OM | REPLACEMENT | assembly | USD/gigalumen_year | us | us | 216576429555.304
commercial lighting | Lamp: 100W A19 Incandescent | 2038 | FIXED_OM | REPLACEMENT | education | USD/gigalumen_year | us | us | 216576429555.304
commercial lighting | Lamp: 100W A19 Incandescent | 2038 | FIXED_OM | REPLACEMENT | food sales | USD/gigalumen_year | us | us | 216576429555.304
commercial lighting | Lamp: 100W A19 Incandescent | 2038 | FIXED_OM | REPLACEMENT | food service | USD/gigalumen_year | us | us | 216576429555.304
commercial lighting | Lamp: 100W A19 Incandescent | 2038 | FIXED_OM | REPLACEMENT | health | USD/gigalumen_year | us | us | 216576429555.304
commercial lighting | Lamp: 100W A19 Incandescent | 2038 | FIXED_OM | REPLACEMENT | lodging | USD/gigalumen_year | us | us | 216576429555.304
commercial lighting | Lamp: 100W A19 Incandescent | 2038 | FIXED_OM | REPLACEMENT | merc/service | USD/gigalumen_year | us | us | 216576429555.304
commercial lighting | Lamp: 100W A19 Incandescent | 2038 | FIXED_OM | REPLACEMENT | office-large | USD/gigalumen_year | us | us | 216576429555.304
commercial lighting | Lamp: 100W A19 Incandescent | 2038 | FIXED_OM | REPLACEMENT | office-small | USD/gigalumen_year | us | us | 216576429555.304
commercial lighting | Lamp: 100W A19 Incandescent | 2038 | FIXED_OM | REPLACEMENT | other | USD/gigalumen_year | us | us | 216576429555.304
commercial lighting | Lamp: 100W A19 Incandescent | 2038 | FIXED_OM | REPLACEMENT | warehouse | USD/gigalumen_year | us | us | 216576429555.304
commercial lighting | Lamp: 100W A19 Incandescent | 2039 | CAPITAL | NEW | assembly | USD/gigalumen_year | us | us | 928131007005.337
commercial lighting | Lamp: 100W A19 Incandescent | 2039 | CAPITAL | NEW | education | USD/gigalumen_year | us | us | 928131007005.337
commercial lighting | Lamp: 100W A19 Incandescent | 2039 | CAPITAL | NEW | food sales | USD/gigalumen_year | us | us | 928131007005.337
commercial lighting | Lamp: 100W A19 Incandescent | 2039 | CAPITAL | NEW | food service | USD/gigalumen_year | us | us | 928131007005.337
commercial lighting | Lamp: 100W A19 Incandescent | 2039 | CAPITAL | NEW | health | USD/gigalumen_year | us | us | 928131007005.337
commercial lighting | Lamp: 100W A19 Incandescent | 2039 | CAPITAL | NEW | lodging | USD/gigalumen_year | us | us | 928131007005.337
commercial lighting | Lamp: 100W A19 Incandescent | 2039 | CAPITAL | NEW | merc/service | USD/gigalumen_year | us | us | 928131007005.337
commercial lighting | Lamp: 100W A19 Incandescent | 2039 | CAPITAL | NEW | office-large | USD/gigalumen_year | us | us | 928131007005.337
commercial lighting | Lamp: 100W A19 Incandescent | 2039 | CAPITAL | NEW | office-small | USD/gigalumen_year | us | us | 928131007005.337
commercial lighting | Lamp: 100W A19 Incandescent | 2039 | CAPITAL | NEW | other | USD/gigalumen_year | us | us | 928131007005.337
commercial lighting | Lamp: 100W A19 Incandescent | 2039 | CAPITAL | NEW | warehouse | USD/gigalumen_year | us | us | 928131007005.337
commercial lighting | Lamp: 100W A19 Incandescent | 2039 | CAPITAL | REPLACEMENT | assembly | USD/gigalumen_year | us | us | 928131007005.337
commercial lighting | Lamp: 100W A19 Incandescent | 2039 | CAPITAL | REPLACEMENT | education | USD/gigalumen_year | us | us | 928131007005.337
commercial lighting | Lamp: 100W A19 Incandescent | 2039 | CAPITAL | REPLACEMENT | food sales | USD/gigalumen_year | us | us | 928131007005.337
commercial lighting | Lamp: 100W A19 Incandescent | 2039 | CAPITAL | REPLACEMENT | food service | USD/gigalumen_year | us | us | 928131007005.337
commercial lighting | Lamp: 100W A19 Incandescent | 2039 | CAPITAL | REPLACEMENT | health | USD/gigalumen_year | us | us | 928131007005.337
commercial lighting | Lamp: 100W A19 Incandescent | 2039 | CAPITAL | REPLACEMENT | lodging | USD/gigalumen_year | us | us | 928131007005.337
commercial lighting | Lamp: 100W A19 Incandescent | 2039 | CAPITAL | REPLACEMENT | merc/service | USD/gigalumen_year | us | us | 928131007005.337
commercial lighting | Lamp: 100W A19 Incandescent | 2039 | CAPITAL | REPLACEMENT | office-large | USD/gigalumen_year | us | us | 928131007005.337
commercial lighting | Lamp: 100W A19 Incandescent | 2039 | CAPITAL | REPLACEMENT | office-small | USD/gigalumen_year | us | us | 928131007005.337
commercial lighting | Lamp: 100W A19 Incandescent | 2039 | CAPITAL | REPLACEMENT | other | USD/gigalumen_year | us | us | 928131007005.337
commercial lighting | Lamp: 100W A19 Incandescent | 2039 | CAPITAL | REPLACEMENT | warehouse | USD/gigalumen_year | us | us | 928131007005.337
commercial lighting | Lamp: 100W A19 Incandescent | 2039 | FIXED_OM | NEW | assembly | USD/gigalumen_year | us | us | 216576429555.304
commercial lighting | Lamp: 100W A19 Incandescent | 2039 | FIXED_OM | NEW | education | USD/gigalumen_year | us | us | 216576429555.304
commercial lighting | Lamp: 100W A19 Incandescent | 2039 | FIXED_OM | NEW | food sales | USD/gigalumen_year | us | us | 216576429555.304
commercial lighting | Lamp: 100W A19 Incandescent | 2039 | FIXED_OM | NEW | food service | USD/gigalumen_year | us | us | 216576429555.304
commercial lighting | Lamp: 100W A19 Incandescent | 2039 | FIXED_OM | NEW | health | USD/gigalumen_year | us | us | 216576429555.304
commercial lighting | Lamp: 100W A19 Incandescent | 2039 | FIXED_OM | NEW | lodging | USD/gigalumen_year | us | us | 216576429555.304
commercial lighting | Lamp: 100W A19 Incandescent | 2039 | FIXED_OM | NEW | merc/service | USD/gigalumen_year | us | us | 216576429555.304
commercial lighting | Lamp: 100W A19 Incandescent | 2039 | FIXED_OM | NEW | office-large | USD/gigalumen_year | us | us | 216576429555.304
commercial lighting | Lamp: 100W A19 Incandescent | 2039 | FIXED_OM | NEW | office-small | USD/gigalumen_year | us | us | 216576429555.304
commercial lighting | Lamp: 100W A19 Incandescent | 2039 | FIXED_OM | NEW | other | USD/gigalumen_year | us | us | 216576429555.304
commercial lighting | Lamp: 100W A19 Incandescent | 2039 | FIXED_OM | NEW | warehouse | USD/gigalumen_year | us | us | 216576429555.304
commercial lighting | Lamp: 100W A19 Incandescent | 2039 | FIXED_OM | REPLACEMENT | assembly | USD/gigalumen_year | us | us | 216576429555.304
commercial lighting | Lamp: 100W A19 Incandescent | 2039 | FIXED_OM | REPLACEMENT | education | USD/gigalumen_year | us | us | 216576429555.304
commercial lighting | Lamp: 100W A19 Incandescent | 2039 | FIXED_OM | REPLACEMENT | food sales | USD/gigalumen_year | us | us | 216576429555.304
commercial lighting | Lamp: 100W A19 Incandescent | 2039 | FIXED_OM | REPLACEMENT | food service | USD/gigalumen_year | us | us | 216576429555.304
commercial lighting | Lamp: 100W A19 Incandescent | 2039 | FIXED_OM | REPLACEMENT | health | USD/gigalumen_year | us | us | 216576429555.304
commercial lighting | Lamp: 100W A19 Incandescent | 2039 | FIXED_OM | REPLACEMENT | lodging | USD/gigalumen_year | us | us | 216576429555.304
commercial lighting | Lamp: 100W A19 Incandescent | 2039 | FIXED_OM | REPLACEMENT | merc/service | USD/gigalumen_year | us | us | 216576429555.304
commercial lighting | Lamp: 100W A19 Incandescent | 2039 | FIXED_OM | REPLACEMENT | office-large | USD/gigalumen_year | us | us | 216576429555.304
commercial lighting | Lamp: 100W A19 Incandescent | 2039 | FIXED_OM | REPLACEMENT | office-small | USD/gigalumen_year | us | us | 216576429555.304
commercial lighting | Lamp: 100W A19 Incandescent | 2039 | FIXED_OM | REPLACEMENT | other | USD/gigalumen_year | us | us | 216576429555.304
commercial lighting | Lamp: 100W A19 Incandescent | 2039 | FIXED_OM | REPLACEMENT | warehouse | USD/gigalumen_year | us | us | 216576429555.304
commercial lighting | Lamp: 100W A19 Incandescent | 2040 | CAPITAL | NEW | assembly | USD/gigalumen_year | us | us | 928131007005.337
commercial lighting | Lamp: 100W A19 Incandescent | 2040 | CAPITAL | NEW | education | USD/gigalumen_year | us | us | 928131007005.337
commercial lighting | Lamp: 100W A19 Incandescent | 2040 | CAPITAL | NEW | food sales | USD/gigalumen_year | us | us | 928131007005.337
commercial lighting | Lamp: 100W A19 Incandescent | 2040 | CAPITAL | NEW | food service | USD/gigalumen_year | us | us | 928131007005.337
commercial lighting | Lamp: 100W A19 Incandescent | 2040 | CAPITAL | NEW | health | USD/gigalumen_year | us | us | 928131007005.337
commercial lighting | Lamp: 100W A19 Incandescent | 2040 | CAPITAL | NEW | lodging | USD/gigalumen_year | us | us | 928131007005.337
commercial lighting | Lamp: 100W A19 Incandescent | 2040 | CAPITAL | NEW | merc/service | USD/gigalumen_year | us | us | 928131007005.337
commercial lighting | Lamp: 100W A19 Incandescent | 2040 | CAPITAL | NEW | office-large | USD/gigalumen_year | us | us | 928131007005.337
commercial lighting | Lamp: 100W A19 Incandescent | 2040 | CAPITAL | NEW | office-small | USD/gigalumen_year | us | us | 928131007005.337
commercial lighting | Lamp: 100W A19 Incandescent | 2040 | CAPITAL | NEW | other | USD/gigalumen_year | us | us | 928131007005.337
commercial lighting | Lamp: 100W A19 Incandescent | 2040 | CAPITAL | NEW | warehouse | USD/gigalumen_year | us | us | 928131007005.337
commercial lighting | Lamp: 100W A19 Incandescent | 2040 | CAPITAL | REPLACEMENT | assembly | USD/gigalumen_year | us | us | 928131007005.337
commercial lighting | Lamp: 100W A19 Incandescent | 2040 | CAPITAL | REPLACEMENT | education | USD/gigalumen_year | us | us | 928131007005.337
commercial lighting | Lamp: 100W A19 Incandescent | 2040 | CAPITAL | REPLACEMENT | food sales | USD/gigalumen_year | us | us | 928131007005.337
commercial lighting | Lamp: 100W A19 Incandescent | 2040 | CAPITAL | REPLACEMENT | food service | USD/gigalumen_year | us | us | 928131007005.337
commercial lighting | Lamp: 100W A19 Incandescent | 2040 | CAPITAL | REPLACEMENT | health | USD/gigalumen_year | us | us | 928131007005.337
commercial lighting | Lamp: 100W A19 Incandescent | 2040 | CAPITAL | REPLACEMENT | lodging | USD/gigalumen_year | us | us | 928131007005.337
commercial lighting | Lamp: 100W A19 Incandescent | 2040 | CAPITAL | REPLACEMENT | merc/service | USD/gigalumen_year | us | us | 928131007005.337
commercial lighting | Lamp: 100W A19 Incandescent | 2040 | CAPITAL | REPLACEMENT | office-large | USD/gigalumen_year | us | us | 928131007005.337
commercial lighting | Lamp: 100W A19 Incandescent | 2040 | CAPITAL | REPLACEMENT | office-small | USD/gigalumen_year | us | us | 928131007005.337
commercial lighting | Lamp: 100W A19 Incandescent | 2040 | CAPITAL | REPLACEMENT | other | USD/gigalumen_year | us | us | 928131007005.337
commercial lighting | Lamp: 100W A19 Incandescent | 2040 | CAPITAL | REPLACEMENT | warehouse | USD/gigalumen_year | us | us | 928131007005.337
commercial lighting | Lamp: 100W A19 Incandescent | 2040 | FIXED_OM | NEW | assembly | USD/gigalumen_year | us | us | 216576429555.304
commercial lighting | Lamp: 100W A19 Incandescent | 2040 | FIXED_OM | NEW | education | USD/gigalumen_year | us | us | 216576429555.304
commercial lighting | Lamp: 100W A19 Incandescent | 2040 | FIXED_OM | NEW | food sales | USD/gigalumen_year | us | us | 216576429555.304
commercial lighting | Lamp: 100W A19 Incandescent | 2040 | FIXED_OM | NEW | food service | USD/gigalumen_year | us | us | 216576429555.304
commercial lighting | Lamp: 100W A19 Incandescent | 2040 | FIXED_OM | NEW | health | USD/gigalumen_year | us | us | 216576429555.304
commercial lighting | Lamp: 100W A19 Incandescent | 2040 | FIXED_OM | NEW | lodging | USD/gigalumen_year | us | us | 216576429555.304
commercial lighting | Lamp: 100W A19 Incandescent | 2040 | FIXED_OM | NEW | merc/service | USD/gigalumen_year | us | us | 216576429555.304
commercial lighting | Lamp: 100W A19 Incandescent | 2040 | FIXED_OM | NEW | office-large | USD/gigalumen_year | us | us | 216576429555.304
commercial lighting | Lamp: 100W A19 Incandescent | 2040 | FIXED_OM | NEW | office-small | USD/gigalumen_year | us | us | 216576429555.304
commercial lighting | Lamp: 100W A19 Incandescent | 2040 | FIXED_OM | NEW | other | USD/gigalumen_year | us | us | 216576429555.304
commercial lighting | Lamp: 100W A19 Incandescent | 2040 | FIXED_OM | NEW | warehouse | USD/gigalumen_year | us | us | 216576429555.304
commercial lighting | Lamp: 100W A19 Incandescent | 2040 | FIXED_OM | REPLACEMENT | assembly | USD/gigalumen_year | us | us | 216576429555.304
commercial lighting | Lamp: 100W A19 Incandescent | 2040 | FIXED_OM | REPLACEMENT | education | USD/gigalumen_year | us | us | 216576429555.304
commercial lighting | Lamp: 100W A19 Incandescent | 2040 | FIXED_OM | REPLACEMENT | food sales | USD/gigalumen_year | us | us | 216576429555.304
commercial lighting | Lamp: 100W A19 Incandescent | 2040 | FIXED_OM | REPLACEMENT | food service | USD/gigalumen_year | us | us | 216576429555.304
commercial lighting | Lamp: 100W A19 Incandescent | 2040 | FIXED_OM | REPLACEMENT | health | USD/gigalumen_year | us | us | 216576429555.304
commercial lighting | Lamp: 100W A19 Incandescent | 2040 | FIXED_OM | REPLACEMENT | lodging | USD/gigalumen_year | us | us | 216576429555.304
commercial lighting | Lamp: 100W A19 Incandescent | 2040 | FIXED_OM | REPLACEMENT | merc/service | USD/gigalumen_year | us | us | 216576429555.304
commercial lighting | Lamp: 100W A19 Incandescent | 2040 | FIXED_OM | REPLACEMENT | office-large | USD/gigalumen_year | us | us | 216576429555.304
commercial lighting | Lamp: 100W A19 Incandescent | 2040 | FIXED_OM | REPLACEMENT | office-small | USD/gigalumen_year | us | us | 216576429555.304
commercial lighting | Lamp: 100W A19 Incandescent | 2040 | FIXED_OM | REPLACEMENT | other | USD/gigalumen_year | us | us | 216576429555.304
commercial lighting | Lamp: 100W A19 Incandescent | 2040 | FIXED_OM | REPLACEMENT | warehouse | USD/gigalumen_year | us | us | 216576429555.304
commercial lighting | Lamp: 100W A19 Incandescent | 2041 | CAPITAL | NEW | assembly | USD/gigalumen_year | us | us | 928131007005.337
commercial lighting | Lamp: 100W A19 Incandescent | 2041 | CAPITAL | NEW | education | USD/gigalumen_year | us | us | 928131007005.337
commercial lighting | Lamp: 100W A19 Incandescent | 2041 | CAPITAL | NEW | food sales | USD/gigalumen_year | us | us | 928131007005.337
commercial lighting | Lamp: 100W A19 Incandescent | 2041 | CAPITAL | NEW | food service | USD/gigalumen_year | us | us | 928131007005.337
commercial lighting | Lamp: 100W A19 Incandescent | 2041 | CAPITAL | NEW | health | USD/gigalumen_year | us | us | 928131007005.337
commercial lighting | Lamp: 100W A19 Incandescent | 2041 | CAPITAL | NEW | lodging | USD/gigalumen_year | us | us | 928131007005.337
commercial lighting | Lamp: 100W A19 Incandescent | 2041 | CAPITAL | NEW | merc/service | USD/gigalumen_year | us | us | 928131007005.337
commercial lighting | Lamp: 100W A19 Incandescent | 2041 | CAPITAL | NEW | office-large | USD/gigalumen_year | us | us | 928131007005.337
commercial lighting | Lamp: 100W A19 Incandescent | 2041 | CAPITAL | NEW | office-small | USD/gigalumen_year | us | us | 928131007005.337
commercial lighting | Lamp: 100W A19 Incandescent | 2041 | CAPITAL | NEW | other | USD/gigalumen_year | us | us | 928131007005.337
commercial lighting | Lamp: 100W A19 Incandescent | 2041 | CAPITAL | NEW | warehouse | USD/gigalumen_year | us | us | 928131007005.337
commercial lighting | Lamp: 100W A19 Incandescent | 2041 | CAPITAL | REPLACEMENT | assembly | USD/gigalumen_year | us | us | 928131007005.337
commercial lighting | Lamp: 100W A19 Incandescent | 2041 | CAPITAL | REPLACEMENT | education | USD/gigalumen_year | us | us | 928131007005.337
commercial lighting | Lamp: 100W A19 Incandescent | 2041 | CAPITAL | REPLACEMENT | food sales | USD/gigalumen_year | us | us | 928131007005.337
commercial lighting | Lamp: 100W A19 Incandescent | 2041 | CAPITAL | REPLACEMENT | food service | USD/gigalumen_year | us | us | 928131007005.337
commercial lighting | Lamp: 100W A19 Incandescent | 2041 | CAPITAL | REPLACEMENT | health | USD/gigalumen_year | us | us | 928131007005.337
commercial lighting | Lamp: 100W A19 Incandescent | 2041 | CAPITAL | REPLACEMENT | lodging | USD/gigalumen_year | us | us | 928131007005.337
commercial lighting | Lamp: 100W A19 Incandescent | 2041 | CAPITAL | REPLACEMENT | merc/service | USD/gigalumen_year | us | us | 928131007005.337
commercial lighting | Lamp: 100W A19 Incandescent | 2041 | CAPITAL | REPLACEMENT | office-large | USD/gigalumen_year | us | us | 928131007005.337
commercial lighting | Lamp: 100W A19 Incandescent | 2041 | CAPITAL | REPLACEMENT | office-small | USD/gigalumen_year | us | us | 928131007005.337
commercial lighting | Lamp: 100W A19 Incandescent | 2041 | CAPITAL | REPLACEMENT | other | USD/gigalumen_year | us | us | 928131007005.337
commercial lighting | Lamp: 100W A19 Incandescent | 2041 | CAPITAL | REPLACEMENT | warehouse | USD/gigalumen_year | us | us | 928131007005.337
commercial lighting | Lamp: 100W A19 Incandescent | 2041 | FIXED_OM | NEW | assembly | USD/gigalumen_year | us | us | 216576429555.304
commercial lighting | Lamp: 100W A19 Incandescent | 2041 | FIXED_OM | NEW | education | USD/gigalumen_year | us | us | 216576429555.304
commercial lighting | Lamp: 100W A19 Incandescent | 2041 | FIXED_OM | NEW | food sales | USD/gigalumen_year | us | us | 216576429555.304
commercial lighting | Lamp: 100W A19 Incandescent | 2041 | FIXED_OM | NEW | food service | USD/gigalumen_year | us | us | 216576429555.304
commercial lighting | Lamp: 100W A19 Incandescent | 2041 | FIXED_OM | NEW | health | USD/gigalumen_year | us | us | 216576429555.304
commercial lighting | Lamp: 100W A19 Incandescent | 2041 | FIXED_OM | NEW | lodging | USD/gigalumen_year | us | us | 216576429555.304
commercial lighting | Lamp: 100W A19 Incandescent | 2041 | FIXED_OM | NEW | merc/service | USD/gigalumen_year | us | us | 216576429555.304
commercial lighting | Lamp: 100W A19 Incandescent | 2041 | FIXED_OM | NEW | office-large | USD/gigalumen_year | us | us | 216576429555.304
commercial lighting | Lamp: 100W A19 Incandescent | 2041 | FIXED_OM | NEW | office-small | USD/gigalumen_year | us | us | 216576429555.304
commercial lighting | Lamp: 100W A19 Incandescent | 2041 | FIXED_OM | NEW | other | USD/gigalumen_year | us | us | 216576429555.304
commercial lighting | Lamp: 100W A19 Incandescent | 2041 | FIXED_OM | NEW | warehouse | USD/gigalumen_year | us | us | 216576429555.304
commercial lighting | Lamp: 100W A19 Incandescent | 2041 | FIXED_OM | REPLACEMENT | assembly | USD/gigalumen_year | us | us | 216576429555.304
commercial lighting | Lamp: 100W A19 Incandescent | 2041 | FIXED_OM | REPLACEMENT | education | USD/gigalumen_year | us | us | 216576429555.304
commercial lighting | Lamp: 100W A19 Incandescent | 2041 | FIXED_OM | REPLACEMENT | food sales | USD/gigalumen_year | us | us | 216576429555.304
commercial lighting | Lamp: 100W A19 Incandescent | 2041 | FIXED_OM | REPLACEMENT | food service | USD/gigalumen_year | us | us | 216576429555.304
commercial lighting | Lamp: 100W A19 Incandescent | 2041 | FIXED_OM | REPLACEMENT | health | USD/gigalumen_year | us | us | 216576429555.304
commercial lighting | Lamp: 100W A19 Incandescent | 2041 | FIXED_OM | REPLACEMENT | lodging | USD/gigalumen_year | us | us | 216576429555.304
commercial lighting | Lamp: 100W A19 Incandescent | 2041 | FIXED_OM | REPLACEMENT | merc/service | USD/gigalumen_year | us | us | 216576429555.304
commercial lighting | Lamp: 100W A19 Incandescent | 2041 | FIXED_OM | REPLACEMENT | office-large | USD/gigalumen_year | us | us | 216576429555.304
commercial lighting | Lamp: 100W A19 Incandescent | 2041 | FIXED_OM | REPLACEMENT | office-small | USD/gigalumen_year | us | us | 216576429555.304
commercial lighting | Lamp: 100W A19 Incandescent | 2041 | FIXED_OM | REPLACEMENT | other | USD/gigalumen_year | us | us | 216576429555.304
commercial lighting | Lamp: 100W A19 Incandescent | 2041 | FIXED_OM | REPLACEMENT | warehouse | USD/gigalumen_year | us | us | 216576429555.304
commercial lighting | Lamp: 100W A19 Incandescent | 2042 | CAPITAL | NEW | assembly | USD/gigalumen_year | us | us | 928131007005.337
commercial lighting | Lamp: 100W A19 Incandescent | 2042 | CAPITAL | NEW | education | USD/gigalumen_year | us | us | 928131007005.337
commercial lighting | Lamp: 100W A19 Incandescent | 2042 | CAPITAL | NEW | food sales | USD/gigalumen_year | us | us | 928131007005.337
commercial lighting | Lamp: 100W A19 Incandescent | 2042 | CAPITAL | NEW | food service | USD/gigalumen_year | us | us | 928131007005.337
commercial lighting | Lamp: 100W A19 Incandescent | 2042 | CAPITAL | NEW | health | USD/gigalumen_year | us | us | 928131007005.337
commercial lighting | Lamp: 100W A19 Incandescent | 2042 | CAPITAL | NEW | lodging | USD/gigalumen_year | us | us | 928131007005.337
commercial lighting | Lamp: 100W A19 Incandescent | 2042 | CAPITAL | NEW | merc/service | USD/gigalumen_year | us | us | 928131007005.337
commercial lighting | Lamp: 100W A19 Incandescent | 2042 | CAPITAL | NEW | office-large | USD/gigalumen_year | us | us | 928131007005.337
commercial lighting | Lamp: 100W A19 Incandescent | 2042 | CAPITAL | NEW | office-small | USD/gigalumen_year | us | us | 928131007005.337
commercial lighting | Lamp: 100W A19 Incandescent | 2042 | CAPITAL | NEW | other | USD/gigalumen_year | us | us | 928131007005.337
commercial lighting | Lamp: 100W A19 Incandescent | 2042 | CAPITAL | NEW | warehouse | USD/gigalumen_year | us | us | 928131007005.337
commercial lighting | Lamp: 100W A19 Incandescent | 2042 | CAPITAL | REPLACEMENT | assembly | USD/gigalumen_year | us | us | 928131007005.337
commercial lighting | Lamp: 100W A19 Incandescent | 2042 | CAPITAL | REPLACEMENT | education | USD/gigalumen_year | us | us | 928131007005.337
commercial lighting | Lamp: 100W A19 Incandescent | 2042 | CAPITAL | REPLACEMENT | food sales | USD/gigalumen_year | us | us | 928131007005.337
commercial lighting | Lamp: 100W A19 Incandescent | 2042 | CAPITAL | REPLACEMENT | food service | USD/gigalumen_year | us | us | 928131007005.337
commercial lighting | Lamp: 100W A19 Incandescent | 2042 | CAPITAL | REPLACEMENT | health | USD/gigalumen_year | us | us | 928131007005.337
commercial lighting | Lamp: 100W A19 Incandescent | 2042 | CAPITAL | REPLACEMENT | lodging | USD/gigalumen_year | us | us | 928131007005.337
commercial lighting | Lamp: 100W A19 Incandescent | 2042 | CAPITAL | REPLACEMENT | merc/service | USD/gigalumen_year | us | us | 928131007005.337
commercial lighting | Lamp: 100W A19 Incandescent | 2042 | CAPITAL | REPLACEMENT | office-large | USD/gigalumen_year | us | us | 928131007005.337
commercial lighting | Lamp: 100W A19 Incandescent | 2042 | CAPITAL | REPLACEMENT | office-small | USD/gigalumen_year | us | us | 928131007005.337
commercial lighting | Lamp: 100W A19 Incandescent | 2042 | CAPITAL | REPLACEMENT | other | USD/gigalumen_year | us | us | 928131007005.337
commercial lighting | Lamp: 100W A19 Incandescent | 2042 | CAPITAL | REPLACEMENT | warehouse | USD/gigalumen_year | us | us | 928131007005.337
commercial lighting | Lamp: 100W A19 Incandescent | 2042 | FIXED_OM | NEW | assembly | USD/gigalumen_year | us | us | 216576429555.304
commercial lighting | Lamp: 100W A19 Incandescent | 2042 | FIXED_OM | NEW | education | USD/gigalumen_year | us | us | 216576429555.304
commercial lighting | Lamp: 100W A19 Incandescent | 2042 | FIXED_OM | NEW | food sales | USD/gigalumen_year | us | us | 216576429555.304
commercial lighting | Lamp: 100W A19 Incandescent | 2042 | FIXED_OM | NEW | food service | USD/gigalumen_year | us | us | 216576429555.304
commercial lighting | Lamp: 100W A19 Incandescent | 2042 | FIXED_OM | NEW | health | USD/gigalumen_year | us | us | 216576429555.304
commercial lighting | Lamp: 100W A19 Incandescent | 2042 | FIXED_OM | NEW | lodging | USD/gigalumen_year | us | us | 216576429555.304
commercial lighting | Lamp: 100W A19 Incandescent | 2042 | FIXED_OM | NEW | merc/service | USD/gigalumen_year | us | us | 216576429555.304
commercial lighting | Lamp: 100W A19 Incandescent | 2042 | FIXED_OM | NEW | office-large | USD/gigalumen_year | us | us | 216576429555.304
commercial lighting | Lamp: 100W A19 Incandescent | 2042 | FIXED_OM | NEW | office-small | USD/gigalumen_year | us | us | 216576429555.304
commercial lighting | Lamp: 100W A19 Incandescent | 2042 | FIXED_OM | NEW | other | USD/gigalumen_year | us | us | 216576429555.304
commercial lighting | Lamp: 100W A19 Incandescent | 2042 | FIXED_OM | NEW | warehouse | USD/gigalumen_year | us | us | 216576429555.304
commercial lighting | Lamp: 100W A19 Incandescent | 2042 | FIXED_OM | REPLACEMENT | assembly | USD/gigalumen_year | us | us | 216576429555.304
commercial lighting | Lamp: 100W A19 Incandescent | 2042 | FIXED_OM | REPLACEMENT | education | USD/gigalumen_year | us | us | 216576429555.304
commercial lighting | Lamp: 100W A19 Incandescent | 2042 | FIXED_OM | REPLACEMENT | food sales | USD/gigalumen_year | us | us | 216576429555.304
commercial lighting | Lamp: 100W A19 Incandescent | 2042 | FIXED_OM | REPLACEMENT | food service | USD/gigalumen_year | us | us | 216576429555.304
commercial lighting | Lamp: 100W A19 Incandescent | 2042 | FIXED_OM | REPLACEMENT | health | USD/gigalumen_year | us | us | 216576429555.304
commercial lighting | Lamp: 100W A19 Incandescent | 2042 | FIXED_OM | REPLACEMENT | lodging | USD/gigalumen_year | us | us | 216576429555.304
commercial lighting | Lamp: 100W A19 Incandescent | 2042 | FIXED_OM | REPLACEMENT | merc/service | USD/gigalumen_year | us | us | 216576429555.304
commercial lighting | Lamp: 100W A19 Incandescent | 2042 | FIXED_OM | REPLACEMENT | office-large | USD/gigalumen_year | us | us | 216576429555.304
commercial lighting | Lamp: 100W A19 Incandescent | 2042 | FIXED_OM | REPLACEMENT | office-small | USD/gigalumen_year | us | us | 216576429555.304
commercial lighting | Lamp: 100W A19 Incandescent | 2042 | FIXED_OM | REPLACEMENT | other | USD/gigalumen_year | us | us | 216576429555.304
commercial lighting | Lamp: 100W A19 Incandescent | 2042 | FIXED_OM | REPLACEMENT | warehouse | USD/gigalumen_year | us | us | 216576429555.304
commercial lighting | Lamp: 100W A19 Incandescent | 2043 | CAPITAL | NEW | assembly | USD/gigalumen_year | us | us | 928131007005.337
commercial lighting | Lamp: 100W A19 Incandescent | 2043 | CAPITAL | NEW | education | USD/gigalumen_year | us | us | 928131007005.337
commercial lighting | Lamp: 100W A19 Incandescent | 2043 | CAPITAL | NEW | food sales | USD/gigalumen_year | us | us | 928131007005.337
commercial lighting | Lamp: 100W A19 Incandescent | 2043 | CAPITAL | NEW | food service | USD/gigalumen_year | us | us | 928131007005.337
commercial lighting | Lamp: 100W A19 Incandescent | 2043 | CAPITAL | NEW | health | USD/gigalumen_year | us | us | 928131007005.337
commercial lighting | Lamp: 100W A19 Incandescent | 2043 | CAPITAL | NEW | lodging | USD/gigalumen_year | us | us | 928131007005.337
commercial lighting | Lamp: 100W A19 Incandescent | 2043 | CAPITAL | NEW | merc/service | USD/gigalumen_year | us | us | 928131007005.337
commercial lighting | Lamp: 100W A19 Incandescent | 2043 | CAPITAL | NEW | office-large | USD/gigalumen_year | us | us | 928131007005.337
commercial lighting | Lamp: 100W A19 Incandescent | 2043 | CAPITAL | NEW | office-small | USD/gigalumen_year | us | us | 928131007005.337
commercial lighting | Lamp: 100W A19 Incandescent | 2043 | CAPITAL | NEW | other | USD/gigalumen_year | us | us | 928131007005.337
commercial lighting | Lamp: 100W A19 Incandescent | 2043 | CAPITAL | NEW | warehouse | USD/gigalumen_year | us | us | 928131007005.337
commercial lighting | Lamp: 100W A19 Incandescent | 2043 | CAPITAL | REPLACEMENT | assembly | USD/gigalumen_year | us | us | 928131007005.337
commercial lighting | Lamp: 100W A19 Incandescent | 2043 | CAPITAL | REPLACEMENT | education | USD/gigalumen_year | us | us | 928131007005.337
commercial lighting | Lamp: 100W A19 Incandescent | 2043 | CAPITAL | REPLACEMENT | food sales | USD/gigalumen_year | us | us | 928131007005.337
commercial lighting | Lamp: 100W A19 Incandescent | 2043 | CAPITAL | REPLACEMENT | food service | USD/gigalumen_year | us | us | 928131007005.337
commercial lighting | Lamp: 100W A19 Incandescent | 2043 | CAPITAL | REPLACEMENT | health | USD/gigalumen_year | us | us | 928131007005.337
commercial lighting | Lamp: 100W A19 Incandescent | 2043 | CAPITAL | REPLACEMENT | lodging | USD/gigalumen_year | us | us | 928131007005.337
commercial lighting | Lamp: 100W A19 Incandescent | 2043 | CAPITAL | REPLACEMENT | merc/service | USD/gigalumen_year | us | us | 928131007005.337
commercial lighting | Lamp: 100W A19 Incandescent | 2043 | CAPITAL | REPLACEMENT | office-large | USD/gigalumen_year | us | us | 928131007005.337
commercial lighting | Lamp: 100W A19 Incandescent | 2043 | CAPITAL | REPLACEMENT | office-small | USD/gigalumen_year | us | us | 928131007005.337
commercial lighting | Lamp: 100W A19 Incandescent | 2043 | CAPITAL | REPLACEMENT | other | USD/gigalumen_year | us | us | 928131007005.337
commercial lighting | Lamp: 100W A19 Incandescent | 2043 | CAPITAL | REPLACEMENT | warehouse | USD/gigalumen_year | us | us | 928131007005.337
commercial lighting | Lamp: 100W A19 Incandescent | 2043 | FIXED_OM | NEW | assembly | USD/gigalumen_year | us | us | 216576429555.304
commercial lighting | Lamp: 100W A19 Incandescent | 2043 | FIXED_OM | NEW | education | USD/gigalumen_year | us | us | 216576429555.304
commercial lighting | Lamp: 100W A19 Incandescent | 2043 | FIXED_OM | NEW | food sales | USD/gigalumen_year | us | us | 216576429555.304
commercial lighting | Lamp: 100W A19 Incandescent | 2043 | FIXED_OM | NEW | food service | USD/gigalumen_year | us | us | 216576429555.304
commercial lighting | Lamp: 100W A19 Incandescent | 2043 | FIXED_OM | NEW | health | USD/gigalumen_year | us | us | 216576429555.304
commercial lighting | Lamp: 100W A19 Incandescent | 2043 | FIXED_OM | NEW | lodging | USD/gigalumen_year | us | us | 216576429555.304
commercial lighting | Lamp: 100W A19 Incandescent | 2043 | FIXED_OM | NEW | merc/service | USD/gigalumen_year | us | us | 216576429555.304
commercial lighting | Lamp: 100W A19 Incandescent | 2043 | FIXED_OM | NEW | office-large | USD/gigalumen_year | us | us | 216576429555.304
commercial lighting | Lamp: 100W A19 Incandescent | 2043 | FIXED_OM | NEW | office-small | USD/gigalumen_year | us | us | 216576429555.304
commercial lighting | Lamp: 100W A19 Incandescent | 2043 | FIXED_OM | NEW | other | USD/gigalumen_year | us | us | 216576429555.304
commercial lighting | Lamp: 100W A19 Incandescent | 2043 | FIXED_OM | NEW | warehouse | USD/gigalumen_year | us | us | 216576429555.304
commercial lighting | Lamp: 100W A19 Incandescent | 2043 | FIXED_OM | REPLACEMENT | assembly | USD/gigalumen_year | us | us | 216576429555.304
commercial lighting | Lamp: 100W A19 Incandescent | 2043 | FIXED_OM | REPLACEMENT | education | USD/gigalumen_year | us | us | 216576429555.304
commercial lighting | Lamp: 100W A19 Incandescent | 2043 | FIXED_OM | REPLACEMENT | food sales | USD/gigalumen_year | us | us | 216576429555.304
commercial lighting | Lamp: 100W A19 Incandescent | 2043 | FIXED_OM | REPLACEMENT | food service | USD/gigalumen_year | us | us | 216576429555.304
commercial lighting | Lamp: 100W A19 Incandescent | 2043 | FIXED_OM | REPLACEMENT | health | USD/gigalumen_year | us | us | 216576429555.304
commercial lighting | Lamp: 100W A19 Incandescent | 2043 | FIXED_OM | REPLACEMENT | lodging | USD/gigalumen_year | us | us | 216576429555.304
commercial lighting | Lamp: 100W A19 Incandescent | 2043 | FIXED_OM | REPLACEMENT | merc/service | USD/gigalumen_year | us | us | 216576429555.304
commercial lighting | Lamp: 100W A19 Incandescent | 2043 | FIXED_OM | REPLACEMENT | office-large | USD/gigalumen_year | us | us | 216576429555.304
commercial lighting | Lamp: 100W A19 Incandescent | 2043 | FIXED_OM | REPLACEMENT | office-small | USD/gigalumen_year | us | us | 216576429555.304
commercial lighting | Lamp: 100W A19 Incandescent | 2043 | FIXED_OM | REPLACEMENT | other | USD/gigalumen_year | us | us | 216576429555.304
commercial lighting | Lamp: 100W A19 Incandescent | 2043 | FIXED_OM | REPLACEMENT | warehouse | USD/gigalumen_year | us | us | 216576429555.304
commercial lighting | Lamp: 100W A19 Incandescent | 2044 | CAPITAL | NEW | assembly | USD/gigalumen_year | us | us | 928131007005.337
commercial lighting | Lamp: 100W A19 Incandescent | 2044 | CAPITAL | NEW | education | USD/gigalumen_year | us | us | 928131007005.337
commercial lighting | Lamp: 100W A19 Incandescent | 2044 | CAPITAL | NEW | food sales | USD/gigalumen_year | us | us | 928131007005.337
commercial lighting | Lamp: 100W A19 Incandescent | 2044 | CAPITAL | NEW | food service | USD/gigalumen_year | us | us | 928131007005.337
commercial lighting | Lamp: 100W A19 Incandescent | 2044 | CAPITAL | NEW | health | USD/gigalumen_year | us | us | 928131007005.337
commercial lighting | Lamp: 100W A19 Incandescent | 2044 | CAPITAL | NEW | lodging | USD/gigalumen_year | us | us | 928131007005.337
commercial lighting | Lamp: 100W A19 Incandescent | 2044 | CAPITAL | NEW | merc/service | USD/gigalumen_year | us | us | 928131007005.337
commercial lighting | Lamp: 100W A19 Incandescent | 2044 | CAPITAL | NEW | office-large | USD/gigalumen_year | us | us | 928131007005.337
commercial lighting | Lamp: 100W A19 Incandescent | 2044 | CAPITAL | NEW | office-small | USD/gigalumen_year | us | us | 928131007005.337
commercial lighting | Lamp: 100W A19 Incandescent | 2044 | CAPITAL | NEW | other | USD/gigalumen_year | us | us | 928131007005.337
commercial lighting | Lamp: 100W A19 Incandescent | 2044 | CAPITAL | NEW | warehouse | USD/gigalumen_year | us | us | 928131007005.337
commercial lighting | Lamp: 100W A19 Incandescent | 2044 | CAPITAL | REPLACEMENT | assembly | USD/gigalumen_year | us | us | 928131007005.337
commercial lighting | Lamp: 100W A19 Incandescent | 2044 | CAPITAL | REPLACEMENT | education | USD/gigalumen_year | us | us | 928131007005.337
commercial lighting | Lamp: 100W A19 Incandescent | 2044 | CAPITAL | REPLACEMENT | food sales | USD/gigalumen_year | us | us | 928131007005.337
commercial lighting | Lamp: 100W A19 Incandescent | 2044 | CAPITAL | REPLACEMENT | food service | USD/gigalumen_year | us | us | 928131007005.337
commercial lighting | Lamp: 100W A19 Incandescent | 2044 | CAPITAL | REPLACEMENT | health | USD/gigalumen_year | us | us | 928131007005.337
commercial lighting | Lamp: 100W A19 Incandescent | 2044 | CAPITAL | REPLACEMENT | lodging | USD/gigalumen_year | us | us | 928131007005.337
commercial lighting | Lamp: 100W A19 Incandescent | 2044 | CAPITAL | REPLACEMENT | merc/service | USD/gigalumen_year | us | us | 928131007005.337
commercial lighting | Lamp: 100W A19 Incandescent | 2044 | CAPITAL | REPLACEMENT | office-large | USD/gigalumen_year | us | us | 928131007005.337
commercial lighting | Lamp: 100W A19 Incandescent | 2044 | CAPITAL | REPLACEMENT | office-small | USD/gigalumen_year | us | us | 928131007005.337
commercial lighting | Lamp: 100W A19 Incandescent | 2044 | CAPITAL | REPLACEMENT | other | USD/gigalumen_year | us | us | 928131007005.337
commercial lighting | Lamp: 100W A19 Incandescent | 2044 | CAPITAL | REPLACEMENT | warehouse | USD/gigalumen_year | us | us | 928131007005.337
commercial lighting | Lamp: 100W A19 Incandescent | 2044 | FIXED_OM | NEW | assembly | USD/gigalumen_year | us | us | 216576429555.304
commercial lighting | Lamp: 100W A19 Incandescent | 2044 | FIXED_OM | NEW | education | USD/gigalumen_year | us | us | 216576429555.304
commercial lighting | Lamp: 100W A19 Incandescent | 2044 | FIXED_OM | NEW | food sales | USD/gigalumen_year | us | us | 216576429555.304
commercial lighting | Lamp: 100W A19 Incandescent | 2044 | FIXED_OM | NEW | food service | USD/gigalumen_year | us | us | 216576429555.304
commercial lighting | Lamp: 100W A19 Incandescent | 2044 | FIXED_OM | NEW | health | USD/gigalumen_year | us | us | 216576429555.304
commercial lighting | Lamp: 100W A19 Incandescent | 2044 | FIXED_OM | NEW | lodging | USD/gigalumen_year | us | us | 216576429555.304
commercial lighting | Lamp: 100W A19 Incandescent | 2044 | FIXED_OM | NEW | merc/service | USD/gigalumen_year | us | us | 216576429555.304
commercial lighting | Lamp: 100W A19 Incandescent | 2044 | FIXED_OM | NEW | office-large | USD/gigalumen_year | us | us | 216576429555.304
commercial lighting | Lamp: 100W A19 Incandescent | 2044 | FIXED_OM | NEW | office-small | USD/gigalumen_year | us | us | 216576429555.304
commercial lighting | Lamp: 100W A19 Incandescent | 2044 | FIXED_OM | NEW | other | USD/gigalumen_year | us | us | 216576429555.304
commercial lighting | Lamp: 100W A19 Incandescent | 2044 | FIXED_OM | NEW | warehouse | USD/gigalumen_year | us | us | 216576429555.304
commercial lighting | Lamp: 100W A19 Incandescent | 2044 | FIXED_OM | REPLACEMENT | assembly | USD/gigalumen_year | us | us | 216576429555.304
commercial lighting | Lamp: 100W A19 Incandescent | 2044 | FIXED_OM | REPLACEMENT | education | USD/gigalumen_year | us | us | 216576429555.304
commercial lighting | Lamp: 100W A19 Incandescent | 2044 | FIXED_OM | REPLACEMENT | food sales | USD/gigalumen_year | us | us | 216576429555.304
commercial lighting | Lamp: 100W A19 Incandescent | 2044 | FIXED_OM | REPLACEMENT | food service | USD/gigalumen_year | us | us | 216576429555.304
commercial lighting | Lamp: 100W A19 Incandescent | 2044 | FIXED_OM | REPLACEMENT | health | USD/gigalumen_year | us | us | 216576429555.304
commercial lighting | Lamp: 100W A19 Incandescent | 2044 | FIXED_OM | REPLACEMENT | lodging | USD/gigalumen_year | us | us | 216576429555.304
commercial lighting | Lamp: 100W A19 Incandescent | 2044 | FIXED_OM | REPLACEMENT | merc/service | USD/gigalumen_year | us | us | 216576429555.304
commercial lighting | Lamp: 100W A19 Incandescent | 2044 | FIXED_OM | REPLACEMENT | office-large | USD/gigalumen_year | us | us | 216576429555.304
commercial lighting | Lamp: 100W A19 Incandescent | 2044 | FIXED_OM | REPLACEMENT | office-small | USD/gigalumen_year | us | us | 216576429555.304
commercial lighting | Lamp: 100W A19 Incandescent | 2044 | FIXED_OM | REPLACEMENT | other | USD/gigalumen_year | us | us | 216576429555.304
commercial lighting | Lamp: 100W A19 Incandescent | 2044 | FIXED_OM | REPLACEMENT | warehouse | USD/gigalumen_year | us | us | 216576429555.304
commercial lighting | Lamp: 100W A19 Incandescent | 2045 | CAPITAL | NEW | assembly | USD/gigalumen_year | us | us | 928131007005.337
commercial lighting | Lamp: 100W A19 Incandescent | 2045 | CAPITAL | NEW | education | USD/gigalumen_year | us | us | 928131007005.337
commercial lighting | Lamp: 100W A19 Incandescent | 2045 | CAPITAL | NEW | food sales | USD/gigalumen_year | us | us | 928131007005.337
commercial lighting | Lamp: 100W A19 Incandescent | 2045 | CAPITAL | NEW | food service | USD/gigalumen_year | us | us | 928131007005.337
commercial lighting | Lamp: 100W A19 Incandescent | 2045 | CAPITAL | NEW | health | USD/gigalumen_year | us | us | 928131007005.337
commercial lighting | Lamp: 100W A19 Incandescent | 2045 | CAPITAL | NEW | lodging | USD/gigalumen_year | us | us | 928131007005.337
commercial lighting | Lamp: 100W A19 Incandescent | 2045 | CAPITAL | NEW | merc/service | USD/gigalumen_year | us | us | 928131007005.337
commercial lighting | Lamp: 100W A19 Incandescent | 2045 | CAPITAL | NEW | office-large | USD/gigalumen_year | us | us | 928131007005.337
commercial lighting | Lamp: 100W A19 Incandescent | 2045 | CAPITAL | NEW | office-small | USD/gigalumen_year | us | us | 928131007005.337
commercial lighting | Lamp: 100W A19 Incandescent | 2045 | CAPITAL | NEW | other | USD/gigalumen_year | us | us | 928131007005.337
commercial lighting | Lamp: 100W A19 Incandescent | 2045 | CAPITAL | NEW | warehouse | USD/gigalumen_year | us | us | 928131007005.337
commercial lighting | Lamp: 100W A19 Incandescent | 2045 | CAPITAL | REPLACEMENT | assembly | USD/gigalumen_year | us | us | 928131007005.337
commercial lighting | Lamp: 100W A19 Incandescent | 2045 | CAPITAL | REPLACEMENT | education | USD/gigalumen_year | us | us | 928131007005.337
commercial lighting | Lamp: 100W A19 Incandescent | 2045 | CAPITAL | REPLACEMENT | food sales | USD/gigalumen_year | us | us | 928131007005.337
commercial lighting | Lamp: 100W A19 Incandescent | 2045 | CAPITAL | REPLACEMENT | food service | USD/gigalumen_year | us | us | 928131007005.337
commercial lighting | Lamp: 100W A19 Incandescent | 2045 | CAPITAL | REPLACEMENT | health | USD/gigalumen_year | us | us | 928131007005.337
commercial lighting | Lamp: 100W A19 Incandescent | 2045 | CAPITAL | REPLACEMENT | lodging | USD/gigalumen_year | us | us | 928131007005.337
commercial lighting | Lamp: 100W A19 Incandescent | 2045 | CAPITAL | REPLACEMENT | merc/service | USD/gigalumen_year | us | us | 928131007005.337
commercial lighting | Lamp: 100W A19 Incandescent | 2045 | CAPITAL | REPLACEMENT | office-large | USD/gigalumen_year | us | us | 928131007005.337
commercial lighting | Lamp: 100W A19 Incandescent | 2045 | CAPITAL | REPLACEMENT | office-small | USD/gigalumen_year | us | us | 928131007005.337
commercial lighting | Lamp: 100W A19 Incandescent | 2045 | CAPITAL | REPLACEMENT | other | USD/gigalumen_year | us | us | 928131007005.337
commercial lighting | Lamp: 100W A19 Incandescent | 2045 | CAPITAL | REPLACEMENT | warehouse | USD/gigalumen_year | us | us | 928131007005.337
commercial lighting | Lamp: 100W A19 Incandescent | 2045 | FIXED_OM | NEW | assembly | USD/gigalumen_year | us | us | 216576429555.304
commercial lighting | Lamp: 100W A19 Incandescent | 2045 | FIXED_OM | NEW | education | USD/gigalumen_year | us | us | 216576429555.304
commercial lighting | Lamp: 100W A19 Incandescent | 2045 | FIXED_OM | NEW | food sales | USD/gigalumen_year | us | us | 216576429555.304
commercial lighting | Lamp: 100W A19 Incandescent | 2045 | FIXED_OM | NEW | food service | USD/gigalumen_year | us | us | 216576429555.304
commercial lighting | Lamp: 100W A19 Incandescent | 2045 | FIXED_OM | NEW | health | USD/gigalumen_year | us | us | 216576429555.304
commercial lighting | Lamp: 100W A19 Incandescent | 2045 | FIXED_OM | NEW | lodging | USD/gigalumen_year | us | us | 216576429555.304
commercial lighting | Lamp: 100W A19 Incandescent | 2045 | FIXED_OM | NEW | merc/service | USD/gigalumen_year | us | us | 216576429555.304
commercial lighting | Lamp: 100W A19 Incandescent | 2045 | FIXED_OM | NEW | office-large | USD/gigalumen_year | us | us | 216576429555.304
commercial lighting | Lamp: 100W A19 Incandescent | 2045 | FIXED_OM | NEW | office-small | USD/gigalumen_year | us | us | 216576429555.304
commercial lighting | Lamp: 100W A19 Incandescent | 2045 | FIXED_OM | NEW | other | USD/gigalumen_year | us | us | 216576429555.304
commercial lighting | Lamp: 100W A19 Incandescent | 2045 | FIXED_OM | NEW | warehouse | USD/gigalumen_year | us | us | 216576429555.304
commercial lighting | Lamp: 100W A19 Incandescent | 2045 | FIXED_OM | REPLACEMENT | assembly | USD/gigalumen_year | us | us | 216576429555.304
commercial lighting | Lamp: 100W A19 Incandescent | 2045 | FIXED_OM | REPLACEMENT | education | USD/gigalumen_year | us | us | 216576429555.304
commercial lighting | Lamp: 100W A19 Incandescent | 2045 | FIXED_OM | REPLACEMENT | food sales | USD/gigalumen_year | us | us | 216576429555.304
commercial lighting | Lamp: 100W A19 Incandescent | 2045 | FIXED_OM | REPLACEMENT | food service | USD/gigalumen_year | us | us | 216576429555.304
commercial lighting | Lamp: 100W A19 Incandescent | 2045 | FIXED_OM | REPLACEMENT | health | USD/gigalumen_year | us | us | 216576429555.304
commercial lighting | Lamp: 100W A19 Incandescent | 2045 | FIXED_OM | REPLACEMENT | lodging | USD/gigalumen_year | us | us | 216576429555.304
commercial lighting | Lamp: 100W A19 Incandescent | 2045 | FIXED_OM | REPLACEMENT | merc/service | USD/gigalumen_year | us | us | 216576429555.304
commercial lighting | Lamp: 100W A19 Incandescent | 2045 | FIXED_OM | REPLACEMENT | office-large | USD/gigalumen_year | us | us | 216576429555.304
commercial lighting | Lamp: 100W A19 Incandescent | 2045 | FIXED_OM | REPLACEMENT | office-small | USD/gigalumen_year | us | us | 216576429555.304
commercial lighting | Lamp: 100W A19 Incandescent | 2045 | FIXED_OM | REPLACEMENT | other | USD/gigalumen_year | us | us | 216576429555.304
commercial lighting | Lamp: 100W A19 Incandescent | 2045 | FIXED_OM | REPLACEMENT | warehouse | USD/gigalumen_year | us | us | 216576429555.304
commercial lighting | Lamp: 100W A19 Incandescent | 2046 | CAPITAL | NEW | assembly | USD/gigalumen_year | us | us | 928131007005.337
commercial lighting | Lamp: 100W A19 Incandescent | 2046 | CAPITAL | NEW | education | USD/gigalumen_year | us | us | 928131007005.337
commercial lighting | Lamp: 100W A19 Incandescent | 2046 | CAPITAL | NEW | food sales | USD/gigalumen_year | us | us | 928131007005.337
commercial lighting | Lamp: 100W A19 Incandescent | 2046 | CAPITAL | NEW | food service | USD/gigalumen_year | us | us | 928131007005.337
commercial lighting | Lamp: 100W A19 Incandescent | 2046 | CAPITAL | NEW | health | USD/gigalumen_year | us | us | 928131007005.337
commercial lighting | Lamp: 100W A19 Incandescent | 2046 | CAPITAL | NEW | lodging | USD/gigalumen_year | us | us | 928131007005.337
commercial lighting | Lamp: 100W A19 Incandescent | 2046 | CAPITAL | NEW | merc/service | USD/gigalumen_year | us | us | 928131007005.337
commercial lighting | Lamp: 100W A19 Incandescent | 2046 | CAPITAL | NEW | office-large | USD/gigalumen_year | us | us | 928131007005.337
commercial lighting | Lamp: 100W A19 Incandescent | 2046 | CAPITAL | NEW | office-small | USD/gigalumen_year | us | us | 928131007005.337
commercial lighting | Lamp: 100W A19 Incandescent | 2046 | CAPITAL | NEW | other | USD/gigalumen_year | us | us | 928131007005.337
commercial lighting | Lamp: 100W A19 Incandescent | 2046 | CAPITAL | NEW | warehouse | USD/gigalumen_year | us | us | 928131007005.337
commercial lighting | Lamp: 100W A19 Incandescent | 2046 | CAPITAL | REPLACEMENT | assembly | USD/gigalumen_year | us | us | 928131007005.337
commercial lighting | Lamp: 100W A19 Incandescent | 2046 | CAPITAL | REPLACEMENT | education | USD/gigalumen_year | us | us | 928131007005.337
commercial lighting | Lamp: 100W A19 Incandescent | 2046 | CAPITAL | REPLACEMENT | food sales | USD/gigalumen_year | us | us | 928131007005.337
commercial lighting | Lamp: 100W A19 Incandescent | 2046 | CAPITAL | REPLACEMENT | food service | USD/gigalumen_year | us | us | 928131007005.337
commercial lighting | Lamp: 100W A19 Incandescent | 2046 | CAPITAL | REPLACEMENT | health | USD/gigalumen_year | us | us | 928131007005.337
commercial lighting | Lamp: 100W A19 Incandescent | 2046 | CAPITAL | REPLACEMENT | lodging | USD/gigalumen_year | us | us | 928131007005.337
commercial lighting | Lamp: 100W A19 Incandescent | 2046 | CAPITAL | REPLACEMENT | merc/service | USD/gigalumen_year | us | us | 928131007005.337
commercial lighting | Lamp: 100W A19 Incandescent | 2046 | CAPITAL | REPLACEMENT | office-large | USD/gigalumen_year | us | us | 928131007005.337
commercial lighting | Lamp: 100W A19 Incandescent | 2046 | CAPITAL | REPLACEMENT | office-small | USD/gigalumen_year | us | us | 928131007005.337
commercial lighting | Lamp: 100W A19 Incandescent | 2046 | CAPITAL | REPLACEMENT | other | USD/gigalumen_year | us | us | 928131007005.337
commercial lighting | Lamp: 100W A19 Incandescent | 2046 | CAPITAL | REPLACEMENT | warehouse | USD/gigalumen_year | us | us | 928131007005.337
commercial lighting | Lamp: 100W A19 Incandescent | 2046 | FIXED_OM | NEW | assembly | USD/gigalumen_year | us | us | 216576429555.304
commercial lighting | Lamp: 100W A19 Incandescent | 2046 | FIXED_OM | NEW | education | USD/gigalumen_year | us | us | 216576429555.304
commercial lighting | Lamp: 100W A19 Incandescent | 2046 | FIXED_OM | NEW | food sales | USD/gigalumen_year | us | us | 216576429555.304
commercial lighting | Lamp: 100W A19 Incandescent | 2046 | FIXED_OM | NEW | food service | USD/gigalumen_year | us | us | 216576429555.304
commercial lighting | Lamp: 100W A19 Incandescent | 2046 | FIXED_OM | NEW | health | USD/gigalumen_year | us | us | 216576429555.304
commercial lighting | Lamp: 100W A19 Incandescent | 2046 | FIXED_OM | NEW | lodging | USD/gigalumen_year | us | us | 216576429555.304
commercial lighting | Lamp: 100W A19 Incandescent | 2046 | FIXED_OM | NEW | merc/service | USD/gigalumen_year | us | us | 216576429555.304
commercial lighting | Lamp: 100W A19 Incandescent | 2046 | FIXED_OM | NEW | office-large | USD/gigalumen_year | us | us | 216576429555.304
commercial lighting | Lamp: 100W A19 Incandescent | 2046 | FIXED_OM | NEW | office-small | USD/gigalumen_year | us | us | 216576429555.304
commercial lighting | Lamp: 100W A19 Incandescent | 2046 | FIXED_OM | NEW | other | USD/gigalumen_year | us | us | 216576429555.304
commercial lighting | Lamp: 100W A19 Incandescent | 2046 | FIXED_OM | NEW | warehouse | USD/gigalumen_year | us | us | 216576429555.304
commercial lighting | Lamp: 100W A19 Incandescent | 2046 | FIXED_OM | REPLACEMENT | assembly | USD/gigalumen_year | us | us | 216576429555.304
commercial lighting | Lamp: 100W A19 Incandescent | 2046 | FIXED_OM | REPLACEMENT | education | USD/gigalumen_year | us | us | 216576429555.304
commercial lighting | Lamp: 100W A19 Incandescent | 2046 | FIXED_OM | REPLACEMENT | food sales | USD/gigalumen_year | us | us | 216576429555.304
commercial lighting | Lamp: 100W A19 Incandescent | 2046 | FIXED_OM | REPLACEMENT | food service | USD/gigalumen_year | us | us | 216576429555.304
commercial lighting | Lamp: 100W A19 Incandescent | 2046 | FIXED_OM | REPLACEMENT | health | USD/gigalumen_year | us | us | 216576429555.304
commercial lighting | Lamp: 100W A19 Incandescent | 2046 | FIXED_OM | REPLACEMENT | lodging | USD/gigalumen_year | us | us | 216576429555.304
commercial lighting | Lamp: 100W A19 Incandescent | 2046 | FIXED_OM | REPLACEMENT | merc/service | USD/gigalumen_year | us | us | 216576429555.304
commercial lighting | Lamp: 100W A19 Incandescent | 2046 | FIXED_OM | REPLACEMENT | office-large | USD/gigalumen_year | us | us | 216576429555.304
commercial lighting | Lamp: 100W A19 Incandescent | 2046 | FIXED_OM | REPLACEMENT | office-small | USD/gigalumen_year | us | us | 216576429555.304
commercial lighting | Lamp: 100W A19 Incandescent | 2046 | FIXED_OM | REPLACEMENT | other | USD/gigalumen_year | us | us | 216576429555.304
commercial lighting | Lamp: 100W A19 Incandescent | 2046 | FIXED_OM | REPLACEMENT | warehouse | USD/gigalumen_year | us | us | 216576429555.304
commercial lighting | Lamp: 100W A19 Incandescent | 2047 | CAPITAL | NEW | assembly | USD/gigalumen_year | us | us | 928131007005.337
commercial lighting | Lamp: 100W A19 Incandescent | 2047 | CAPITAL | NEW | education | USD/gigalumen_year | us | us | 928131007005.337
commercial lighting | Lamp: 100W A19 Incandescent | 2047 | CAPITAL | NEW | food sales | USD/gigalumen_year | us | us | 928131007005.337
commercial lighting | Lamp: 100W A19 Incandescent | 2047 | CAPITAL | NEW | food service | USD/gigalumen_year | us | us | 928131007005.337
commercial lighting | Lamp: 100W A19 Incandescent | 2047 | CAPITAL | NEW | health | USD/gigalumen_year | us | us | 928131007005.337
commercial lighting | Lamp: 100W A19 Incandescent | 2047 | CAPITAL | NEW | lodging | USD/gigalumen_year | us | us | 928131007005.337
commercial lighting | Lamp: 100W A19 Incandescent | 2047 | CAPITAL | NEW | merc/service | USD/gigalumen_year | us | us | 928131007005.337
commercial lighting | Lamp: 100W A19 Incandescent | 2047 | CAPITAL | NEW | office-large | USD/gigalumen_year | us | us | 928131007005.337
commercial lighting | Lamp: 100W A19 Incandescent | 2047 | CAPITAL | NEW | office-small | USD/gigalumen_year | us | us | 928131007005.337
commercial lighting | Lamp: 100W A19 Incandescent | 2047 | CAPITAL | NEW | other | USD/gigalumen_year | us | us | 928131007005.337
commercial lighting | Lamp: 100W A19 Incandescent | 2047 | CAPITAL | NEW | warehouse | USD/gigalumen_year | us | us | 928131007005.337
commercial lighting | Lamp: 100W A19 Incandescent | 2047 | CAPITAL | REPLACEMENT | assembly | USD/gigalumen_year | us | us | 928131007005.337
commercial lighting | Lamp: 100W A19 Incandescent | 2047 | CAPITAL | REPLACEMENT | education | USD/gigalumen_year | us | us | 928131007005.337
commercial lighting | Lamp: 100W A19 Incandescent | 2047 | CAPITAL | REPLACEMENT | food sales | USD/gigalumen_year | us | us | 928131007005.337
commercial lighting | Lamp: 100W A19 Incandescent | 2047 | CAPITAL | REPLACEMENT | food service | USD/gigalumen_year | us | us | 928131007005.337
commercial lighting | Lamp: 100W A19 Incandescent | 2047 | CAPITAL | REPLACEMENT | health | USD/gigalumen_year | us | us | 928131007005.337
commercial lighting | Lamp: 100W A19 Incandescent | 2047 | CAPITAL | REPLACEMENT | lodging | USD/gigalumen_year | us | us | 928131007005.337
commercial lighting | Lamp: 100W A19 Incandescent | 2047 | CAPITAL | REPLACEMENT | merc/service | USD/gigalumen_year | us | us | 928131007005.337
commercial lighting | Lamp: 100W A19 Incandescent | 2047 | CAPITAL | REPLACEMENT | office-large | USD/gigalumen_year | us | us | 928131007005.337
commercial lighting | Lamp: 100W A19 Incandescent | 2047 | CAPITAL | REPLACEMENT | office-small | USD/gigalumen_year | us | us | 928131007005.337
commercial lighting | Lamp: 100W A19 Incandescent | 2047 | CAPITAL | REPLACEMENT | other | USD/gigalumen_year | us | us | 928131007005.337
commercial lighting | Lamp: 100W A19 Incandescent | 2047 | CAPITAL | REPLACEMENT | warehouse | USD/gigalumen_year | us | us | 928131007005.337
commercial lighting | Lamp: 100W A19 Incandescent | 2047 | FIXED_OM | NEW | assembly | USD/gigalumen_year | us | us | 216576429555.304
commercial lighting | Lamp: 100W A19 Incandescent | 2047 | FIXED_OM | NEW | education | USD/gigalumen_year | us | us | 216576429555.304
commercial lighting | Lamp: 100W A19 Incandescent | 2047 | FIXED_OM | NEW | food sales | USD/gigalumen_year | us | us | 216576429555.304
commercial lighting | Lamp: 100W A19 Incandescent | 2047 | FIXED_OM | NEW | food service | USD/gigalumen_year | us | us | 216576429555.304
commercial lighting | Lamp: 100W A19 Incandescent | 2047 | FIXED_OM | NEW | health | USD/gigalumen_year | us | us | 216576429555.304
commercial lighting | Lamp: 100W A19 Incandescent | 2047 | FIXED_OM | NEW | lodging | USD/gigalumen_year | us | us | 216576429555.304
commercial lighting | Lamp: 100W A19 Incandescent | 2047 | FIXED_OM | NEW | merc/service | USD/gigalumen_year | us | us | 216576429555.304
commercial lighting | Lamp: 100W A19 Incandescent | 2047 | FIXED_OM | NEW | office-large | USD/gigalumen_year | us | us | 216576429555.304
commercial lighting | Lamp: 100W A19 Incandescent | 2047 | FIXED_OM | NEW | office-small | USD/gigalumen_year | us | us | 216576429555.304
commercial lighting | Lamp: 100W A19 Incandescent | 2047 | FIXED_OM | NEW | other | USD/gigalumen_year | us | us | 216576429555.304
commercial lighting | Lamp: 100W A19 Incandescent | 2047 | FIXED_OM | NEW | warehouse | USD/gigalumen_year | us | us | 216576429555.304
commercial lighting | Lamp: 100W A19 Incandescent | 2047 | FIXED_OM | REPLACEMENT | assembly | USD/gigalumen_year | us | us | 216576429555.304
commercial lighting | Lamp: 100W A19 Incandescent | 2047 | FIXED_OM | REPLACEMENT | education | USD/gigalumen_year | us | us | 216576429555.304
commercial lighting | Lamp: 100W A19 Incandescent | 2047 | FIXED_OM | REPLACEMENT | food sales | USD/gigalumen_year | us | us | 216576429555.304
commercial lighting | Lamp: 100W A19 Incandescent | 2047 | FIXED_OM | REPLACEMENT | food service | USD/gigalumen_year | us | us | 216576429555.304
commercial lighting | Lamp: 100W A19 Incandescent | 2047 | FIXED_OM | REPLACEMENT | health | USD/gigalumen_year | us | us | 216576429555.304
commercial lighting | Lamp: 100W A19 Incandescent | 2047 | FIXED_OM | REPLACEMENT | lodging | USD/gigalumen_year | us | us | 216576429555.304
commercial lighting | Lamp: 100W A19 Incandescent | 2047 | FIXED_OM | REPLACEMENT | merc/service | USD/gigalumen_year | us | us | 216576429555.304
commercial lighting | Lamp: 100W A19 Incandescent | 2047 | FIXED_OM | REPLACEMENT | office-large | USD/gigalumen_year | us | us | 216576429555.304
commercial lighting | Lamp: 100W A19 Incandescent | 2047 | FIXED_OM | REPLACEMENT | office-small | USD/gigalumen_year | us | us | 216576429555.304
commercial lighting | Lamp: 100W A19 Incandescent | 2047 | FIXED_OM | REPLACEMENT | other | USD/gigalumen_year | us | us | 216576429555.304
commercial lighting | Lamp: 100W A19 Incandescent | 2047 | FIXED_OM | REPLACEMENT | warehouse | USD/gigalumen_year | us | us | 216576429555.304
commercial lighting | Lamp: 100W A19 Incandescent | 2048 | CAPITAL | NEW | assembly | USD/gigalumen_year | us | us | 928131007005.337
commercial lighting | Lamp: 100W A19 Incandescent | 2048 | CAPITAL | NEW | education | USD/gigalumen_year | us | us | 928131007005.337
commercial lighting | Lamp: 100W A19 Incandescent | 2048 | CAPITAL | NEW | food sales | USD/gigalumen_year | us | us | 928131007005.337
commercial lighting | Lamp: 100W A19 Incandescent | 2048 | CAPITAL | NEW | food service | USD/gigalumen_year | us | us | 928131007005.337
commercial lighting | Lamp: 100W A19 Incandescent | 2048 | CAPITAL | NEW | health | USD/gigalumen_year | us | us | 928131007005.337
commercial lighting | Lamp: 100W A19 Incandescent | 2048 | CAPITAL | NEW | lodging | USD/gigalumen_year | us | us | 928131007005.337
commercial lighting | Lamp: 100W A19 Incandescent | 2048 | CAPITAL | NEW | merc/service | USD/gigalumen_year | us | us | 928131007005.337
commercial lighting | Lamp: 100W A19 Incandescent | 2048 | CAPITAL | NEW | office-large | USD/gigalumen_year | us | us | 928131007005.337
commercial lighting | Lamp: 100W A19 Incandescent | 2048 | CAPITAL | NEW | office-small | USD/gigalumen_year | us | us | 928131007005.337
commercial lighting | Lamp: 100W A19 Incandescent | 2048 | CAPITAL | NEW | other | USD/gigalumen_year | us | us | 928131007005.337
commercial lighting | Lamp: 100W A19 Incandescent | 2048 | CAPITAL | NEW | warehouse | USD/gigalumen_year | us | us | 928131007005.337
commercial lighting | Lamp: 100W A19 Incandescent | 2048 | CAPITAL | REPLACEMENT | assembly | USD/gigalumen_year | us | us | 928131007005.337
commercial lighting | Lamp: 100W A19 Incandescent | 2048 | CAPITAL | REPLACEMENT | education | USD/gigalumen_year | us | us | 928131007005.337
commercial lighting | Lamp: 100W A19 Incandescent | 2048 | CAPITAL | REPLACEMENT | food sales | USD/gigalumen_year | us | us | 928131007005.337
commercial lighting | Lamp: 100W A19 Incandescent | 2048 | CAPITAL | REPLACEMENT | food service | USD/gigalumen_year | us | us | 928131007005.337
commercial lighting | Lamp: 100W A19 Incandescent | 2048 | CAPITAL | REPLACEMENT | health | USD/gigalumen_year | us | us | 928131007005.337
commercial lighting | Lamp: 100W A19 Incandescent | 2048 | CAPITAL | REPLACEMENT | lodging | USD/gigalumen_year | us | us | 928131007005.337
commercial lighting | Lamp: 100W A19 Incandescent | 2048 | CAPITAL | REPLACEMENT | merc/service | USD/gigalumen_year | us | us | 928131007005.337
commercial lighting | Lamp: 100W A19 Incandescent | 2048 | CAPITAL | REPLACEMENT | office-large | USD/gigalumen_year | us | us | 928131007005.337
commercial lighting | Lamp: 100W A19 Incandescent | 2048 | CAPITAL | REPLACEMENT | office-small | USD/gigalumen_year | us | us | 928131007005.337
commercial lighting | Lamp: 100W A19 Incandescent | 2048 | CAPITAL | REPLACEMENT | other | USD/gigalumen_year | us | us | 928131007005.337
commercial lighting | Lamp: 100W A19 Incandescent | 2048 | CAPITAL | REPLACEMENT | warehouse | USD/gigalumen_year | us | us | 928131007005.337
commercial lighting | Lamp: 100W A19 Incandescent | 2048 | FIXED_OM | NEW | assembly | USD/gigalumen_year | us | us | 216576429555.304
commercial lighting | Lamp: 100W A19 Incandescent | 2048 | FIXED_OM | NEW | education | USD/gigalumen_year | us | us | 216576429555.304
commercial lighting | Lamp: 100W A19 Incandescent | 2048 | FIXED_OM | NEW | food sales | USD/gigalumen_year | us | us | 216576429555.304
commercial lighting | Lamp: 100W A19 Incandescent | 2048 | FIXED_OM | NEW | food service | USD/gigalumen_year | us | us | 216576429555.304
commercial lighting | Lamp: 100W A19 Incandescent | 2048 | FIXED_OM | NEW | health | USD/gigalumen_year | us | us | 216576429555.304
commercial lighting | Lamp: 100W A19 Incandescent | 2048 | FIXED_OM | NEW | lodging | USD/gigalumen_year | us | us | 216576429555.304
commercial lighting | Lamp: 100W A19 Incandescent | 2048 | FIXED_OM | NEW | merc/service | USD/gigalumen_year | us | us | 216576429555.304
commercial lighting | Lamp: 100W A19 Incandescent | 2048 | FIXED_OM | NEW | office-large | USD/gigalumen_year | us | us | 216576429555.304
commercial lighting | Lamp: 100W A19 Incandescent | 2048 | FIXED_OM | NEW | office-small | USD/gigalumen_year | us | us | 216576429555.304
commercial lighting | Lamp: 100W A19 Incandescent | 2048 | FIXED_OM | NEW | other | USD/gigalumen_year | us | us | 216576429555.304
commercial lighting | Lamp: 100W A19 Incandescent | 2048 | FIXED_OM | NEW | warehouse | USD/gigalumen_year | us | us | 216576429555.304
commercial lighting | Lamp: 100W A19 Incandescent | 2048 | FIXED_OM | REPLACEMENT | assembly | USD/gigalumen_year | us | us | 216576429555.304
commercial lighting | Lamp: 100W A19 Incandescent | 2048 | FIXED_OM | REPLACEMENT | education | USD/gigalumen_year | us | us | 216576429555.304
commercial lighting | Lamp: 100W A19 Incandescent | 2048 | FIXED_OM | REPLACEMENT | food sales | USD/gigalumen_year | us | us | 216576429555.304
commercial lighting | Lamp: 100W A19 Incandescent | 2048 | FIXED_OM | REPLACEMENT | food service | USD/gigalumen_year | us | us | 216576429555.304
commercial lighting | Lamp: 100W A19 Incandescent | 2048 | FIXED_OM | REPLACEMENT | health | USD/gigalumen_year | us | us | 216576429555.304
commercial lighting | Lamp: 100W A19 Incandescent | 2048 | FIXED_OM | REPLACEMENT | lodging | USD/gigalumen_year | us | us | 216576429555.304
commercial lighting | Lamp: 100W A19 Incandescent | 2048 | FIXED_OM | REPLACEMENT | merc/service | USD/gigalumen_year | us | us | 216576429555.304
commercial lighting | Lamp: 100W A19 Incandescent | 2048 | FIXED_OM | REPLACEMENT | office-large | USD/gigalumen_year | us | us | 216576429555.304
commercial lighting | Lamp: 100W A19 Incandescent | 2048 | FIXED_OM | REPLACEMENT | office-small | USD/gigalumen_year | us | us | 216576429555.304
commercial lighting | Lamp: 100W A19 Incandescent | 2048 | FIXED_OM | REPLACEMENT | other | USD/gigalumen_year | us | us | 216576429555.304
commercial lighting | Lamp: 100W A19 Incandescent | 2048 | FIXED_OM | REPLACEMENT | warehouse | USD/gigalumen_year | us | us | 216576429555.304
commercial lighting | Lamp: 100W A19 Incandescent | 2049 | CAPITAL | NEW | assembly | USD/gigalumen_year | us | us | 928131007005.337
commercial lighting | Lamp: 100W A19 Incandescent | 2049 | CAPITAL | NEW | education | USD/gigalumen_year | us | us | 928131007005.337
commercial lighting | Lamp: 100W A19 Incandescent | 2049 | CAPITAL | NEW | food sales | USD/gigalumen_year | us | us | 928131007005.337
commercial lighting | Lamp: 100W A19 Incandescent | 2049 | CAPITAL | NEW | food service | USD/gigalumen_year | us | us | 928131007005.337
commercial lighting | Lamp: 100W A19 Incandescent | 2049 | CAPITAL | NEW | health | USD/gigalumen_year | us | us | 928131007005.337
commercial lighting | Lamp: 100W A19 Incandescent | 2049 | CAPITAL | NEW | lodging | USD/gigalumen_year | us | us | 928131007005.337
commercial lighting | Lamp: 100W A19 Incandescent | 2049 | CAPITAL | NEW | merc/service | USD/gigalumen_year | us | us | 928131007005.337
commercial lighting | Lamp: 100W A19 Incandescent | 2049 | CAPITAL | NEW | office-large | USD/gigalumen_year | us | us | 928131007005.337
commercial lighting | Lamp: 100W A19 Incandescent | 2049 | CAPITAL | NEW | office-small | USD/gigalumen_year | us | us | 928131007005.337
commercial lighting | Lamp: 100W A19 Incandescent | 2049 | CAPITAL | NEW | other | USD/gigalumen_year | us | us | 928131007005.337
commercial lighting | Lamp: 100W A19 Incandescent | 2049 | CAPITAL | NEW | warehouse | USD/gigalumen_year | us | us | 928131007005.337
commercial lighting | Lamp: 100W A19 Incandescent | 2049 | CAPITAL | REPLACEMENT | assembly | USD/gigalumen_year | us | us | 928131007005.337
commercial lighting | Lamp: 100W A19 Incandescent | 2049 | CAPITAL | REPLACEMENT | education | USD/gigalumen_year | us | us | 928131007005.337
commercial lighting | Lamp: 100W A19 Incandescent | 2049 | CAPITAL | REPLACEMENT | food sales | USD/gigalumen_year | us | us | 928131007005.337
commercial lighting | Lamp: 100W A19 Incandescent | 2049 | CAPITAL | REPLACEMENT | food service | USD/gigalumen_year | us | us | 928131007005.337
commercial lighting | Lamp: 100W A19 Incandescent | 2049 | CAPITAL | REPLACEMENT | health | USD/gigalumen_year | us | us | 928131007005.337
commercial lighting | Lamp: 100W A19 Incandescent | 2049 | CAPITAL | REPLACEMENT | lodging | USD/gigalumen_year | us | us | 928131007005.337
commercial lighting | Lamp: 100W A19 Incandescent | 2049 | CAPITAL | REPLACEMENT | merc/service | USD/gigalumen_year | us | us | 928131007005.337
commercial lighting | Lamp: 100W A19 Incandescent | 2049 | CAPITAL | REPLACEMENT | office-large | USD/gigalumen_year | us | us | 928131007005.337
commercial lighting | Lamp: 100W A19 Incandescent | 2049 | CAPITAL | REPLACEMENT | office-small | USD/gigalumen_year | us | us | 928131007005.337
commercial lighting | Lamp: 100W A19 Incandescent | 2049 | CAPITAL | REPLACEMENT | other | USD/gigalumen_year | us | us | 928131007005.337
commercial lighting | Lamp: 100W A19 Incandescent | 2049 | CAPITAL | REPLACEMENT | warehouse | USD/gigalumen_year | us | us | 928131007005.337
commercial lighting | Lamp: 100W A19 Incandescent | 2049 | FIXED_OM | NEW | assembly | USD/gigalumen_year | us | us | 216576429555.304
commercial lighting | Lamp: 100W A19 Incandescent | 2049 | FIXED_OM | NEW | education | USD/gigalumen_year | us | us | 216576429555.304
commercial lighting | Lamp: 100W A19 Incandescent | 2049 | FIXED_OM | NEW | food sales | USD/gigalumen_year | us | us | 216576429555.304
commercial lighting | Lamp: 100W A19 Incandescent | 2049 | FIXED_OM | NEW | food service | USD/gigalumen_year | us | us | 216576429555.304
commercial lighting | Lamp: 100W A19 Incandescent | 2049 | FIXED_OM | NEW | health | USD/gigalumen_year | us | us | 216576429555.304
commercial lighting | Lamp: 100W A19 Incandescent | 2049 | FIXED_OM | NEW | lodging | USD/gigalumen_year | us | us | 216576429555.304
commercial lighting | Lamp: 100W A19 Incandescent | 2049 | FIXED_OM | NEW | merc/service | USD/gigalumen_year | us | us | 216576429555.304
commercial lighting | Lamp: 100W A19 Incandescent | 2049 | FIXED_OM | NEW | office-large | USD/gigalumen_year | us | us | 216576429555.304
commercial lighting | Lamp: 100W A19 Incandescent | 2049 | FIXED_OM | NEW | office-small | USD/gigalumen_year | us | us | 216576429555.304
commercial lighting | Lamp: 100W A19 Incandescent | 2049 | FIXED_OM | NEW | other | USD/gigalumen_year | us | us | 216576429555.304
commercial lighting | Lamp: 100W A19 Incandescent | 2049 | FIXED_OM | NEW | warehouse | USD/gigalumen_year | us | us | 216576429555.304
commercial lighting | Lamp: 100W A19 Incandescent | 2049 | FIXED_OM | REPLACEMENT | assembly | USD/gigalumen_year | us | us | 216576429555.304
commercial lighting | Lamp: 100W A19 Incandescent | 2049 | FIXED_OM | REPLACEMENT | education | USD/gigalumen_year | us | us | 216576429555.304
commercial lighting | Lamp: 100W A19 Incandescent | 2049 | FIXED_OM | REPLACEMENT | food sales | USD/gigalumen_year | us | us | 216576429555.304
commercial lighting | Lamp: 100W A19 Incandescent | 2049 | FIXED_OM | REPLACEMENT | food service | USD/gigalumen_year | us | us | 216576429555.304
commercial lighting | Lamp: 100W A19 Incandescent | 2049 | FIXED_OM | REPLACEMENT | health | USD/gigalumen_year | us | us | 216576429555.304
commercial lighting | Lamp: 100W A19 Incandescent | 2049 | FIXED_OM | REPLACEMENT | lodging | USD/gigalumen_year | us | us | 216576429555.304
commercial lighting | Lamp: 100W A19 Incandescent | 2049 | FIXED_OM | REPLACEMENT | merc/service | USD/gigalumen_year | us | us | 216576429555.304
commercial lighting | Lamp: 100W A19 Incandescent | 2049 | FIXED_OM | REPLACEMENT | office-large | USD/gigalumen_year | us | us | 216576429555.304
commercial lighting | Lamp: 100W A19 Incandescent | 2049 | FIXED_OM | REPLACEMENT | office-small | USD/gigalumen_year | us | us | 216576429555.304
commercial lighting | Lamp: 100W A19 Incandescent | 2049 | FIXED_OM | REPLACEMENT | other | USD/gigalumen_year | us | us | 216576429555.304
commercial lighting | Lamp: 100W A19 Incandescent | 2049 | FIXED_OM | REPLACEMENT | warehouse | USD/gigalumen_year | us | us | 216576429555.304
commercial lighting | Lamp: 100W A19 Incandescent | 2050 | CAPITAL | NEW | assembly | USD/gigalumen_year | us | us | 928131007005.337
commercial lighting | Lamp: 100W A19 Incandescent | 2050 | CAPITAL | NEW | education | USD/gigalumen_year | us | us | 928131007005.337
commercial lighting | Lamp: 100W A19 Incandescent | 2050 | CAPITAL | NEW | food sales | USD/gigalumen_year | us | us | 928131007005.337
commercial lighting | Lamp: 100W A19 Incandescent | 2050 | CAPITAL | NEW | food service | USD/gigalumen_year | us | us | 928131007005.337
commercial lighting | Lamp: 100W A19 Incandescent | 2050 | CAPITAL | NEW | health | USD/gigalumen_year | us | us | 928131007005.337
commercial lighting | Lamp: 100W A19 Incandescent | 2050 | CAPITAL | NEW | lodging | USD/gigalumen_year | us | us | 928131007005.337
commercial lighting | Lamp: 100W A19 Incandescent | 2050 | CAPITAL | NEW | merc/service | USD/gigalumen_year | us | us | 928131007005.337
commercial lighting | Lamp: 100W A19 Incandescent | 2050 | CAPITAL | NEW | office-large | USD/gigalumen_year | us | us | 928131007005.337
commercial lighting | Lamp: 100W A19 Incandescent | 2050 | CAPITAL | NEW | office-small | USD/gigalumen_year | us | us | 928131007005.337
commercial lighting | Lamp: 100W A19 Incandescent | 2050 | CAPITAL | NEW | other | USD/gigalumen_year | us | us | 928131007005.337
commercial lighting | Lamp: 100W A19 Incandescent | 2050 | CAPITAL | NEW | warehouse | USD/gigalumen_year | us | us | 928131007005.337
commercial lighting | Lamp: 100W A19 Incandescent | 2050 | CAPITAL | REPLACEMENT | assembly | USD/gigalumen_year | us | us | 928131007005.337
commercial lighting | Lamp: 100W A19 Incandescent | 2050 | CAPITAL | REPLACEMENT | education | USD/gigalumen_year | us | us | 928131007005.337
commercial lighting | Lamp: 100W A19 Incandescent | 2050 | CAPITAL | REPLACEMENT | food sales | USD/gigalumen_year | us | us | 928131007005.337
commercial lighting | Lamp: 100W A19 Incandescent | 2050 | CAPITAL | REPLACEMENT | food service | USD/gigalumen_year | us | us | 928131007005.337
commercial lighting | Lamp: 100W A19 Incandescent | 2050 | CAPITAL | REPLACEMENT | health | USD/gigalumen_year | us | us | 928131007005.337
commercial lighting | Lamp: 100W A19 Incandescent | 2050 | CAPITAL | REPLACEMENT | lodging | USD/gigalumen_year | us | us | 928131007005.337
commercial lighting | Lamp: 100W A19 Incandescent | 2050 | CAPITAL | REPLACEMENT | merc/service | USD/gigalumen_year | us | us | 928131007005.337
commercial lighting | Lamp: 100W A19 Incandescent | 2050 | CAPITAL | REPLACEMENT | office-large | USD/gigalumen_year | us | us | 928131007005.337
commercial lighting | Lamp: 100W A19 Incandescent | 2050 | CAPITAL | REPLACEMENT | office-small | USD/gigalumen_year | us | us | 928131007005.337
commercial lighting | Lamp: 100W A19 Incandescent | 2050 | CAPITAL | REPLACEMENT | other | USD/gigalumen_year | us | us | 928131007005.337
commercial lighting | Lamp: 100W A19 Incandescent | 2050 | CAPITAL | REPLACEMENT | warehouse | USD/gigalumen_year | us | us | 928131007005.337
commercial lighting | Lamp: 100W A19 Incandescent | 2050 | FIXED_OM | NEW | assembly | USD/gigalumen_year | us | us | 216576429555.304
commercial lighting | Lamp: 100W A19 Incandescent | 2050 | FIXED_OM | NEW | education | USD/gigalumen_year | us | us | 216576429555.304
commercial lighting | Lamp: 100W A19 Incandescent | 2050 | FIXED_OM | NEW | food sales | USD/gigalumen_year | us | us | 216576429555.304
commercial lighting | Lamp: 100W A19 Incandescent | 2050 | FIXED_OM | NEW | food service | USD/gigalumen_year | us | us | 216576429555.304
commercial lighting | Lamp: 100W A19 Incandescent | 2050 | FIXED_OM | NEW | health | USD/gigalumen_year | us | us | 216576429555.304
commercial lighting | Lamp: 100W A19 Incandescent | 2050 | FIXED_OM | NEW | lodging | USD/gigalumen_year | us | us | 216576429555.304
commercial lighting | Lamp: 100W A19 Incandescent | 2050 | FIXED_OM | NEW | merc/service | USD/gigalumen_year | us | us | 216576429555.304
commercial lighting | Lamp: 100W A19 Incandescent | 2050 | FIXED_OM | NEW | office-large | USD/gigalumen_year | us | us | 216576429555.304
commercial lighting | Lamp: 100W A19 Incandescent | 2050 | FIXED_OM | NEW | office-small | USD/gigalumen_year | us | us | 216576429555.304
commercial lighting | Lamp: 100W A19 Incandescent | 2050 | FIXED_OM | NEW | other | USD/gigalumen_year | us | us | 216576429555.304
commercial lighting | Lamp: 100W A19 Incandescent | 2050 | FIXED_OM | NEW | warehouse | USD/gigalumen_year | us | us | 216576429555.304
commercial lighting | Lamp: 100W A19 Incandescent | 2050 | FIXED_OM | REPLACEMENT | assembly | USD/gigalumen_year | us | us | 216576429555.304
commercial lighting | Lamp: 100W A19 Incandescent | 2050 | FIXED_OM | REPLACEMENT | education | USD/gigalumen_year | us | us | 216576429555.304
commercial lighting | Lamp: 100W A19 Incandescent | 2050 | FIXED_OM | REPLACEMENT | food sales | USD/gigalumen_year | us | us | 216576429555.304
commercial lighting | Lamp: 100W A19 Incandescent | 2050 | FIXED_OM | REPLACEMENT | food service | USD/gigalumen_year | us | us | 216576429555.304
commercial lighting | Lamp: 100W A19 Incandescent | 2050 | FIXED_OM | REPLACEMENT | health | USD/gigalumen_year | us | us | 216576429555.304
commercial lighting | Lamp: 100W A19 Incandescent | 2050 | FIXED_OM | REPLACEMENT | lodging | USD/gigalumen_year | us | us | 216576429555.304
commercial lighting | Lamp: 100W A19 Incandescent | 2050 | FIXED_OM | REPLACEMENT | merc/service | USD/gigalumen_year | us | us | 216576429555.304
commercial lighting | Lamp: 100W A19 Incandescent | 2050 | FIXED_OM | REPLACEMENT | office-large | USD/gigalumen_year | us | us | 216576429555.304
commercial lighting | Lamp: 100W A19 Incandescent | 2050 | FIXED_OM | REPLACEMENT | office-small | USD/gigalumen_year | us | us | 216576429555.304
commercial lighting | Lamp: 100W A19 Incandescent | 2050 | FIXED_OM | REPLACEMENT | other | USD/gigalumen_year | us | us | 216576429555.304
commercial lighting | Lamp: 100W A19 Incandescent | 2050 | FIXED_OM | REPLACEMENT | warehouse | USD/gigalumen_year | us | us | 216576429555.304
commercial lighting | Lamp: 100W Equivalent CFL Bare Spiral | 2020 | CAPITAL | NEW | assembly | USD/gigalumen_year | us | us | 1.0248e+12
commercial lighting | Lamp: 100W Equivalent CFL Bare Spiral | 2020 | CAPITAL | NEW | education | USD/gigalumen_year | us | us | 1.0248e+12
commercial lighting | Lamp: 100W Equivalent CFL Bare Spiral | 2020 | CAPITAL | NEW | food sales | USD/gigalumen_year | us | us | 1.0248e+12
commercial lighting | Lamp: 100W Equivalent CFL Bare Spiral | 2020 | CAPITAL | NEW | food service | USD/gigalumen_year | us | us | 1.0248e+12
commercial lighting | Lamp: 100W Equivalent CFL Bare Spiral | 2020 | CAPITAL | NEW | health | USD/gigalumen_year | us | us | 1.0248e+12
commercial lighting | Lamp: 100W Equivalent CFL Bare Spiral | 2020 | CAPITAL | NEW | lodging | USD/gigalumen_year | us | us | 1.0248e+12
commercial lighting | Lamp: 100W Equivalent CFL Bare Spiral | 2020 | CAPITAL | NEW | merc/service | USD/gigalumen_year | us | us | 1.0248e+12
commercial lighting | Lamp: 100W Equivalent CFL Bare Spiral | 2020 | CAPITAL | NEW | office-large | USD/gigalumen_year | us | us | 1.0248e+12
commercial lighting | Lamp: 100W Equivalent CFL Bare Spiral | 2020 | CAPITAL | NEW | office-small | USD/gigalumen_year | us | us | 1.0248e+12
commercial lighting | Lamp: 100W Equivalent CFL Bare Spiral | 2020 | CAPITAL | NEW | other | USD/gigalumen_year | us | us | 1.0248e+12
commercial lighting | Lamp: 100W Equivalent CFL Bare Spiral | 2020 | CAPITAL | NEW | warehouse | USD/gigalumen_year | us | us | 1.0248e+12
commercial lighting | Lamp: 100W Equivalent CFL Bare Spiral | 2020 | CAPITAL | REPLACEMENT | assembly | USD/gigalumen_year | us | us | 1.0248e+12
commercial lighting | Lamp: 100W Equivalent CFL Bare Spiral | 2020 | CAPITAL | REPLACEMENT | education | USD/gigalumen_year | us | us | 1.0248e+12
commercial lighting | Lamp: 100W Equivalent CFL Bare Spiral | 2020 | CAPITAL | REPLACEMENT | food sales | USD/gigalumen_year | us | us | 1.0248e+12
commercial lighting | Lamp: 100W Equivalent CFL Bare Spiral | 2020 | CAPITAL | REPLACEMENT | food service | USD/gigalumen_year | us | us | 1.0248e+12
commercial lighting | Lamp: 100W Equivalent CFL Bare Spiral | 2020 | CAPITAL | REPLACEMENT | health | USD/gigalumen_year | us | us | 1.0248e+12
commercial lighting | Lamp: 100W Equivalent CFL Bare Spiral | 2020 | CAPITAL | REPLACEMENT | lodging | USD/gigalumen_year | us | us | 1.0248e+12
commercial lighting | Lamp: 100W Equivalent CFL Bare Spiral | 2020 | CAPITAL | REPLACEMENT | merc/service | USD/gigalumen_year | us | us | 1.0248e+12
commercial lighting | Lamp: 100W Equivalent CFL Bare Spiral | 2020 | CAPITAL | REPLACEMENT | office-large | USD/gigalumen_year | us | us | 1.0248e+12
commercial lighting | Lamp: 100W Equivalent CFL Bare Spiral | 2020 | CAPITAL | REPLACEMENT | office-small | USD/gigalumen_year | us | us | 1.0248e+12
commercial lighting | Lamp: 100W Equivalent CFL Bare Spiral | 2020 | CAPITAL | REPLACEMENT | other | USD/gigalumen_year | us | us | 1.0248e+12
commercial lighting | Lamp: 100W Equivalent CFL Bare Spiral | 2020 | CAPITAL | REPLACEMENT | warehouse | USD/gigalumen_year | us | us | 1.0248e+12
commercial lighting | Lamp: 100W Equivalent CFL Bare Spiral | 2020 | FIXED_OM | NEW | assembly | USD/gigalumen_year | us | us | 26496552336.0503
commercial lighting | Lamp: 100W Equivalent CFL Bare Spiral | 2020 | FIXED_OM | NEW | education | USD/gigalumen_year | us | us | 26496552336.0503
commercial lighting | Lamp: 100W Equivalent CFL Bare Spiral | 2020 | FIXED_OM | NEW | food sales | USD/gigalumen_year | us | us | 26496552336.0503
commercial lighting | Lamp: 100W Equivalent CFL Bare Spiral | 2020 | FIXED_OM | NEW | food service | USD/gigalumen_year | us | us | 26496552336.0503
commercial lighting | Lamp: 100W Equivalent CFL Bare Spiral | 2020 | FIXED_OM | NEW | health | USD/gigalumen_year | us | us | 26496552336.0503
commercial lighting | Lamp: 100W Equivalent CFL Bare Spiral | 2020 | FIXED_OM | NEW | lodging | USD/gigalumen_year | us | us | 26496552336.0503
commercial lighting | Lamp: 100W Equivalent CFL Bare Spiral | 2020 | FIXED_OM | NEW | merc/service | USD/gigalumen_year | us | us | 26496552336.0503
commercial lighting | Lamp: 100W Equivalent CFL Bare Spiral | 2020 | FIXED_OM | NEW | office-large | USD/gigalumen_year | us | us | 26496552336.0503
commercial lighting | Lamp: 100W Equivalent CFL Bare Spiral | 2020 | FIXED_OM | NEW | office-small | USD/gigalumen_year | us | us | 26496552336.0503
commercial lighting | Lamp: 100W Equivalent CFL Bare Spiral | 2020 | FIXED_OM | NEW | other | USD/gigalumen_year | us | us | 26496552336.0503
commercial lighting | Lamp: 100W Equivalent CFL Bare Spiral | 2020 | FIXED_OM | NEW | warehouse | USD/gigalumen_year | us | us | 26496552336.0503
commercial lighting | Lamp: 100W Equivalent CFL Bare Spiral | 2020 | FIXED_OM | REPLACEMENT | assembly | USD/gigalumen_year | us | us | 26496552336.0503
commercial lighting | Lamp: 100W Equivalent CFL Bare Spiral | 2020 | FIXED_OM | REPLACEMENT | education | USD/gigalumen_year | us | us | 26496552336.0503
commercial lighting | Lamp: 100W Equivalent CFL Bare Spiral | 2020 | FIXED_OM | REPLACEMENT | food sales | USD/gigalumen_year | us | us | 26496552336.0503
commercial lighting | Lamp: 100W Equivalent CFL Bare Spiral | 2020 | FIXED_OM | REPLACEMENT | food service | USD/gigalumen_year | us | us | 26496552336.0503
commercial lighting | Lamp: 100W Equivalent CFL Bare Spiral | 2020 | FIXED_OM | REPLACEMENT | health | USD/gigalumen_year | us | us | 26496552336.0503
commercial lighting | Lamp: 100W Equivalent CFL Bare Spiral | 2020 | FIXED_OM | REPLACEMENT | lodging | USD/gigalumen_year | us | us | 26496552336.0503
commercial lighting | Lamp: 100W Equivalent CFL Bare Spiral | 2020 | FIXED_OM | REPLACEMENT | merc/service | USD/gigalumen_year | us | us | 26496552336.0503
commercial lighting | Lamp: 100W Equivalent CFL Bare Spiral | 2020 | FIXED_OM | REPLACEMENT | office-large | USD/gigalumen_year | us | us | 26496552336.0503
commercial lighting | Lamp: 100W Equivalent CFL Bare Spiral | 2020 | FIXED_OM | REPLACEMENT | office-small | USD/gigalumen_year | us | us | 26496552336.0503
commercial lighting | Lamp: 100W Equivalent CFL Bare Spiral | 2020 | FIXED_OM | REPLACEMENT | other | USD/gigalumen_year | us | us | 26496552336.0503
commercial lighting | Lamp: 100W Equivalent CFL Bare Spiral | 2020 | FIXED_OM | REPLACEMENT | warehouse | USD/gigalumen_year | us | us | 26496552336.0503
commercial lighting | Lamp: 100W Equivalent CFL Bare Spiral | 2021 | CAPITAL | NEW | assembly | USD/gigalumen_year | us | us | 1.0236e+12
commercial lighting | Lamp: 100W Equivalent CFL Bare Spiral | 2021 | CAPITAL | NEW | education | USD/gigalumen_year | us | us | 1.0236e+12
commercial lighting | Lamp: 100W Equivalent CFL Bare Spiral | 2021 | CAPITAL | NEW | food sales | USD/gigalumen_year | us | us | 1.0236e+12
commercial lighting | Lamp: 100W Equivalent CFL Bare Spiral | 2021 | CAPITAL | NEW | food service | USD/gigalumen_year | us | us | 1.0236e+12
commercial lighting | Lamp: 100W Equivalent CFL Bare Spiral | 2021 | CAPITAL | NEW | health | USD/gigalumen_year | us | us | 1.0236e+12
commercial lighting | Lamp: 100W Equivalent CFL Bare Spiral | 2021 | CAPITAL | NEW | lodging | USD/gigalumen_year | us | us | 1.0236e+12
commercial lighting | Lamp: 100W Equivalent CFL Bare Spiral | 2021 | CAPITAL | NEW | merc/service | USD/gigalumen_year | us | us | 1.0236e+12
commercial lighting | Lamp: 100W Equivalent CFL Bare Spiral | 2021 | CAPITAL | NEW | office-large | USD/gigalumen_year | us | us | 1.0236e+12
commercial lighting | Lamp: 100W Equivalent CFL Bare Spiral | 2021 | CAPITAL | NEW | office-small | USD/gigalumen_year | us | us | 1.0236e+12
commercial lighting | Lamp: 100W Equivalent CFL Bare Spiral | 2021 | CAPITAL | NEW | other | USD/gigalumen_year | us | us | 1.0236e+12
commercial lighting | Lamp: 100W Equivalent CFL Bare Spiral | 2021 | CAPITAL | NEW | warehouse | USD/gigalumen_year | us | us | 1.0236e+12
commercial lighting | Lamp: 100W Equivalent CFL Bare Spiral | 2021 | CAPITAL | REPLACEMENT | assembly | USD/gigalumen_year | us | us | 1.0236e+12
commercial lighting | Lamp: 100W Equivalent CFL Bare Spiral | 2021 | CAPITAL | REPLACEMENT | education | USD/gigalumen_year | us | us | 1.0236e+12
commercial lighting | Lamp: 100W Equivalent CFL Bare Spiral | 2021 | CAPITAL | REPLACEMENT | food sales | USD/gigalumen_year | us | us | 1.0236e+12
commercial lighting | Lamp: 100W Equivalent CFL Bare Spiral | 2021 | CAPITAL | REPLACEMENT | food service | USD/gigalumen_year | us | us | 1.0236e+12
commercial lighting | Lamp: 100W Equivalent CFL Bare Spiral | 2021 | CAPITAL | REPLACEMENT | health | USD/gigalumen_year | us | us | 1.0236e+12
commercial lighting | Lamp: 100W Equivalent CFL Bare Spiral | 2021 | CAPITAL | REPLACEMENT | lodging | USD/gigalumen_year | us | us | 1.0236e+12
commercial lighting | Lamp: 100W Equivalent CFL Bare Spiral | 2021 | CAPITAL | REPLACEMENT | merc/service | USD/gigalumen_year | us | us | 1.0236e+12
commercial lighting | Lamp: 100W Equivalent CFL Bare Spiral | 2021 | CAPITAL | REPLACEMENT | office-large | USD/gigalumen_year | us | us | 1.0236e+12
commercial lighting | Lamp: 100W Equivalent CFL Bare Spiral | 2021 | CAPITAL | REPLACEMENT | office-small | USD/gigalumen_year | us | us | 1.0236e+12
commercial lighting | Lamp: 100W Equivalent CFL Bare Spiral | 2021 | CAPITAL | REPLACEMENT | other | USD/gigalumen_year | us | us | 1.0236e+12
commercial lighting | Lamp: 100W Equivalent CFL Bare Spiral | 2021 | CAPITAL | REPLACEMENT | warehouse | USD/gigalumen_year | us | us | 1.0236e+12
commercial lighting | Lamp: 100W Equivalent CFL Bare Spiral | 2021 | FIXED_OM | NEW | assembly | USD/gigalumen_year | us | us | 26308633525.1563
commercial lighting | Lamp: 100W Equivalent CFL Bare Spiral | 2021 | FIXED_OM | NEW | education | USD/gigalumen_year | us | us | 26308633525.1563
commercial lighting | Lamp: 100W Equivalent CFL Bare Spiral | 2021 | FIXED_OM | NEW | food sales | USD/gigalumen_year | us | us | 26308633525.1563
commercial lighting | Lamp: 100W Equivalent CFL Bare Spiral | 2021 | FIXED_OM | NEW | food service | USD/gigalumen_year | us | us | 26308633525.1563
commercial lighting | Lamp: 100W Equivalent CFL Bare Spiral | 2021 | FIXED_OM | NEW | health | USD/gigalumen_year | us | us | 26308633525.1563
commercial lighting | Lamp: 100W Equivalent CFL Bare Spiral | 2021 | FIXED_OM | NEW | lodging | USD/gigalumen_year | us | us | 26308633525.1563
commercial lighting | Lamp: 100W Equivalent CFL Bare Spiral | 2021 | FIXED_OM | NEW | merc/service | USD/gigalumen_year | us | us | 26308633525.1563
commercial lighting | Lamp: 100W Equivalent CFL Bare Spiral | 2021 | FIXED_OM | NEW | office-large | USD/gigalumen_year | us | us | 26308633525.1563
commercial lighting | Lamp: 100W Equivalent CFL Bare Spiral | 2021 | FIXED_OM | NEW | office-small | USD/gigalumen_year | us | us | 26308633525.1563
commercial lighting | Lamp: 100W Equivalent CFL Bare Spiral | 2021 | FIXED_OM | NEW | other | USD/gigalumen_year | us | us | 26308633525.1563
commercial lighting | Lamp: 100W Equivalent CFL Bare Spiral | 2021 | FIXED_OM | NEW | warehouse | USD/gigalumen_year | us | us | 26308633525.1563
commercial lighting | Lamp: 100W Equivalent CFL Bare Spiral | 2021 | FIXED_OM | REPLACEMENT | assembly | USD/gigalumen_year | us | us | 26308633525.1563
commercial lighting | Lamp: 100W Equivalent CFL Bare Spiral | 2021 | FIXED_OM | REPLACEMENT | education | USD/gigalumen_year | us | us | 26308633525.1563
commercial lighting | Lamp: 100W Equivalent CFL Bare Spiral | 2021 | FIXED_OM | REPLACEMENT | food sales | USD/gigalumen_year | us | us | 26308633525.1563
commercial lighting | Lamp: 100W Equivalent CFL Bare Spiral | 2021 | FIXED_OM | REPLACEMENT | food service | USD/gigalumen_year | us | us | 26308633525.1563
commercial lighting | Lamp: 100W Equivalent CFL Bare Spiral | 2021 | FIXED_OM | REPLACEMENT | health | USD/gigalumen_year | us | us | 26308633525.1563
commercial lighting | Lamp: 100W Equivalent CFL Bare Spiral | 2021 | FIXED_OM | REPLACEMENT | lodging | USD/gigalumen_year | us | us | 26308633525.1563
commercial lighting | Lamp: 100W Equivalent CFL Bare Spiral | 2021 | FIXED_OM | REPLACEMENT | merc/service | USD/gigalumen_year | us | us | 26308633525.1563
commercial lighting | Lamp: 100W Equivalent CFL Bare Spiral | 2021 | FIXED_OM | REPLACEMENT | office-large | USD/gigalumen_year | us | us | 26308633525.1563
commercial lighting | Lamp: 100W Equivalent CFL Bare Spiral | 2021 | FIXED_OM | REPLACEMENT | office-small | USD/gigalumen_year | us | us | 26308633525.1563
commercial lighting | Lamp: 100W Equivalent CFL Bare Spiral | 2021 | FIXED_OM | REPLACEMENT | other | USD/gigalumen_year | us | us | 26308633525.1563
commercial lighting | Lamp: 100W Equivalent CFL Bare Spiral | 2021 | FIXED_OM | REPLACEMENT | warehouse | USD/gigalumen_year | us | us | 26308633525.1563
commercial lighting | Lamp: 100W Equivalent CFL Bare Spiral | 2022 | CAPITAL | NEW | assembly | USD/gigalumen_year | us | us | 1.0225e+12
commercial lighting | Lamp: 100W Equivalent CFL Bare Spiral | 2022 | CAPITAL | NEW | education | USD/gigalumen_year | us | us | 1.0225e+12
commercial lighting | Lamp: 100W Equivalent CFL Bare Spiral | 2022 | CAPITAL | NEW | food sales | USD/gigalumen_year | us | us | 1.0225e+12
commercial lighting | Lamp: 100W Equivalent CFL Bare Spiral | 2022 | CAPITAL | NEW | food service | USD/gigalumen_year | us | us | 1.0225e+12
commercial lighting | Lamp: 100W Equivalent CFL Bare Spiral | 2022 | CAPITAL | NEW | health | USD/gigalumen_year | us | us | 1.0225e+12
commercial lighting | Lamp: 100W Equivalent CFL Bare Spiral | 2022 | CAPITAL | NEW | lodging | USD/gigalumen_year | us | us | 1.0225e+12
commercial lighting | Lamp: 100W Equivalent CFL Bare Spiral | 2022 | CAPITAL | NEW | merc/service | USD/gigalumen_year | us | us | 1.0225e+12
commercial lighting | Lamp: 100W Equivalent CFL Bare Spiral | 2022 | CAPITAL | NEW | office-large | USD/gigalumen_year | us | us | 1.0225e+12
commercial lighting | Lamp: 100W Equivalent CFL Bare Spiral | 2022 | CAPITAL | NEW | office-small | USD/gigalumen_year | us | us | 1.0225e+12
commercial lighting | Lamp: 100W Equivalent CFL Bare Spiral | 2022 | CAPITAL | NEW | other | USD/gigalumen_year | us | us | 1.0225e+12
commercial lighting | Lamp: 100W Equivalent CFL Bare Spiral | 2022 | CAPITAL | NEW | warehouse | USD/gigalumen_year | us | us | 1.0225e+12
commercial lighting | Lamp: 100W Equivalent CFL Bare Spiral | 2022 | CAPITAL | REPLACEMENT | assembly | USD/gigalumen_year | us | us | 1.0225e+12
commercial lighting | Lamp: 100W Equivalent CFL Bare Spiral | 2022 | CAPITAL | REPLACEMENT | education | USD/gigalumen_year | us | us | 1.0225e+12
commercial lighting | Lamp: 100W Equivalent CFL Bare Spiral | 2022 | CAPITAL | REPLACEMENT | food sales | USD/gigalumen_year | us | us | 1.0225e+12
commercial lighting | Lamp: 100W Equivalent CFL Bare Spiral | 2022 | CAPITAL | REPLACEMENT | food service | USD/gigalumen_year | us | us | 1.0225e+12
commercial lighting | Lamp: 100W Equivalent CFL Bare Spiral | 2022 | CAPITAL | REPLACEMENT | health | USD/gigalumen_year | us | us | 1.0225e+12
commercial lighting | Lamp: 100W Equivalent CFL Bare Spiral | 2022 | CAPITAL | REPLACEMENT | lodging | USD/gigalumen_year | us | us | 1.0225e+12
commercial lighting | Lamp: 100W Equivalent CFL Bare Spiral | 2022 | CAPITAL | REPLACEMENT | merc/service | USD/gigalumen_year | us | us | 1.0225e+12
commercial lighting | Lamp: 100W Equivalent CFL Bare Spiral | 2022 | CAPITAL | REPLACEMENT | office-large | USD/gigalumen_year | us | us | 1.0225e+12
commercial lighting | Lamp: 100W Equivalent CFL Bare Spiral | 2022 | CAPITAL | REPLACEMENT | office-small | USD/gigalumen_year | us | us | 1.0225e+12
commercial lighting | Lamp: 100W Equivalent CFL Bare Spiral | 2022 | CAPITAL | REPLACEMENT | other | USD/gigalumen_year | us | us | 1.0225e+12
commercial lighting | Lamp: 100W Equivalent CFL Bare Spiral | 2022 | CAPITAL | REPLACEMENT | warehouse | USD/gigalumen_year | us | us | 1.0225e+12
commercial lighting | Lamp: 100W Equivalent CFL Bare Spiral | 2022 | FIXED_OM | NEW | assembly | USD/gigalumen_year | us | us | 26120714714.2623
commercial lighting | Lamp: 100W Equivalent CFL Bare Spiral | 2022 | FIXED_OM | NEW | education | USD/gigalumen_year | us | us | 26120714714.2623
commercial lighting | Lamp: 100W Equivalent CFL Bare Spiral | 2022 | FIXED_OM | NEW | food sales | USD/gigalumen_year | us | us | 26120714714.2623
commercial lighting | Lamp: 100W Equivalent CFL Bare Spiral | 2022 | FIXED_OM | NEW | food service | USD/gigalumen_year | us | us | 26120714714.2623
commercial lighting | Lamp: 100W Equivalent CFL Bare Spiral | 2022 | FIXED_OM | NEW | health | USD/gigalumen_year | us | us | 26120714714.2623
commercial lighting | Lamp: 100W Equivalent CFL Bare Spiral | 2022 | FIXED_OM | NEW | lodging | USD/gigalumen_year | us | us | 26120714714.2623
commercial lighting | Lamp: 100W Equivalent CFL Bare Spiral | 2022 | FIXED_OM | NEW | merc/service | USD/gigalumen_year | us | us | 26120714714.2623
commercial lighting | Lamp: 100W Equivalent CFL Bare Spiral | 2022 | FIXED_OM | NEW | office-large | USD/gigalumen_year | us | us | 26120714714.2623
commercial lighting | Lamp: 100W Equivalent CFL Bare Spiral | 2022 | FIXED_OM | NEW | office-small | USD/gigalumen_year | us | us | 26120714714.2623
commercial lighting | Lamp: 100W Equivalent CFL Bare Spiral | 2022 | FIXED_OM | NEW | other | USD/gigalumen_year | us | us | 26120714714.2623
commercial lighting | Lamp: 100W Equivalent CFL Bare Spiral | 2022 | FIXED_OM | NEW | warehouse | USD/gigalumen_year | us | us | 26120714714.2623
commercial lighting | Lamp: 100W Equivalent CFL Bare Spiral | 2022 | FIXED_OM | REPLACEMENT | assembly | USD/gigalumen_year | us | us | 26120714714.2623
commercial lighting | Lamp: 100W Equivalent CFL Bare Spiral | 2022 | FIXED_OM | REPLACEMENT | education | USD/gigalumen_year | us | us | 26120714714.2623
commercial lighting | Lamp: 100W Equivalent CFL Bare Spiral | 2022 | FIXED_OM | REPLACEMENT | food sales | USD/gigalumen_year | us | us | 26120714714.2623
commercial lighting | Lamp: 100W Equivalent CFL Bare Spiral | 2022 | FIXED_OM | REPLACEMENT | food service | USD/gigalumen_year | us | us | 26120714714.2623
commercial lighting | Lamp: 100W Equivalent CFL Bare Spiral | 2022 | FIXED_OM | REPLACEMENT | health | USD/gigalumen_year | us | us | 26120714714.2623
commercial lighting | Lamp: 100W Equivalent CFL Bare Spiral | 2022 | FIXED_OM | REPLACEMENT | lodging | USD/gigalumen_year | us | us | 26120714714.2623
commercial lighting | Lamp: 100W Equivalent CFL Bare Spiral | 2022 | FIXED_OM | REPLACEMENT | merc/service | USD/gigalumen_year | us | us | 26120714714.2623
commercial lighting | Lamp: 100W Equivalent CFL Bare Spiral | 2022 | FIXED_OM | REPLACEMENT | office-large | USD/gigalumen_year | us | us | 26120714714.2623
commercial lighting | Lamp: 100W Equivalent CFL Bare Spiral | 2022 | FIXED_OM | REPLACEMENT | office-small | USD/gigalumen_year | us | us | 26120714714.2623
commercial lighting | Lamp: 100W Equivalent CFL Bare Spiral | 2022 | FIXED_OM | REPLACEMENT | other | USD/gigalumen_year | us | us | 26120714714.2623
commercial lighting | Lamp: 100W Equivalent CFL Bare Spiral | 2022 | FIXED_OM | REPLACEMENT | warehouse | USD/gigalumen_year | us | us | 26120714714.2623
commercial lighting | Lamp: 100W Equivalent CFL Bare Spiral | 2023 | CAPITAL | NEW | assembly | USD/gigalumen_year | us | us | 1.0213e+12
commercial lighting | Lamp: 100W Equivalent CFL Bare Spiral | 2023 | CAPITAL | NEW | education | USD/gigalumen_year | us | us | 1.0213e+12
commercial lighting | Lamp: 100W Equivalent CFL Bare Spiral | 2023 | CAPITAL | NEW | food sales | USD/gigalumen_year | us | us | 1.0213e+12
commercial lighting | Lamp: 100W Equivalent CFL Bare Spiral | 2023 | CAPITAL | NEW | food service | USD/gigalumen_year | us | us | 1.0213e+12
commercial lighting | Lamp: 100W Equivalent CFL Bare Spiral | 2023 | CAPITAL | NEW | health | USD/gigalumen_year | us | us | 1.0213e+12
commercial lighting | Lamp: 100W Equivalent CFL Bare Spiral | 2023 | CAPITAL | NEW | lodging | USD/gigalumen_year | us | us | 1.0213e+12
commercial lighting | Lamp: 100W Equivalent CFL Bare Spiral | 2023 | CAPITAL | NEW | merc/service | USD/gigalumen_year | us | us | 1.0213e+12
commercial lighting | Lamp: 100W Equivalent CFL Bare Spiral | 2023 | CAPITAL | NEW | office-large | USD/gigalumen_year | us | us | 1.0213e+12
commercial lighting | Lamp: 100W Equivalent CFL Bare Spiral | 2023 | CAPITAL | NEW | office-small | USD/gigalumen_year | us | us | 1.0213e+12
commercial lighting | Lamp: 100W Equivalent CFL Bare Spiral | 2023 | CAPITAL | NEW | other | USD/gigalumen_year | us | us | 1.0213e+12
commercial lighting | Lamp: 100W Equivalent CFL Bare Spiral | 2023 | CAPITAL | NEW | warehouse | USD/gigalumen_year | us | us | 1.0213e+12
commercial lighting | Lamp: 100W Equivalent CFL Bare Spiral | 2023 | CAPITAL | REPLACEMENT | assembly | USD/gigalumen_year | us | us | 1.0213e+12
commercial lighting | Lamp: 100W Equivalent CFL Bare Spiral | 2023 | CAPITAL | REPLACEMENT | education | USD/gigalumen_year | us | us | 1.0213e+12
commercial lighting | Lamp: 100W Equivalent CFL Bare Spiral | 2023 | CAPITAL | REPLACEMENT | food sales | USD/gigalumen_year | us | us | 1.0213e+12
commercial lighting | Lamp: 100W Equivalent CFL Bare Spiral | 2023 | CAPITAL | REPLACEMENT | food service | USD/gigalumen_year | us | us | 1.0213e+12
commercial lighting | Lamp: 100W Equivalent CFL Bare Spiral | 2023 | CAPITAL | REPLACEMENT | health | USD/gigalumen_year | us | us | 1.0213e+12
commercial lighting | Lamp: 100W Equivalent CFL Bare Spiral | 2023 | CAPITAL | REPLACEMENT | lodging | USD/gigalumen_year | us | us | 1.0213e+12
commercial lighting | Lamp: 100W Equivalent CFL Bare Spiral | 2023 | CAPITAL | REPLACEMENT | merc/service | USD/gigalumen_year | us | us | 1.0213e+12
commercial lighting | Lamp: 100W Equivalent CFL Bare Spiral | 2023 | CAPITAL | REPLACEMENT | office-large | USD/gigalumen_year | us | us | 1.0213e+12
commercial lighting | Lamp: 100W Equivalent CFL Bare Spiral | 2023 | CAPITAL | REPLACEMENT | office-small | USD/gigalumen_year | us | us | 1.0213e+12
commercial lighting | Lamp: 100W Equivalent CFL Bare Spiral | 2023 | CAPITAL | REPLACEMENT | other | USD/gigalumen_year | us | us | 1.0213e+12
commercial lighting | Lamp: 100W Equivalent CFL Bare Spiral | 2023 | CAPITAL | REPLACEMENT | warehouse | USD/gigalumen_year | us | us | 1.0213e+12
commercial lighting | Lamp: 100W Equivalent CFL Bare Spiral | 2023 | FIXED_OM | NEW | assembly | USD/gigalumen_year | us | us | 25932795903.3684
commercial lighting | Lamp: 100W Equivalent CFL Bare Spiral | 2023 | FIXED_OM | NEW | education | USD/gigalumen_year | us | us | 25932795903.3684
commercial lighting | Lamp: 100W Equivalent CFL Bare Spiral | 2023 | FIXED_OM | NEW | food sales | USD/gigalumen_year | us | us | 25932795903.3684
commercial lighting | Lamp: 100W Equivalent CFL Bare Spiral | 2023 | FIXED_OM | NEW | food service | USD/gigalumen_year | us | us | 25932795903.3684
commercial lighting | Lamp: 100W Equivalent CFL Bare Spiral | 2023 | FIXED_OM | NEW | health | USD/gigalumen_year | us | us | 25932795903.3684
commercial lighting | Lamp: 100W Equivalent CFL Bare Spiral | 2023 | FIXED_OM | NEW | lodging | USD/gigalumen_year | us | us | 25932795903.3684
commercial lighting | Lamp: 100W Equivalent CFL Bare Spiral | 2023 | FIXED_OM | NEW | merc/service | USD/gigalumen_year | us | us | 25932795903.3684
commercial lighting | Lamp: 100W Equivalent CFL Bare Spiral | 2023 | FIXED_OM | NEW | office-large | USD/gigalumen_year | us | us | 25932795903.3684
commercial lighting | Lamp: 100W Equivalent CFL Bare Spiral | 2023 | FIXED_OM | NEW | office-small | USD/gigalumen_year | us | us | 25932795903.3684
commercial lighting | Lamp: 100W Equivalent CFL Bare Spiral | 2023 | FIXED_OM | NEW | other | USD/gigalumen_year | us | us | 25932795903.3684
commercial lighting | Lamp: 100W Equivalent CFL Bare Spiral | 2023 | FIXED_OM | NEW | warehouse | USD/gigalumen_year | us | us | 25932795903.3684
commercial lighting | Lamp: 100W Equivalent CFL Bare Spiral | 2023 | FIXED_OM | REPLACEMENT | assembly | USD/gigalumen_year | us | us | 25932795903.3684
commercial lighting | Lamp: 100W Equivalent CFL Bare Spiral | 2023 | FIXED_OM | REPLACEMENT | education | USD/gigalumen_year | us | us | 25932795903.3684
commercial lighting | Lamp: 100W Equivalent CFL Bare Spiral | 2023 | FIXED_OM | REPLACEMENT | food sales | USD/gigalumen_year | us | us | 25932795903.3684
commercial lighting | Lamp: 100W Equivalent CFL Bare Spiral | 2023 | FIXED_OM | REPLACEMENT | food service | USD/gigalumen_year | us | us | 25932795903.3684
commercial lighting | Lamp: 100W Equivalent CFL Bare Spiral | 2023 | FIXED_OM | REPLACEMENT | health | USD/gigalumen_year | us | us | 25932795903.3684
commercial lighting | Lamp: 100W Equivalent CFL Bare Spiral | 2023 | FIXED_OM | REPLACEMENT | lodging | USD/gigalumen_year | us | us | 25932795903.3684
commercial lighting | Lamp: 100W Equivalent CFL Bare Spiral | 2023 | FIXED_OM | REPLACEMENT | merc/service | USD/gigalumen_year | us | us | 25932795903.3684
commercial lighting | Lamp: 100W Equivalent CFL Bare Spiral | 2023 | FIXED_OM | REPLACEMENT | office-large | USD/gigalumen_year | us | us | 25932795903.3684
commercial lighting | Lamp: 100W Equivalent CFL Bare Spiral | 2023 | FIXED_OM | REPLACEMENT | office-small | USD/gigalumen_year | us | us | 25932795903.3684
commercial lighting | Lamp: 100W Equivalent CFL Bare Spiral | 2023 | FIXED_OM | REPLACEMENT | other | USD/gigalumen_year | us | us | 25932795903.3684
commercial lighting | Lamp: 100W Equivalent CFL Bare Spiral | 2023 | FIXED_OM | REPLACEMENT | warehouse | USD/gigalumen_year | us | us | 25932795903.3684
commercial lighting | Lamp: 100W Equivalent CFL Bare Spiral | 2024 | CAPITAL | NEW | assembly | USD/gigalumen_year | us | us | 1.0201e+12
commercial lighting | Lamp: 100W Equivalent CFL Bare Spiral | 2024 | CAPITAL | NEW | education | USD/gigalumen_year | us | us | 1.0201e+12
commercial lighting | Lamp: 100W Equivalent CFL Bare Spiral | 2024 | CAPITAL | NEW | food sales | USD/gigalumen_year | us | us | 1.0201e+12
commercial lighting | Lamp: 100W Equivalent CFL Bare Spiral | 2024 | CAPITAL | NEW | food service | USD/gigalumen_year | us | us | 1.0201e+12
commercial lighting | Lamp: 100W Equivalent CFL Bare Spiral | 2024 | CAPITAL | NEW | health | USD/gigalumen_year | us | us | 1.0201e+12
commercial lighting | Lamp: 100W Equivalent CFL Bare Spiral | 2024 | CAPITAL | NEW | lodging | USD/gigalumen_year | us | us | 1.0201e+12
commercial lighting | Lamp: 100W Equivalent CFL Bare Spiral | 2024 | CAPITAL | NEW | merc/service | USD/gigalumen_year | us | us | 1.0201e+12
commercial lighting | Lamp: 100W Equivalent CFL Bare Spiral | 2024 | CAPITAL | NEW | office-large | USD/gigalumen_year | us | us | 1.0201e+12
commercial lighting | Lamp: 100W Equivalent CFL Bare Spiral | 2024 | CAPITAL | NEW | office-small | USD/gigalumen_year | us | us | 1.0201e+12
commercial lighting | Lamp: 100W Equivalent CFL Bare Spiral | 2024 | CAPITAL | NEW | other | USD/gigalumen_year | us | us | 1.0201e+12
commercial lighting | Lamp: 100W Equivalent CFL Bare Spiral | 2024 | CAPITAL | NEW | warehouse | USD/gigalumen_year | us | us | 1.0201e+12
commercial lighting | Lamp: 100W Equivalent CFL Bare Spiral | 2024 | CAPITAL | REPLACEMENT | assembly | USD/gigalumen_year | us | us | 1.0201e+12
commercial lighting | Lamp: 100W Equivalent CFL Bare Spiral | 2024 | CAPITAL | REPLACEMENT | education | USD/gigalumen_year | us | us | 1.0201e+12
commercial lighting | Lamp: 100W Equivalent CFL Bare Spiral | 2024 | CAPITAL | REPLACEMENT | food sales | USD/gigalumen_year | us | us | 1.0201e+12
commercial lighting | Lamp: 100W Equivalent CFL Bare Spiral | 2024 | CAPITAL | REPLACEMENT | food service | USD/gigalumen_year | us | us | 1.0201e+12
commercial lighting | Lamp: 100W Equivalent CFL Bare Spiral | 2024 | CAPITAL | REPLACEMENT | health | USD/gigalumen_year | us | us | 1.0201e+12
commercial lighting | Lamp: 100W Equivalent CFL Bare Spiral | 2024 | CAPITAL | REPLACEMENT | lodging | USD/gigalumen_year | us | us | 1.0201e+12
commercial lighting | Lamp: 100W Equivalent CFL Bare Spiral | 2024 | CAPITAL | REPLACEMENT | merc/service | USD/gigalumen_year | us | us | 1.0201e+12
commercial lighting | Lamp: 100W Equivalent CFL Bare Spiral | 2024 | CAPITAL | REPLACEMENT | office-large | USD/gigalumen_year | us | us | 1.0201e+12
commercial lighting | Lamp: 100W Equivalent CFL Bare Spiral | 2024 | CAPITAL | REPLACEMENT | office-small | USD/gigalumen_year | us | us | 1.0201e+12
commercial lighting | Lamp: 100W Equivalent CFL Bare Spiral | 2024 | CAPITAL | REPLACEMENT | other | USD/gigalumen_year | us | us | 1.0201e+12
commercial lighting | Lamp: 100W Equivalent CFL Bare Spiral | 2024 | CAPITAL | REPLACEMENT | warehouse | USD/gigalumen_year | us | us | 1.0201e+12
commercial lighting | Lamp: 100W Equivalent CFL Bare Spiral | 2024 | FIXED_OM | NEW | assembly | USD/gigalumen_year | us | us | 25744877092.4744
commercial lighting | Lamp: 100W Equivalent CFL Bare Spiral | 2024 | FIXED_OM | NEW | education | USD/gigalumen_year | us | us | 25744877092.4744
commercial lighting | Lamp: 100W Equivalent CFL Bare Spiral | 2024 | FIXED_OM | NEW | food sales | USD/gigalumen_year | us | us | 25744877092.4744
commercial lighting | Lamp: 100W Equivalent CFL Bare Spiral | 2024 | FIXED_OM | NEW | food service | USD/gigalumen_year | us | us | 25744877092.4744
commercial lighting | Lamp: 100W Equivalent CFL Bare Spiral | 2024 | FIXED_OM | NEW | health | USD/gigalumen_year | us | us | 25744877092.4744
commercial lighting | Lamp: 100W Equivalent CFL Bare Spiral | 2024 | FIXED_OM | NEW | lodging | USD/gigalumen_year | us | us | 25744877092.4744
commercial lighting | Lamp: 100W Equivalent CFL Bare Spiral | 2024 | FIXED_OM | NEW | merc/service | USD/gigalumen_year | us | us | 25744877092.4744
commercial lighting | Lamp: 100W Equivalent CFL Bare Spiral | 2024 | FIXED_OM | NEW | office-large | USD/gigalumen_year | us | us | 25744877092.4744
commercial lighting | Lamp: 100W Equivalent CFL Bare Spiral | 2024 | FIXED_OM | NEW | office-small | USD/gigalumen_year | us | us | 25744877092.4744
commercial lighting | Lamp: 100W Equivalent CFL Bare Spiral | 2024 | FIXED_OM | NEW | other | USD/gigalumen_year | us | us | 25744877092.4744
commercial lighting | Lamp: 100W Equivalent CFL Bare Spiral | 2024 | FIXED_OM | NEW | warehouse | USD/gigalumen_year | us | us | 25744877092.4744
commercial lighting | Lamp: 100W Equivalent CFL Bare Spiral | 2024 | FIXED_OM | REPLACEMENT | assembly | USD/gigalumen_year | us | us | 25744877092.4744
commercial lighting | Lamp: 100W Equivalent CFL Bare Spiral | 2024 | FIXED_OM | REPLACEMENT | education | USD/gigalumen_year | us | us | 25744877092.4744
commercial lighting | Lamp: 100W Equivalent CFL Bare Spiral | 2024 | FIXED_OM | REPLACEMENT | food sales | USD/gigalumen_year | us | us | 25744877092.4744
commercial lighting | Lamp: 100W Equivalent CFL Bare Spiral | 2024 | FIXED_OM | REPLACEMENT | food service | USD/gigalumen_year | us | us | 25744877092.4744
commercial lighting | Lamp: 100W Equivalent CFL Bare Spiral | 2024 | FIXED_OM | REPLACEMENT | health | USD/gigalumen_year | us | us | 25744877092.4744
commercial lighting | Lamp: 100W Equivalent CFL Bare Spiral | 2024 | FIXED_OM | REPLACEMENT | lodging | USD/gigalumen_year | us | us | 25744877092.4744
commercial lighting | Lamp: 100W Equivalent CFL Bare Spiral | 2024 | FIXED_OM | REPLACEMENT | merc/service | USD/gigalumen_year | us | us | 25744877092.4744
commercial lighting | Lamp: 100W Equivalent CFL Bare Spiral | 2024 | FIXED_OM | REPLACEMENT | office-large | USD/gigalumen_year | us | us | 25744877092.4744
commercial lighting | Lamp: 100W Equivalent CFL Bare Spiral | 2024 | FIXED_OM | REPLACEMENT | office-small | USD/gigalumen_year | us | us | 25744877092.4744
commercial lighting | Lamp: 100W Equivalent CFL Bare Spiral | 2024 | FIXED_OM | REPLACEMENT | other | USD/gigalumen_year | us | us | 25744877092.4744
commercial lighting | Lamp: 100W Equivalent CFL Bare Spiral | 2024 | FIXED_OM | REPLACEMENT | warehouse | USD/gigalumen_year | us | us | 25744877092.4744
commercial lighting | Lamp: 100W Equivalent CFL Bare Spiral | 2025 | CAPITAL | NEW | assembly | USD/gigalumen_year | us | us | 1.0189e+12
commercial lighting | Lamp: 100W Equivalent CFL Bare Spiral | 2025 | CAPITAL | NEW | education | USD/gigalumen_year | us | us | 1.0189e+12
commercial lighting | Lamp: 100W Equivalent CFL Bare Spiral | 2025 | CAPITAL | NEW | food sales | USD/gigalumen_year | us | us | 1.0189e+12
commercial lighting | Lamp: 100W Equivalent CFL Bare Spiral | 2025 | CAPITAL | NEW | food service | USD/gigalumen_year | us | us | 1.0189e+12
commercial lighting | Lamp: 100W Equivalent CFL Bare Spiral | 2025 | CAPITAL | NEW | health | USD/gigalumen_year | us | us | 1.0189e+12
commercial lighting | Lamp: 100W Equivalent CFL Bare Spiral | 2025 | CAPITAL | NEW | lodging | USD/gigalumen_year | us | us | 1.0189e+12
commercial lighting | Lamp: 100W Equivalent CFL Bare Spiral | 2025 | CAPITAL | NEW | merc/service | USD/gigalumen_year | us | us | 1.0189e+12
commercial lighting | Lamp: 100W Equivalent CFL Bare Spiral | 2025 | CAPITAL | NEW | office-large | USD/gigalumen_year | us | us | 1.0189e+12
commercial lighting | Lamp: 100W Equivalent CFL Bare Spiral | 2025 | CAPITAL | NEW | office-small | USD/gigalumen_year | us | us | 1.0189e+12
commercial lighting | Lamp: 100W Equivalent CFL Bare Spiral | 2025 | CAPITAL | NEW | other | USD/gigalumen_year | us | us | 1.0189e+12
commercial lighting | Lamp: 100W Equivalent CFL Bare Spiral | 2025 | CAPITAL | NEW | warehouse | USD/gigalumen_year | us | us | 1.0189e+12
commercial lighting | Lamp: 100W Equivalent CFL Bare Spiral | 2025 | CAPITAL | REPLACEMENT | assembly | USD/gigalumen_year | us | us | 1.0189e+12
commercial lighting | Lamp: 100W Equivalent CFL Bare Spiral | 2025 | CAPITAL | REPLACEMENT | education | USD/gigalumen_year | us | us | 1.0189e+12
commercial lighting | Lamp: 100W Equivalent CFL Bare Spiral | 2025 | CAPITAL | REPLACEMENT | food sales | USD/gigalumen_year | us | us | 1.0189e+12
commercial lighting | Lamp: 100W Equivalent CFL Bare Spiral | 2025 | CAPITAL | REPLACEMENT | food service | USD/gigalumen_year | us | us | 1.0189e+12
commercial lighting | Lamp: 100W Equivalent CFL Bare Spiral | 2025 | CAPITAL | REPLACEMENT | health | USD/gigalumen_year | us | us | 1.0189e+12
commercial lighting | Lamp: 100W Equivalent CFL Bare Spiral | 2025 | CAPITAL | REPLACEMENT | lodging | USD/gigalumen_year | us | us | 1.0189e+12
commercial lighting | Lamp: 100W Equivalent CFL Bare Spiral | 2025 | CAPITAL | REPLACEMENT | merc/service | USD/gigalumen_year | us | us | 1.0189e+12
commercial lighting | Lamp: 100W Equivalent CFL Bare Spiral | 2025 | CAPITAL | REPLACEMENT | office-large | USD/gigalumen_year | us | us | 1.0189e+12
commercial lighting | Lamp: 100W Equivalent CFL Bare Spiral | 2025 | CAPITAL | REPLACEMENT | office-small | USD/gigalumen_year | us | us | 1.0189e+12
commercial lighting | Lamp: 100W Equivalent CFL Bare Spiral | 2025 | CAPITAL | REPLACEMENT | other | USD/gigalumen_year | us | us | 1.0189e+12
commercial lighting | Lamp: 100W Equivalent CFL Bare Spiral | 2025 | CAPITAL | REPLACEMENT | warehouse | USD/gigalumen_year | us | us | 1.0189e+12
commercial lighting | Lamp: 100W Equivalent CFL Bare Spiral | 2025 | FIXED_OM | NEW | assembly | USD/gigalumen_year | us | us | 25556958281.5804
commercial lighting | Lamp: 100W Equivalent CFL Bare Spiral | 2025 | FIXED_OM | NEW | education | USD/gigalumen_year | us | us | 25556958281.5804
commercial lighting | Lamp: 100W Equivalent CFL Bare Spiral | 2025 | FIXED_OM | NEW | food sales | USD/gigalumen_year | us | us | 25556958281.5804
commercial lighting | Lamp: 100W Equivalent CFL Bare Spiral | 2025 | FIXED_OM | NEW | food service | USD/gigalumen_year | us | us | 25556958281.5804
commercial lighting | Lamp: 100W Equivalent CFL Bare Spiral | 2025 | FIXED_OM | NEW | health | USD/gigalumen_year | us | us | 25556958281.5804
commercial lighting | Lamp: 100W Equivalent CFL Bare Spiral | 2025 | FIXED_OM | NEW | lodging | USD/gigalumen_year | us | us | 25556958281.5804
commercial lighting | Lamp: 100W Equivalent CFL Bare Spiral | 2025 | FIXED_OM | NEW | merc/service | USD/gigalumen_year | us | us | 25556958281.5804
commercial lighting | Lamp: 100W Equivalent CFL Bare Spiral | 2025 | FIXED_OM | NEW | office-large | USD/gigalumen_year | us | us | 25556958281.5804
commercial lighting | Lamp: 100W Equivalent CFL Bare Spiral | 2025 | FIXED_OM | NEW | office-small | USD/gigalumen_year | us | us | 25556958281.5804
commercial lighting | Lamp: 100W Equivalent CFL Bare Spiral | 2025 | FIXED_OM | NEW | other | USD/gigalumen_year | us | us | 25556958281.5804
commercial lighting | Lamp: 100W Equivalent CFL Bare Spiral | 2025 | FIXED_OM | NEW | warehouse | USD/gigalumen_year | us | us | 25556958281.5804
commercial lighting | Lamp: 100W Equivalent CFL Bare Spiral | 2025 | FIXED_OM | REPLACEMENT | assembly | USD/gigalumen_year | us | us | 25556958281.5804
commercial lighting | Lamp: 100W Equivalent CFL Bare Spiral | 2025 | FIXED_OM | REPLACEMENT | education | USD/gigalumen_year | us | us | 25556958281.5804
commercial lighting | Lamp: 100W Equivalent CFL Bare Spiral | 2025 | FIXED_OM | REPLACEMENT | food sales | USD/gigalumen_year | us | us | 25556958281.5804
commercial lighting | Lamp: 100W Equivalent CFL Bare Spiral | 2025 | FIXED_OM | REPLACEMENT | food service | USD/gigalumen_year | us | us | 25556958281.5804
commercial lighting | Lamp: 100W Equivalent CFL Bare Spiral | 2025 | FIXED_OM | REPLACEMENT | health | USD/gigalumen_year | us | us | 25556958281.5804
commercial lighting | Lamp: 100W Equivalent CFL Bare Spiral | 2025 | FIXED_OM | REPLACEMENT | lodging | USD/gigalumen_year | us | us | 25556958281.5804
commercial lighting | Lamp: 100W Equivalent CFL Bare Spiral | 2025 | FIXED_OM | REPLACEMENT | merc/service | USD/gigalumen_year | us | us | 25556958281.5804
commercial lighting | Lamp: 100W Equivalent CFL Bare Spiral | 2025 | FIXED_OM | REPLACEMENT | office-large | USD/gigalumen_year | us | us | 25556958281.5804
commercial lighting | Lamp: 100W Equivalent CFL Bare Spiral | 2025 | FIXED_OM | REPLACEMENT | office-small | USD/gigalumen_year | us | us | 25556958281.5804
commercial lighting | Lamp: 100W Equivalent CFL Bare Spiral | 2025 | FIXED_OM | REPLACEMENT | other | USD/gigalumen_year | us | us | 25556958281.5804
commercial lighting | Lamp: 100W Equivalent CFL Bare Spiral | 2025 | FIXED_OM | REPLACEMENT | warehouse | USD/gigalumen_year | us | us | 25556958281.5804
commercial lighting | Lamp: 100W Equivalent CFL Bare Spiral | 2026 | CAPITAL | NEW | assembly | USD/gigalumen_year | us | us | 1.0178e+12
commercial lighting | Lamp: 100W Equivalent CFL Bare Spiral | 2026 | CAPITAL | NEW | education | USD/gigalumen_year | us | us | 1.0178e+12
commercial lighting | Lamp: 100W Equivalent CFL Bare Spiral | 2026 | CAPITAL | NEW | food sales | USD/gigalumen_year | us | us | 1.0178e+12
commercial lighting | Lamp: 100W Equivalent CFL Bare Spiral | 2026 | CAPITAL | NEW | food service | USD/gigalumen_year | us | us | 1.0178e+12
commercial lighting | Lamp: 100W Equivalent CFL Bare Spiral | 2026 | CAPITAL | NEW | health | USD/gigalumen_year | us | us | 1.0178e+12
commercial lighting | Lamp: 100W Equivalent CFL Bare Spiral | 2026 | CAPITAL | NEW | lodging | USD/gigalumen_year | us | us | 1.0178e+12
commercial lighting | Lamp: 100W Equivalent CFL Bare Spiral | 2026 | CAPITAL | NEW | merc/service | USD/gigalumen_year | us | us | 1.0178e+12
commercial lighting | Lamp: 100W Equivalent CFL Bare Spiral | 2026 | CAPITAL | NEW | office-large | USD/gigalumen_year | us | us | 1.0178e+12
commercial lighting | Lamp: 100W Equivalent CFL Bare Spiral | 2026 | CAPITAL | NEW | office-small | USD/gigalumen_year | us | us | 1.0178e+12
commercial lighting | Lamp: 100W Equivalent CFL Bare Spiral | 2026 | CAPITAL | NEW | other | USD/gigalumen_year | us | us | 1.0178e+12
commercial lighting | Lamp: 100W Equivalent CFL Bare Spiral | 2026 | CAPITAL | NEW | warehouse | USD/gigalumen_year | us | us | 1.0178e+12
commercial lighting | Lamp: 100W Equivalent CFL Bare Spiral | 2026 | CAPITAL | REPLACEMENT | assembly | USD/gigalumen_year | us | us | 1.0178e+12
commercial lighting | Lamp: 100W Equivalent CFL Bare Spiral | 2026 | CAPITAL | REPLACEMENT | education | USD/gigalumen_year | us | us | 1.0178e+12
commercial lighting | Lamp: 100W Equivalent CFL Bare Spiral | 2026 | CAPITAL | REPLACEMENT | food sales | USD/gigalumen_year | us | us | 1.0178e+12
commercial lighting | Lamp: 100W Equivalent CFL Bare Spiral | 2026 | CAPITAL | REPLACEMENT | food service | USD/gigalumen_year | us | us | 1.0178e+12
commercial lighting | Lamp: 100W Equivalent CFL Bare Spiral | 2026 | CAPITAL | REPLACEMENT | health | USD/gigalumen_year | us | us | 1.0178e+12
commercial lighting | Lamp: 100W Equivalent CFL Bare Spiral | 2026 | CAPITAL | REPLACEMENT | lodging | USD/gigalumen_year | us | us | 1.0178e+12
commercial lighting | Lamp: 100W Equivalent CFL Bare Spiral | 2026 | CAPITAL | REPLACEMENT | merc/service | USD/gigalumen_year | us | us | 1.0178e+12
commercial lighting | Lamp: 100W Equivalent CFL Bare Spiral | 2026 | CAPITAL | REPLACEMENT | office-large | USD/gigalumen_year | us | us | 1.0178e+12
commercial lighting | Lamp: 100W Equivalent CFL Bare Spiral | 2026 | CAPITAL | REPLACEMENT | office-small | USD/gigalumen_year | us | us | 1.0178e+12
commercial lighting | Lamp: 100W Equivalent CFL Bare Spiral | 2026 | CAPITAL | REPLACEMENT | other | USD/gigalumen_year | us | us | 1.0178e+12
commercial lighting | Lamp: 100W Equivalent CFL Bare Spiral | 2026 | CAPITAL | REPLACEMENT | warehouse | USD/gigalumen_year | us | us | 1.0178e+12
commercial lighting | Lamp: 100W Equivalent CFL Bare Spiral | 2026 | FIXED_OM | NEW | assembly | USD/gigalumen_year | us | us | 25369039470.6864
commercial lighting | Lamp: 100W Equivalent CFL Bare Spiral | 2026 | FIXED_OM | NEW | education | USD/gigalumen_year | us | us | 25369039470.6864
commercial lighting | Lamp: 100W Equivalent CFL Bare Spiral | 2026 | FIXED_OM | NEW | food sales | USD/gigalumen_year | us | us | 25369039470.6864
commercial lighting | Lamp: 100W Equivalent CFL Bare Spiral | 2026 | FIXED_OM | NEW | food service | USD/gigalumen_year | us | us | 25369039470.6864
commercial lighting | Lamp: 100W Equivalent CFL Bare Spiral | 2026 | FIXED_OM | NEW | health | USD/gigalumen_year | us | us | 25369039470.6864
commercial lighting | Lamp: 100W Equivalent CFL Bare Spiral | 2026 | FIXED_OM | NEW | lodging | USD/gigalumen_year | us | us | 25369039470.6864
commercial lighting | Lamp: 100W Equivalent CFL Bare Spiral | 2026 | FIXED_OM | NEW | merc/service | USD/gigalumen_year | us | us | 25369039470.6864
commercial lighting | Lamp: 100W Equivalent CFL Bare Spiral | 2026 | FIXED_OM | NEW | office-large | USD/gigalumen_year | us | us | 25369039470.6864
commercial lighting | Lamp: 100W Equivalent CFL Bare Spiral | 2026 | FIXED_OM | NEW | office-small | USD/gigalumen_year | us | us | 25369039470.6864
commercial lighting | Lamp: 100W Equivalent CFL Bare Spiral | 2026 | FIXED_OM | NEW | other | USD/gigalumen_year | us | us | 25369039470.6864
commercial lighting | Lamp: 100W Equivalent CFL Bare Spiral | 2026 | FIXED_OM | NEW | warehouse | USD/gigalumen_year | us | us | 25369039470.6864
commercial lighting | Lamp: 100W Equivalent CFL Bare Spiral | 2026 | FIXED_OM | REPLACEMENT | assembly | USD/gigalumen_year | us | us | 25369039470.6864
commercial lighting | Lamp: 100W Equivalent CFL Bare Spiral | 2026 | FIXED_OM | REPLACEMENT | education | USD/gigalumen_year | us | us | 25369039470.6864
commercial lighting | Lamp: 100W Equivalent CFL Bare Spiral | 2026 | FIXED_OM | REPLACEMENT | food sales | USD/gigalumen_year | us | us | 25369039470.6864
commercial lighting | Lamp: 100W Equivalent CFL Bare Spiral | 2026 | FIXED_OM | REPLACEMENT | food service | USD/gigalumen_year | us | us | 25369039470.6864
commercial lighting | Lamp: 100W Equivalent CFL Bare Spiral | 2026 | FIXED_OM | REPLACEMENT | health | USD/gigalumen_year | us | us | 25369039470.6864
commercial lighting | Lamp: 100W Equivalent CFL Bare Spiral | 2026 | FIXED_OM | REPLACEMENT | lodging | USD/gigalumen_year | us | us | 25369039470.6864
commercial lighting | Lamp: 100W Equivalent CFL Bare Spiral | 2026 | FIXED_OM | REPLACEMENT | merc/service | USD/gigalumen_year | us | us | 25369039470.6864
commercial lighting | Lamp: 100W Equivalent CFL Bare Spiral | 2026 | FIXED_OM | REPLACEMENT | office-large | USD/gigalumen_year | us | us | 25369039470.6864
commercial lighting | Lamp: 100W Equivalent CFL Bare Spiral | 2026 | FIXED_OM | REPLACEMENT | office-small | USD/gigalumen_year | us | us | 25369039470.6864
commercial lighting | Lamp: 100W Equivalent CFL Bare Spiral | 2026 | FIXED_OM | REPLACEMENT | other | USD/gigalumen_year | us | us | 25369039470.6864
commercial lighting | Lamp: 100W Equivalent CFL Bare Spiral | 2026 | FIXED_OM | REPLACEMENT | warehouse | USD/gigalumen_year | us | us | 25369039470.6864
commercial lighting | Lamp: 100W Equivalent CFL Bare Spiral | 2027 | CAPITAL | NEW | assembly | USD/gigalumen_year | us | us | 1.0166e+12
commercial lighting | Lamp: 100W Equivalent CFL Bare Spiral | 2027 | CAPITAL | NEW | education | USD/gigalumen_year | us | us | 1.0166e+12
commercial lighting | Lamp: 100W Equivalent CFL Bare Spiral | 2027 | CAPITAL | NEW | food sales | USD/gigalumen_year | us | us | 1.0166e+12
commercial lighting | Lamp: 100W Equivalent CFL Bare Spiral | 2027 | CAPITAL | NEW | food service | USD/gigalumen_year | us | us | 1.0166e+12
commercial lighting | Lamp: 100W Equivalent CFL Bare Spiral | 2027 | CAPITAL | NEW | health | USD/gigalumen_year | us | us | 1.0166e+12
commercial lighting | Lamp: 100W Equivalent CFL Bare Spiral | 2027 | CAPITAL | NEW | lodging | USD/gigalumen_year | us | us | 1.0166e+12
commercial lighting | Lamp: 100W Equivalent CFL Bare Spiral | 2027 | CAPITAL | NEW | merc/service | USD/gigalumen_year | us | us | 1.0166e+12
commercial lighting | Lamp: 100W Equivalent CFL Bare Spiral | 2027 | CAPITAL | NEW | office-large | USD/gigalumen_year | us | us | 1.0166e+12
commercial lighting | Lamp: 100W Equivalent CFL Bare Spiral | 2027 | CAPITAL | NEW | office-small | USD/gigalumen_year | us | us | 1.0166e+12
commercial lighting | Lamp: 100W Equivalent CFL Bare Spiral | 2027 | CAPITAL | NEW | other | USD/gigalumen_year | us | us | 1.0166e+12
commercial lighting | Lamp: 100W Equivalent CFL Bare Spiral | 2027 | CAPITAL | NEW | warehouse | USD/gigalumen_year | us | us | 1.0166e+12
commercial lighting | Lamp: 100W Equivalent CFL Bare Spiral | 2027 | CAPITAL | REPLACEMENT | assembly | USD/gigalumen_year | us | us | 1.0166e+12
commercial lighting | Lamp: 100W Equivalent CFL Bare Spiral | 2027 | CAPITAL | REPLACEMENT | education | USD/gigalumen_year | us | us | 1.0166e+12
commercial lighting | Lamp: 100W Equivalent CFL Bare Spiral | 2027 | CAPITAL | REPLACEMENT | food sales | USD/gigalumen_year | us | us | 1.0166e+12
commercial lighting | Lamp: 100W Equivalent CFL Bare Spiral | 2027 | CAPITAL | REPLACEMENT | food service | USD/gigalumen_year | us | us | 1.0166e+12
commercial lighting | Lamp: 100W Equivalent CFL Bare Spiral | 2027 | CAPITAL | REPLACEMENT | health | USD/gigalumen_year | us | us | 1.0166e+12
commercial lighting | Lamp: 100W Equivalent CFL Bare Spiral | 2027 | CAPITAL | REPLACEMENT | lodging | USD/gigalumen_year | us | us | 1.0166e+12
commercial lighting | Lamp: 100W Equivalent CFL Bare Spiral | 2027 | CAPITAL | REPLACEMENT | merc/service | USD/gigalumen_year | us | us | 1.0166e+12
commercial lighting | Lamp: 100W Equivalent CFL Bare Spiral | 2027 | CAPITAL | REPLACEMENT | office-large | USD/gigalumen_year | us | us | 1.0166e+12
commercial lighting | Lamp: 100W Equivalent CFL Bare Spiral | 2027 | CAPITAL | REPLACEMENT | office-small | USD/gigalumen_year | us | us | 1.0166e+12
commercial lighting | Lamp: 100W Equivalent CFL Bare Spiral | 2027 | CAPITAL | REPLACEMENT | other | USD/gigalumen_year | us | us | 1.0166e+12
commercial lighting | Lamp: 100W Equivalent CFL Bare Spiral | 2027 | CAPITAL | REPLACEMENT | warehouse | USD/gigalumen_year | us | us | 1.0166e+12
commercial lighting | Lamp: 100W Equivalent CFL Bare Spiral | 2027 | FIXED_OM | NEW | assembly | USD/gigalumen_year | us | us | 25181120659.7925
commercial lighting | Lamp: 100W Equivalent CFL Bare Spiral | 2027 | FIXED_OM | NEW | education | USD/gigalumen_year | us | us | 25181120659.7925
commercial lighting | Lamp: 100W Equivalent CFL Bare Spiral | 2027 | FIXED_OM | NEW | food sales | USD/gigalumen_year | us | us | 25181120659.7925
commercial lighting | Lamp: 100W Equivalent CFL Bare Spiral | 2027 | FIXED_OM | NEW | food service | USD/gigalumen_year | us | us | 25181120659.7925
commercial lighting | Lamp: 100W Equivalent CFL Bare Spiral | 2027 | FIXED_OM | NEW | health | USD/gigalumen_year | us | us | 25181120659.7925
commercial lighting | Lamp: 100W Equivalent CFL Bare Spiral | 2027 | FIXED_OM | NEW | lodging | USD/gigalumen_year | us | us | 25181120659.7925
commercial lighting | Lamp: 100W Equivalent CFL Bare Spiral | 2027 | FIXED_OM | NEW | merc/service | USD/gigalumen_year | us | us | 25181120659.7925
commercial lighting | Lamp: 100W Equivalent CFL Bare Spiral | 2027 | FIXED_OM | NEW | office-large | USD/gigalumen_year | us | us | 25181120659.7925
commercial lighting | Lamp: 100W Equivalent CFL Bare Spiral | 2027 | FIXED_OM | NEW | office-small | USD/gigalumen_year | us | us | 25181120659.7925
commercial lighting | Lamp: 100W Equivalent CFL Bare Spiral | 2027 | FIXED_OM | NEW | other | USD/gigalumen_year | us | us | 25181120659.7925
commercial lighting | Lamp: 100W Equivalent CFL Bare Spiral | 2027 | FIXED_OM | NEW | warehouse | USD/gigalumen_year | us | us | 25181120659.7925
commercial lighting | Lamp: 100W Equivalent CFL Bare Spiral | 2027 | FIXED_OM | REPLACEMENT | assembly | USD/gigalumen_year | us | us | 25181120659.7925
commercial lighting | Lamp: 100W Equivalent CFL Bare Spiral | 2027 | FIXED_OM | REPLACEMENT | education | USD/gigalumen_year | us | us | 25181120659.7925
commercial lighting | Lamp: 100W Equivalent CFL Bare Spiral | 2027 | FIXED_OM | REPLACEMENT | food sales | USD/gigalumen_year | us | us | 25181120659.7925
commercial lighting | Lamp: 100W Equivalent CFL Bare Spiral | 2027 | FIXED_OM | REPLACEMENT | food service | USD/gigalumen_year | us | us | 25181120659.7925
commercial lighting | Lamp: 100W Equivalent CFL Bare Spiral | 2027 | FIXED_OM | REPLACEMENT | health | USD/gigalumen_year | us | us | 25181120659.7925
commercial lighting | Lamp: 100W Equivalent CFL Bare Spiral | 2027 | FIXED_OM | REPLACEMENT | lodging | USD/gigalumen_year | us | us | 25181120659.7925
commercial lighting | Lamp: 100W Equivalent CFL Bare Spiral | 2027 | FIXED_OM | REPLACEMENT | merc/service | USD/gigalumen_year | us | us | 25181120659.7925
commercial lighting | Lamp: 100W Equivalent CFL Bare Spiral | 2027 | FIXED_OM | REPLACEMENT | office-large | USD/gigalumen_year | us | us | 25181120659.7925
commercial lighting | Lamp: 100W Equivalent CFL Bare Spiral | 2027 | FIXED_OM | REPLACEMENT | office-small | USD/gigalumen_year | us | us | 25181120659.7925
commercial lighting | Lamp: 100W Equivalent CFL Bare Spiral | 2027 | FIXED_OM | REPLACEMENT | other | USD/gigalumen_year | us | us | 25181120659.7925
commercial lighting | Lamp: 100W Equivalent CFL Bare Spiral | 2027 | FIXED_OM | REPLACEMENT | warehouse | USD/gigalumen_year | us | us | 25181120659.7925
commercial lighting | Lamp: 100W Equivalent CFL Bare Spiral | 2028 | CAPITAL | NEW | assembly | USD/gigalumen_year | us | us | 1.0154e+12
commercial lighting | Lamp: 100W Equivalent CFL Bare Spiral | 2028 | CAPITAL | NEW | education | USD/gigalumen_year | us | us | 1.0154e+12
commercial lighting | Lamp: 100W Equivalent CFL Bare Spiral | 2028 | CAPITAL | NEW | food sales | USD/gigalumen_year | us | us | 1.0154e+12
commercial lighting | Lamp: 100W Equivalent CFL Bare Spiral | 2028 | CAPITAL | NEW | food service | USD/gigalumen_year | us | us | 1.0154e+12
commercial lighting | Lamp: 100W Equivalent CFL Bare Spiral | 2028 | CAPITAL | NEW | health | USD/gigalumen_year | us | us | 1.0154e+12
commercial lighting | Lamp: 100W Equivalent CFL Bare Spiral | 2028 | CAPITAL | NEW | lodging | USD/gigalumen_year | us | us | 1.0154e+12
commercial lighting | Lamp: 100W Equivalent CFL Bare Spiral | 2028 | CAPITAL | NEW | merc/service | USD/gigalumen_year | us | us | 1.0154e+12
commercial lighting | Lamp: 100W Equivalent CFL Bare Spiral | 2028 | CAPITAL | NEW | office-large | USD/gigalumen_year | us | us | 1.0154e+12
commercial lighting | Lamp: 100W Equivalent CFL Bare Spiral | 2028 | CAPITAL | NEW | office-small | USD/gigalumen_year | us | us | 1.0154e+12
commercial lighting | Lamp: 100W Equivalent CFL Bare Spiral | 2028 | CAPITAL | NEW | other | USD/gigalumen_year | us | us | 1.0154e+12
commercial lighting | Lamp: 100W Equivalent CFL Bare Spiral | 2028 | CAPITAL | NEW | warehouse | USD/gigalumen_year | us | us | 1.0154e+12
commercial lighting | Lamp: 100W Equivalent CFL Bare Spiral | 2028 | CAPITAL | REPLACEMENT | assembly | USD/gigalumen_year | us | us | 1.0154e+12
commercial lighting | Lamp: 100W Equivalent CFL Bare Spiral | 2028 | CAPITAL | REPLACEMENT | education | USD/gigalumen_year | us | us | 1.0154e+12
commercial lighting | Lamp: 100W Equivalent CFL Bare Spiral | 2028 | CAPITAL | REPLACEMENT | food sales | USD/gigalumen_year | us | us | 1.0154e+12
commercial lighting | Lamp: 100W Equivalent CFL Bare Spiral | 2028 | CAPITAL | REPLACEMENT | food service | USD/gigalumen_year | us | us | 1.0154e+12
commercial lighting | Lamp: 100W Equivalent CFL Bare Spiral | 2028 | CAPITAL | REPLACEMENT | health | USD/gigalumen_year | us | us | 1.0154e+12
commercial lighting | Lamp: 100W Equivalent CFL Bare Spiral | 2028 | CAPITAL | REPLACEMENT | lodging | USD/gigalumen_year | us | us | 1.0154e+12
commercial lighting | Lamp: 100W Equivalent CFL Bare Spiral | 2028 | CAPITAL | REPLACEMENT | merc/service | USD/gigalumen_year | us | us | 1.0154e+12
commercial lighting | Lamp: 100W Equivalent CFL Bare Spiral | 2028 | CAPITAL | REPLACEMENT | office-large | USD/gigalumen_year | us | us | 1.0154e+12
commercial lighting | Lamp: 100W Equivalent CFL Bare Spiral | 2028 | CAPITAL | REPLACEMENT | office-small | USD/gigalumen_year | us | us | 1.0154e+12
commercial lighting | Lamp: 100W Equivalent CFL Bare Spiral | 2028 | CAPITAL | REPLACEMENT | other | USD/gigalumen_year | us | us | 1.0154e+12
commercial lighting | Lamp: 100W Equivalent CFL Bare Spiral | 2028 | CAPITAL | REPLACEMENT | warehouse | USD/gigalumen_year | us | us | 1.0154e+12
commercial lighting | Lamp: 100W Equivalent CFL Bare Spiral | 2028 | FIXED_OM | NEW | assembly | USD/gigalumen_year | us | us | 24993201848.8985
commercial lighting | Lamp: 100W Equivalent CFL Bare Spiral | 2028 | FIXED_OM | NEW | education | USD/gigalumen_year | us | us | 24993201848.8985
commercial lighting | Lamp: 100W Equivalent CFL Bare Spiral | 2028 | FIXED_OM | NEW | food sales | USD/gigalumen_year | us | us | 24993201848.8985
commercial lighting | Lamp: 100W Equivalent CFL Bare Spiral | 2028 | FIXED_OM | NEW | food service | USD/gigalumen_year | us | us | 24993201848.8985
commercial lighting | Lamp: 100W Equivalent CFL Bare Spiral | 2028 | FIXED_OM | NEW | health | USD/gigalumen_year | us | us | 24993201848.8985
commercial lighting | Lamp: 100W Equivalent CFL Bare Spiral | 2028 | FIXED_OM | NEW | lodging | USD/gigalumen_year | us | us | 24993201848.8985
commercial lighting | Lamp: 100W Equivalent CFL Bare Spiral | 2028 | FIXED_OM | NEW | merc/service | USD/gigalumen_year | us | us | 24993201848.8985
commercial lighting | Lamp: 100W Equivalent CFL Bare Spiral | 2028 | FIXED_OM | NEW | office-large | USD/gigalumen_year | us | us | 24993201848.8985
commercial lighting | Lamp: 100W Equivalent CFL Bare Spiral | 2028 | FIXED_OM | NEW | office-small | USD/gigalumen_year | us | us | 24993201848.8985
commercial lighting | Lamp: 100W Equivalent CFL Bare Spiral | 2028 | FIXED_OM | NEW | other | USD/gigalumen_year | us | us | 24993201848.8985
commercial lighting | Lamp: 100W Equivalent CFL Bare Spiral | 2028 | FIXED_OM | NEW | warehouse | USD/gigalumen_year | us | us | 24993201848.8985
commercial lighting | Lamp: 100W Equivalent CFL Bare Spiral | 2028 | FIXED_OM | REPLACEMENT | assembly | USD/gigalumen_year | us | us | 24993201848.8985
commercial lighting | Lamp: 100W Equivalent CFL Bare Spiral | 2028 | FIXED_OM | REPLACEMENT | education | USD/gigalumen_year | us | us | 24993201848.8985
commercial lighting | Lamp: 100W Equivalent CFL Bare Spiral | 2028 | FIXED_OM | REPLACEMENT | food sales | USD/gigalumen_year | us | us | 24993201848.8985
commercial lighting | Lamp: 100W Equivalent CFL Bare Spiral | 2028 | FIXED_OM | REPLACEMENT | food service | USD/gigalumen_year | us | us | 24993201848.8985
commercial lighting | Lamp: 100W Equivalent CFL Bare Spiral | 2028 | FIXED_OM | REPLACEMENT | health | USD/gigalumen_year | us | us | 24993201848.8985
commercial lighting | Lamp: 100W Equivalent CFL Bare Spiral | 2028 | FIXED_OM | REPLACEMENT | lodging | USD/gigalumen_year | us | us | 24993201848.8985
commercial lighting | Lamp: 100W Equivalent CFL Bare Spiral | 2028 | FIXED_OM | REPLACEMENT | merc/service | USD/gigalumen_year | us | us | 24993201848.8985
commercial lighting | Lamp: 100W Equivalent CFL Bare Spiral | 2028 | FIXED_OM | REPLACEMENT | office-large | USD/gigalumen_year | us | us | 24993201848.8985
commercial lighting | Lamp: 100W Equivalent CFL Bare Spiral | 2028 | FIXED_OM | REPLACEMENT | office-small | USD/gigalumen_year | us | us | 24993201848.8985
commercial lighting | Lamp: 100W Equivalent CFL Bare Spiral | 2028 | FIXED_OM | REPLACEMENT | other | USD/gigalumen_year | us | us | 24993201848.8985
commercial lighting | Lamp: 100W Equivalent CFL Bare Spiral | 2028 | FIXED_OM | REPLACEMENT | warehouse | USD/gigalumen_year | us | us | 24993201848.8985
commercial lighting | Lamp: 100W Equivalent CFL Bare Spiral | 2029 | CAPITAL | NEW | assembly | USD/gigalumen_year | us | us | 1.0142e+12
commercial lighting | Lamp: 100W Equivalent CFL Bare Spiral | 2029 | CAPITAL | NEW | education | USD/gigalumen_year | us | us | 1.0142e+12
commercial lighting | Lamp: 100W Equivalent CFL Bare Spiral | 2029 | CAPITAL | NEW | food sales | USD/gigalumen_year | us | us | 1.0142e+12
commercial lighting | Lamp: 100W Equivalent CFL Bare Spiral | 2029 | CAPITAL | NEW | food service | USD/gigalumen_year | us | us | 1.0142e+12
commercial lighting | Lamp: 100W Equivalent CFL Bare Spiral | 2029 | CAPITAL | NEW | health | USD/gigalumen_year | us | us | 1.0142e+12
commercial lighting | Lamp: 100W Equivalent CFL Bare Spiral | 2029 | CAPITAL | NEW | lodging | USD/gigalumen_year | us | us | 1.0142e+12
commercial lighting | Lamp: 100W Equivalent CFL Bare Spiral | 2029 | CAPITAL | NEW | merc/service | USD/gigalumen_year | us | us | 1.0142e+12
commercial lighting | Lamp: 100W Equivalent CFL Bare Spiral | 2029 | CAPITAL | NEW | office-large | USD/gigalumen_year | us | us | 1.0142e+12
commercial lighting | Lamp: 100W Equivalent CFL Bare Spiral | 2029 | CAPITAL | NEW | office-small | USD/gigalumen_year | us | us | 1.0142e+12
commercial lighting | Lamp: 100W Equivalent CFL Bare Spiral | 2029 | CAPITAL | NEW | other | USD/gigalumen_year | us | us | 1.0142e+12
commercial lighting | Lamp: 100W Equivalent CFL Bare Spiral | 2029 | CAPITAL | NEW | warehouse | USD/gigalumen_year | us | us | 1.0142e+12
commercial lighting | Lamp: 100W Equivalent CFL Bare Spiral | 2029 | CAPITAL | REPLACEMENT | assembly | USD/gigalumen_year | us | us | 1.0142e+12
commercial lighting | Lamp: 100W Equivalent CFL Bare Spiral | 2029 | CAPITAL | REPLACEMENT | education | USD/gigalumen_year | us | us | 1.0142e+12
commercial lighting | Lamp: 100W Equivalent CFL Bare Spiral | 2029 | CAPITAL | REPLACEMENT | food sales | USD/gigalumen_year | us | us | 1.0142e+12
commercial lighting | Lamp: 100W Equivalent CFL Bare Spiral | 2029 | CAPITAL | REPLACEMENT | food service | USD/gigalumen_year | us | us | 1.0142e+12
commercial lighting | Lamp: 100W Equivalent CFL Bare Spiral | 2029 | CAPITAL | REPLACEMENT | health | USD/gigalumen_year | us | us | 1.0142e+12
commercial lighting | Lamp: 100W Equivalent CFL Bare Spiral | 2029 | CAPITAL | REPLACEMENT | lodging | USD/gigalumen_year | us | us | 1.0142e+12
commercial lighting | Lamp: 100W Equivalent CFL Bare Spiral | 2029 | CAPITAL | REPLACEMENT | merc/service | USD/gigalumen_year | us | us | 1.0142e+12
commercial lighting | Lamp: 100W Equivalent CFL Bare Spiral | 2029 | CAPITAL | REPLACEMENT | office-large | USD/gigalumen_year | us | us | 1.0142e+12
commercial lighting | Lamp: 100W Equivalent CFL Bare Spiral | 2029 | CAPITAL | REPLACEMENT | office-small | USD/gigalumen_year | us | us | 1.0142e+12
commercial lighting | Lamp: 100W Equivalent CFL Bare Spiral | 2029 | CAPITAL | REPLACEMENT | other | USD/gigalumen_year | us | us | 1.0142e+12
commercial lighting | Lamp: 100W Equivalent CFL Bare Spiral | 2029 | CAPITAL | REPLACEMENT | warehouse | USD/gigalumen_year | us | us | 1.0142e+12
commercial lighting | Lamp: 100W Equivalent CFL Bare Spiral | 2029 | FIXED_OM | NEW | assembly | USD/gigalumen_year | us | us | 24805283038.0045
commercial lighting | Lamp: 100W Equivalent CFL Bare Spiral | 2029 | FIXED_OM | NEW | education | USD/gigalumen_year | us | us | 24805283038.0045
commercial lighting | Lamp: 100W Equivalent CFL Bare Spiral | 2029 | FIXED_OM | NEW | food sales | USD/gigalumen_year | us | us | 24805283038.0045
commercial lighting | Lamp: 100W Equivalent CFL Bare Spiral | 2029 | FIXED_OM | NEW | food service | USD/gigalumen_year | us | us | 24805283038.0045
commercial lighting | Lamp: 100W Equivalent CFL Bare Spiral | 2029 | FIXED_OM | NEW | health | USD/gigalumen_year | us | us | 24805283038.0045
commercial lighting | Lamp: 100W Equivalent CFL Bare Spiral | 2029 | FIXED_OM | NEW | lodging | USD/gigalumen_year | us | us | 24805283038.0045
commercial lighting | Lamp: 100W Equivalent CFL Bare Spiral | 2029 | FIXED_OM | NEW | merc/service | USD/gigalumen_year | us | us | 24805283038.0045
commercial lighting | Lamp: 100W Equivalent CFL Bare Spiral | 2029 | FIXED_OM | NEW | office-large | USD/gigalumen_year | us | us | 24805283038.0045
commercial lighting | Lamp: 100W Equivalent CFL Bare Spiral | 2029 | FIXED_OM | NEW | office-small | USD/gigalumen_year | us | us | 24805283038.0045
commercial lighting | Lamp: 100W Equivalent CFL Bare Spiral | 2029 | FIXED_OM | NEW | other | USD/gigalumen_year | us | us | 24805283038.0045
commercial lighting | Lamp: 100W Equivalent CFL Bare Spiral | 2029 | FIXED_OM | NEW | warehouse | USD/gigalumen_year | us | us | 24805283038.0045
commercial lighting | Lamp: 100W Equivalent CFL Bare Spiral | 2029 | FIXED_OM | REPLACEMENT | assembly | USD/gigalumen_year | us | us | 24805283038.0045
commercial lighting | Lamp: 100W Equivalent CFL Bare Spiral | 2029 | FIXED_OM | REPLACEMENT | education | USD/gigalumen_year | us | us | 24805283038.0045
commercial lighting | Lamp: 100W Equivalent CFL Bare Spiral | 2029 | FIXED_OM | REPLACEMENT | food sales | USD/gigalumen_year | us | us | 24805283038.0045
commercial lighting | Lamp: 100W Equivalent CFL Bare Spiral | 2029 | FIXED_OM | REPLACEMENT | food service | USD/gigalumen_year | us | us | 24805283038.0045
commercial lighting | Lamp: 100W Equivalent CFL Bare Spiral | 2029 | FIXED_OM | REPLACEMENT | health | USD/gigalumen_year | us | us | 24805283038.0045
commercial lighting | Lamp: 100W Equivalent CFL Bare Spiral | 2029 | FIXED_OM | REPLACEMENT | lodging | USD/gigalumen_year | us | us | 24805283038.0045
commercial lighting | Lamp: 100W Equivalent CFL Bare Spiral | 2029 | FIXED_OM | REPLACEMENT | merc/service | USD/gigalumen_year | us | us | 24805283038.0045
commercial lighting | Lamp: 100W Equivalent CFL Bare Spiral | 2029 | FIXED_OM | REPLACEMENT | office-large | USD/gigalumen_year | us | us | 24805283038.0045
commercial lighting | Lamp: 100W Equivalent CFL Bare Spiral | 2029 | FIXED_OM | REPLACEMENT | office-small | USD/gigalumen_year | us | us | 24805283038.0045
commercial lighting | Lamp: 100W Equivalent CFL Bare Spiral | 2029 | FIXED_OM | REPLACEMENT | other | USD/gigalumen_year | us | us | 24805283038.0045
commercial lighting | Lamp: 100W Equivalent CFL Bare Spiral | 2029 | FIXED_OM | REPLACEMENT | warehouse | USD/gigalumen_year | us | us | 24805283038.0045
commercial lighting | Lamp: 100W Equivalent CFL Bare Spiral | 2030 | CAPITAL | NEW | assembly | USD/gigalumen_year | us | us | 1.0131e+12
commercial lighting | Lamp: 100W Equivalent CFL Bare Spiral | 2030 | CAPITAL | NEW | education | USD/gigalumen_year | us | us | 1.0131e+12
commercial lighting | Lamp: 100W Equivalent CFL Bare Spiral | 2030 | CAPITAL | NEW | food sales | USD/gigalumen_year | us | us | 1.0131e+12
commercial lighting | Lamp: 100W Equivalent CFL Bare Spiral | 2030 | CAPITAL | NEW | food service | USD/gigalumen_year | us | us | 1.0131e+12
commercial lighting | Lamp: 100W Equivalent CFL Bare Spiral | 2030 | CAPITAL | NEW | health | USD/gigalumen_year | us | us | 1.0131e+12
commercial lighting | Lamp: 100W Equivalent CFL Bare Spiral | 2030 | CAPITAL | NEW | lodging | USD/gigalumen_year | us | us | 1.0131e+12
commercial lighting | Lamp: 100W Equivalent CFL Bare Spiral | 2030 | CAPITAL | NEW | merc/service | USD/gigalumen_year | us | us | 1.0131e+12
commercial lighting | Lamp: 100W Equivalent CFL Bare Spiral | 2030 | CAPITAL | NEW | office-large | USD/gigalumen_year | us | us | 1.0131e+12
commercial lighting | Lamp: 100W Equivalent CFL Bare Spiral | 2030 | CAPITAL | NEW | office-small | USD/gigalumen_year | us | us | 1.0131e+12
commercial lighting | Lamp: 100W Equivalent CFL Bare Spiral | 2030 | CAPITAL | NEW | other | USD/gigalumen_year | us | us | 1.0131e+12
commercial lighting | Lamp: 100W Equivalent CFL Bare Spiral | 2030 | CAPITAL | NEW | warehouse | USD/gigalumen_year | us | us | 1.0131e+12
commercial lighting | Lamp: 100W Equivalent CFL Bare Spiral | 2030 | CAPITAL | REPLACEMENT | assembly | USD/gigalumen_year | us | us | 1.0131e+12
commercial lighting | Lamp: 100W Equivalent CFL Bare Spiral | 2030 | CAPITAL | REPLACEMENT | education | USD/gigalumen_year | us | us | 1.0131e+12
commercial lighting | Lamp: 100W Equivalent CFL Bare Spiral | 2030 | CAPITAL | REPLACEMENT | food sales | USD/gigalumen_year | us | us | 1.0131e+12
commercial lighting | Lamp: 100W Equivalent CFL Bare Spiral | 2030 | CAPITAL | REPLACEMENT | food service | USD/gigalumen_year | us | us | 1.0131e+12
commercial lighting | Lamp: 100W Equivalent CFL Bare Spiral | 2030 | CAPITAL | REPLACEMENT | health | USD/gigalumen_year | us | us | 1.0131e+12
commercial lighting | Lamp: 100W Equivalent CFL Bare Spiral | 2030 | CAPITAL | REPLACEMENT | lodging | USD/gigalumen_year | us | us | 1.0131e+12
commercial lighting | Lamp: 100W Equivalent CFL Bare Spiral | 2030 | CAPITAL | REPLACEMENT | merc/service | USD/gigalumen_year | us | us | 1.0131e+12
commercial lighting | Lamp: 100W Equivalent CFL Bare Spiral | 2030 | CAPITAL | REPLACEMENT | office-large | USD/gigalumen_year | us | us | 1.0131e+12
commercial lighting | Lamp: 100W Equivalent CFL Bare Spiral | 2030 | CAPITAL | REPLACEMENT | office-small | USD/gigalumen_year | us | us | 1.0131e+12
commercial lighting | Lamp: 100W Equivalent CFL Bare Spiral | 2030 | CAPITAL | REPLACEMENT | other | USD/gigalumen_year | us | us | 1.0131e+12
commercial lighting | Lamp: 100W Equivalent CFL Bare Spiral | 2030 | CAPITAL | REPLACEMENT | warehouse | USD/gigalumen_year | us | us | 1.0131e+12
commercial lighting | Lamp: 100W Equivalent CFL Bare Spiral | 2030 | FIXED_OM | NEW | assembly | USD/gigalumen_year | us | us | 24617364227.1105
commercial lighting | Lamp: 100W Equivalent CFL Bare Spiral | 2030 | FIXED_OM | NEW | education | USD/gigalumen_year | us | us | 24617364227.1105
commercial lighting | Lamp: 100W Equivalent CFL Bare Spiral | 2030 | FIXED_OM | NEW | food sales | USD/gigalumen_year | us | us | 24617364227.1105
commercial lighting | Lamp: 100W Equivalent CFL Bare Spiral | 2030 | FIXED_OM | NEW | food service | USD/gigalumen_year | us | us | 24617364227.1105
commercial lighting | Lamp: 100W Equivalent CFL Bare Spiral | 2030 | FIXED_OM | NEW | health | USD/gigalumen_year | us | us | 24617364227.1105
commercial lighting | Lamp: 100W Equivalent CFL Bare Spiral | 2030 | FIXED_OM | NEW | lodging | USD/gigalumen_year | us | us | 24617364227.1105
commercial lighting | Lamp: 100W Equivalent CFL Bare Spiral | 2030 | FIXED_OM | NEW | merc/service | USD/gigalumen_year | us | us | 24617364227.1105
commercial lighting | Lamp: 100W Equivalent CFL Bare Spiral | 2030 | FIXED_OM | NEW | office-large | USD/gigalumen_year | us | us | 24617364227.1105
commercial lighting | Lamp: 100W Equivalent CFL Bare Spiral | 2030 | FIXED_OM | NEW | office-small | USD/gigalumen_year | us | us | 24617364227.1105
commercial lighting | Lamp: 100W Equivalent CFL Bare Spiral | 2030 | FIXED_OM | NEW | other | USD/gigalumen_year | us | us | 24617364227.1105
commercial lighting | Lamp: 100W Equivalent CFL Bare Spiral | 2030 | FIXED_OM | NEW | warehouse | USD/gigalumen_year | us | us | 24617364227.1105
commercial lighting | Lamp: 100W Equivalent CFL Bare Spiral | 2030 | FIXED_OM | REPLACEMENT | assembly | USD/gigalumen_year | us | us | 24617364227.1105
commercial lighting | Lamp: 100W Equivalent CFL Bare Spiral | 2030 | FIXED_OM | REPLACEMENT | education | USD/gigalumen_year | us | us | 24617364227.1105
commercial lighting | Lamp: 100W Equivalent CFL Bare Spiral | 2030 | FIXED_OM | REPLACEMENT | food sales | USD/gigalumen_year | us | us | 24617364227.1105
commercial lighting | Lamp: 100W Equivalent CFL Bare Spiral | 2030 | FIXED_OM | REPLACEMENT | food service | USD/gigalumen_year | us | us | 24617364227.1105
commercial lighting | Lamp: 100W Equivalent CFL Bare Spiral | 2030 | FIXED_OM | REPLACEMENT | health | USD/gigalumen_year | us | us | 24617364227.1105
commercial lighting | Lamp: 100W Equivalent CFL Bare Spiral | 2030 | FIXED_OM | REPLACEMENT | lodging | USD/gigalumen_year | us | us | 24617364227.1105
commercial lighting | Lamp: 100W Equivalent CFL Bare Spiral | 2030 | FIXED_OM | REPLACEMENT | merc/service | USD/gigalumen_year | us | us | 24617364227.1105
commercial lighting | Lamp: 100W Equivalent CFL Bare Spiral | 2030 | FIXED_OM | REPLACEMENT | office-large | USD/gigalumen_year | us | us | 24617364227.1105
commercial lighting | Lamp: 100W Equivalent CFL Bare Spiral | 2030 | FIXED_OM | REPLACEMENT | office-small | USD/gigalumen_year | us | us | 24617364227.1105
commercial lighting | Lamp: 100W Equivalent CFL Bare Spiral | 2030 | FIXED_OM | REPLACEMENT | other | USD/gigalumen_year | us | us | 24617364227.1105
commercial lighting | Lamp: 100W Equivalent CFL Bare Spiral | 2030 | FIXED_OM | REPLACEMENT | warehouse | USD/gigalumen_year | us | us | 24617364227.1105
commercial lighting | Lamp: 100W Equivalent CFL Bare Spiral | 2031 | CAPITAL | NEW | assembly | USD/gigalumen_year | us | us | 1.0119e+12
commercial lighting | Lamp: 100W Equivalent CFL Bare Spiral | 2031 | CAPITAL | NEW | education | USD/gigalumen_year | us | us | 1.0119e+12
commercial lighting | Lamp: 100W Equivalent CFL Bare Spiral | 2031 | CAPITAL | NEW | food sales | USD/gigalumen_year | us | us | 1.0119e+12
commercial lighting | Lamp: 100W Equivalent CFL Bare Spiral | 2031 | CAPITAL | NEW | food service | USD/gigalumen_year | us | us | 1.0119e+12
commercial lighting | Lamp: 100W Equivalent CFL Bare Spiral | 2031 | CAPITAL | NEW | health | USD/gigalumen_year | us | us | 1.0119e+12
commercial lighting | Lamp: 100W Equivalent CFL Bare Spiral | 2031 | CAPITAL | NEW | lodging | USD/gigalumen_year | us | us | 1.0119e+12
commercial lighting | Lamp: 100W Equivalent CFL Bare Spiral | 2031 | CAPITAL | NEW | merc/service | USD/gigalumen_year | us | us | 1.0119e+12
commercial lighting | Lamp: 100W Equivalent CFL Bare Spiral | 2031 | CAPITAL | NEW | office-large | USD/gigalumen_year | us | us | 1.0119e+12
commercial lighting | Lamp: 100W Equivalent CFL Bare Spiral | 2031 | CAPITAL | NEW | office-small | USD/gigalumen_year | us | us | 1.0119e+12
commercial lighting | Lamp: 100W Equivalent CFL Bare Spiral | 2031 | CAPITAL | NEW | other | USD/gigalumen_year | us | us | 1.0119e+12
commercial lighting | Lamp: 100W Equivalent CFL Bare Spiral | 2031 | CAPITAL | NEW | warehouse | USD/gigalumen_year | us | us | 1.0119e+12
commercial lighting | Lamp: 100W Equivalent CFL Bare Spiral | 2031 | CAPITAL | REPLACEMENT | assembly | USD/gigalumen_year | us | us | 1.0119e+12
commercial lighting | Lamp: 100W Equivalent CFL Bare Spiral | 2031 | CAPITAL | REPLACEMENT | education | USD/gigalumen_year | us | us | 1.0119e+12
commercial lighting | Lamp: 100W Equivalent CFL Bare Spiral | 2031 | CAPITAL | REPLACEMENT | food sales | USD/gigalumen_year | us | us | 1.0119e+12
commercial lighting | Lamp: 100W Equivalent CFL Bare Spiral | 2031 | CAPITAL | REPLACEMENT | food service | USD/gigalumen_year | us | us | 1.0119e+12
commercial lighting | Lamp: 100W Equivalent CFL Bare Spiral | 2031 | CAPITAL | REPLACEMENT | health | USD/gigalumen_year | us | us | 1.0119e+12
commercial lighting | Lamp: 100W Equivalent CFL Bare Spiral | 2031 | CAPITAL | REPLACEMENT | lodging | USD/gigalumen_year | us | us | 1.0119e+12
commercial lighting | Lamp: 100W Equivalent CFL Bare Spiral | 2031 | CAPITAL | REPLACEMENT | merc/service | USD/gigalumen_year | us | us | 1.0119e+12
commercial lighting | Lamp: 100W Equivalent CFL Bare Spiral | 2031 | CAPITAL | REPLACEMENT | office-large | USD/gigalumen_year | us | us | 1.0119e+12
commercial lighting | Lamp: 100W Equivalent CFL Bare Spiral | 2031 | CAPITAL | REPLACEMENT | office-small | USD/gigalumen_year | us | us | 1.0119e+12
commercial lighting | Lamp: 100W Equivalent CFL Bare Spiral | 2031 | CAPITAL | REPLACEMENT | other | USD/gigalumen_year | us | us | 1.0119e+12
commercial lighting | Lamp: 100W Equivalent CFL Bare Spiral | 2031 | CAPITAL | REPLACEMENT | warehouse | USD/gigalumen_year | us | us | 1.0119e+12
commercial lighting | Lamp: 100W Equivalent CFL Bare Spiral | 2031 | FIXED_OM | NEW | assembly | USD/gigalumen_year | us | us | 24448237297.306
commercial lighting | Lamp: 100W Equivalent CFL Bare Spiral | 2031 | FIXED_OM | NEW | education | USD/gigalumen_year | us | us | 24448237297.306
commercial lighting | Lamp: 100W Equivalent CFL Bare Spiral | 2031 | FIXED_OM | NEW | food sales | USD/gigalumen_year | us | us | 24448237297.306
commercial lighting | Lamp: 100W Equivalent CFL Bare Spiral | 2031 | FIXED_OM | NEW | food service | USD/gigalumen_year | us | us | 24448237297.306
commercial lighting | Lamp: 100W Equivalent CFL Bare Spiral | 2031 | FIXED_OM | NEW | health | USD/gigalumen_year | us | us | 24448237297.306
commercial lighting | Lamp: 100W Equivalent CFL Bare Spiral | 2031 | FIXED_OM | NEW | lodging | USD/gigalumen_year | us | us | 24448237297.306
commercial lighting | Lamp: 100W Equivalent CFL Bare Spiral | 2031 | FIXED_OM | NEW | merc/service | USD/gigalumen_year | us | us | 24448237297.306
commercial lighting | Lamp: 100W Equivalent CFL Bare Spiral | 2031 | FIXED_OM | NEW | office-large | USD/gigalumen_year | us | us | 24448237297.306
commercial lighting | Lamp: 100W Equivalent CFL Bare Spiral | 2031 | FIXED_OM | NEW | office-small | USD/gigalumen_year | us | us | 24448237297.306
commercial lighting | Lamp: 100W Equivalent CFL Bare Spiral | 2031 | FIXED_OM | NEW | other | USD/gigalumen_year | us | us | 24448237297.306
commercial lighting | Lamp: 100W Equivalent CFL Bare Spiral | 2031 | FIXED_OM | NEW | warehouse | USD/gigalumen_year | us | us | 24448237297.306
commercial lighting | Lamp: 100W Equivalent CFL Bare Spiral | 2031 | FIXED_OM | REPLACEMENT | assembly | USD/gigalumen_year | us | us | 24448237297.306
commercial lighting | Lamp: 100W Equivalent CFL Bare Spiral | 2031 | FIXED_OM | REPLACEMENT | education | USD/gigalumen_year | us | us | 24448237297.306
commercial lighting | Lamp: 100W Equivalent CFL Bare Spiral | 2031 | FIXED_OM | REPLACEMENT | food sales | USD/gigalumen_year | us | us | 24448237297.306
commercial lighting | Lamp: 100W Equivalent CFL Bare Spiral | 2031 | FIXED_OM | REPLACEMENT | food service | USD/gigalumen_year | us | us | 24448237297.306
commercial lighting | Lamp: 100W Equivalent CFL Bare Spiral | 2031 | FIXED_OM | REPLACEMENT | health | USD/gigalumen_year | us | us | 24448237297.306
commercial lighting | Lamp: 100W Equivalent CFL Bare Spiral | 2031 | FIXED_OM | REPLACEMENT | lodging | USD/gigalumen_year | us | us | 24448237297.306
commercial lighting | Lamp: 100W Equivalent CFL Bare Spiral | 2031 | FIXED_OM | REPLACEMENT | merc/service | USD/gigalumen_year | us | us | 24448237297.306
commercial lighting | Lamp: 100W Equivalent CFL Bare Spiral | 2031 | FIXED_OM | REPLACEMENT | office-large | USD/gigalumen_year | us | us | 24448237297.306
commercial lighting | Lamp: 100W Equivalent CFL Bare Spiral | 2031 | FIXED_OM | REPLACEMENT | office-small | USD/gigalumen_year | us | us | 24448237297.306
commercial lighting | Lamp: 100W Equivalent CFL Bare Spiral | 2031 | FIXED_OM | REPLACEMENT | other | USD/gigalumen_year | us | us | 24448237297.306
commercial lighting | Lamp: 100W Equivalent CFL Bare Spiral | 2031 | FIXED_OM | REPLACEMENT | warehouse | USD/gigalumen_year | us | us | 24448237297.306
commercial lighting | Lamp: 100W Equivalent CFL Bare Spiral | 2032 | CAPITAL | NEW | assembly | USD/gigalumen_year | us | us | 1.0108e+12
commercial lighting | Lamp: 100W Equivalent CFL Bare Spiral | 2032 | CAPITAL | NEW | education | USD/gigalumen_year | us | us | 1.0108e+12
commercial lighting | Lamp: 100W Equivalent CFL Bare Spiral | 2032 | CAPITAL | NEW | food sales | USD/gigalumen_year | us | us | 1.0108e+12
commercial lighting | Lamp: 100W Equivalent CFL Bare Spiral | 2032 | CAPITAL | NEW | food service | USD/gigalumen_year | us | us | 1.0108e+12
commercial lighting | Lamp: 100W Equivalent CFL Bare Spiral | 2032 | CAPITAL | NEW | health | USD/gigalumen_year | us | us | 1.0108e+12
commercial lighting | Lamp: 100W Equivalent CFL Bare Spiral | 2032 | CAPITAL | NEW | lodging | USD/gigalumen_year | us | us | 1.0108e+12
commercial lighting | Lamp: 100W Equivalent CFL Bare Spiral | 2032 | CAPITAL | NEW | merc/service | USD/gigalumen_year | us | us | 1.0108e+12
commercial lighting | Lamp: 100W Equivalent CFL Bare Spiral | 2032 | CAPITAL | NEW | office-large | USD/gigalumen_year | us | us | 1.0108e+12
commercial lighting | Lamp: 100W Equivalent CFL Bare Spiral | 2032 | CAPITAL | NEW | office-small | USD/gigalumen_year | us | us | 1.0108e+12
commercial lighting | Lamp: 100W Equivalent CFL Bare Spiral | 2032 | CAPITAL | NEW | other | USD/gigalumen_year | us | us | 1.0108e+12
commercial lighting | Lamp: 100W Equivalent CFL Bare Spiral | 2032 | CAPITAL | NEW | warehouse | USD/gigalumen_year | us | us | 1.0108e+12
commercial lighting | Lamp: 100W Equivalent CFL Bare Spiral | 2032 | CAPITAL | REPLACEMENT | assembly | USD/gigalumen_year | us | us | 1.0108e+12
commercial lighting | Lamp: 100W Equivalent CFL Bare Spiral | 2032 | CAPITAL | REPLACEMENT | education | USD/gigalumen_year | us | us | 1.0108e+12
commercial lighting | Lamp: 100W Equivalent CFL Bare Spiral | 2032 | CAPITAL | REPLACEMENT | food sales | USD/gigalumen_year | us | us | 1.0108e+12
commercial lighting | Lamp: 100W Equivalent CFL Bare Spiral | 2032 | CAPITAL | REPLACEMENT | food service | USD/gigalumen_year | us | us | 1.0108e+12
commercial lighting | Lamp: 100W Equivalent CFL Bare Spiral | 2032 | CAPITAL | REPLACEMENT | health | USD/gigalumen_year | us | us | 1.0108e+12
commercial lighting | Lamp: 100W Equivalent CFL Bare Spiral | 2032 | CAPITAL | REPLACEMENT | lodging | USD/gigalumen_year | us | us | 1.0108e+12
commercial lighting | Lamp: 100W Equivalent CFL Bare Spiral | 2032 | CAPITAL | REPLACEMENT | merc/service | USD/gigalumen_year | us | us | 1.0108e+12
commercial lighting | Lamp: 100W Equivalent CFL Bare Spiral | 2032 | CAPITAL | REPLACEMENT | office-large | USD/gigalumen_year | us | us | 1.0108e+12
commercial lighting | Lamp: 100W Equivalent CFL Bare Spiral | 2032 | CAPITAL | REPLACEMENT | office-small | USD/gigalumen_year | us | us | 1.0108e+12
commercial lighting | Lamp: 100W Equivalent CFL Bare Spiral | 2032 | CAPITAL | REPLACEMENT | other | USD/gigalumen_year | us | us | 1.0108e+12
commercial lighting | Lamp: 100W Equivalent CFL Bare Spiral | 2032 | CAPITAL | REPLACEMENT | warehouse | USD/gigalumen_year | us | us | 1.0108e+12
commercial lighting | Lamp: 100W Equivalent CFL Bare Spiral | 2032 | FIXED_OM | NEW | assembly | USD/gigalumen_year | us | us | 24279110367.5014
commercial lighting | Lamp: 100W Equivalent CFL Bare Spiral | 2032 | FIXED_OM | NEW | education | USD/gigalumen_year | us | us | 24279110367.5014
commercial lighting | Lamp: 100W Equivalent CFL Bare Spiral | 2032 | FIXED_OM | NEW | food sales | USD/gigalumen_year | us | us | 24279110367.5014
commercial lighting | Lamp: 100W Equivalent CFL Bare Spiral | 2032 | FIXED_OM | NEW | food service | USD/gigalumen_year | us | us | 24279110367.5014
commercial lighting | Lamp: 100W Equivalent CFL Bare Spiral | 2032 | FIXED_OM | NEW | health | USD/gigalumen_year | us | us | 24279110367.5014
commercial lighting | Lamp: 100W Equivalent CFL Bare Spiral | 2032 | FIXED_OM | NEW | lodging | USD/gigalumen_year | us | us | 24279110367.5014
commercial lighting | Lamp: 100W Equivalent CFL Bare Spiral | 2032 | FIXED_OM | NEW | merc/service | USD/gigalumen_year | us | us | 24279110367.5014
commercial lighting | Lamp: 100W Equivalent CFL Bare Spiral | 2032 | FIXED_OM | NEW | office-large | USD/gigalumen_year | us | us | 24279110367.5014
commercial lighting | Lamp: 100W Equivalent CFL Bare Spiral | 2032 | FIXED_OM | NEW | office-small | USD/gigalumen_year | us | us | 24279110367.5014
commercial lighting | Lamp: 100W Equivalent CFL Bare Spiral | 2032 | FIXED_OM | NEW | other | USD/gigalumen_year | us | us | 24279110367.5014
commercial lighting | Lamp: 100W Equivalent CFL Bare Spiral | 2032 | FIXED_OM | NEW | warehouse | USD/gigalumen_year | us | us | 24279110367.5014
commercial lighting | Lamp: 100W Equivalent CFL Bare Spiral | 2032 | FIXED_OM | REPLACEMENT | assembly | USD/gigalumen_year | us | us | 24279110367.5014
commercial lighting | Lamp: 100W Equivalent CFL Bare Spiral | 2032 | FIXED_OM | REPLACEMENT | education | USD/gigalumen_year | us | us | 24279110367.5014
commercial lighting | Lamp: 100W Equivalent CFL Bare Spiral | 2032 | FIXED_OM | REPLACEMENT | food sales | USD/gigalumen_year | us | us | 24279110367.5014
commercial lighting | Lamp: 100W Equivalent CFL Bare Spiral | 2032 | FIXED_OM | REPLACEMENT | food service | USD/gigalumen_year | us | us | 24279110367.5014
commercial lighting | Lamp: 100W Equivalent CFL Bare Spiral | 2032 | FIXED_OM | REPLACEMENT | health | USD/gigalumen_year | us | us | 24279110367.5014
commercial lighting | Lamp: 100W Equivalent CFL Bare Spiral | 2032 | FIXED_OM | REPLACEMENT | lodging | USD/gigalumen_year | us | us | 24279110367.5014
commercial lighting | Lamp: 100W Equivalent CFL Bare Spiral | 2032 | FIXED_OM | REPLACEMENT | merc/service | USD/gigalumen_year | us | us | 24279110367.5014
commercial lighting | Lamp: 100W Equivalent CFL Bare Spiral | 2032 | FIXED_OM | REPLACEMENT | office-large | USD/gigalumen_year | us | us | 24279110367.5014
commercial lighting | Lamp: 100W Equivalent CFL Bare Spiral | 2032 | FIXED_OM | REPLACEMENT | office-small | USD/gigalumen_year | us | us | 24279110367.5014
commercial lighting | Lamp: 100W Equivalent CFL Bare Spiral | 2032 | FIXED_OM | REPLACEMENT | other | USD/gigalumen_year | us | us | 24279110367.5014
commercial lighting | Lamp: 100W Equivalent CFL Bare Spiral | 2032 | FIXED_OM | REPLACEMENT | warehouse | USD/gigalumen_year | us | us | 24279110367.5014
commercial lighting | Lamp: 100W Equivalent CFL Bare Spiral | 2033 | CAPITAL | NEW | assembly | USD/gigalumen_year | us | us | 1.0097e+12
commercial lighting | Lamp: 100W Equivalent CFL Bare Spiral | 2033 | CAPITAL | NEW | education | USD/gigalumen_year | us | us | 1.0097e+12
commercial lighting | Lamp: 100W Equivalent CFL Bare Spiral | 2033 | CAPITAL | NEW | food sales | USD/gigalumen_year | us | us | 1.0097e+12
commercial lighting | Lamp: 100W Equivalent CFL Bare Spiral | 2033 | CAPITAL | NEW | food service | USD/gigalumen_year | us | us | 1.0097e+12
commercial lighting | Lamp: 100W Equivalent CFL Bare Spiral | 2033 | CAPITAL | NEW | health | USD/gigalumen_year | us | us | 1.0097e+12
commercial lighting | Lamp: 100W Equivalent CFL Bare Spiral | 2033 | CAPITAL | NEW | lodging | USD/gigalumen_year | us | us | 1.0097e+12
commercial lighting | Lamp: 100W Equivalent CFL Bare Spiral | 2033 | CAPITAL | NEW | merc/service | USD/gigalumen_year | us | us | 1.0097e+12
commercial lighting | Lamp: 100W Equivalent CFL Bare Spiral | 2033 | CAPITAL | NEW | office-large | USD/gigalumen_year | us | us | 1.0097e+12
commercial lighting | Lamp: 100W Equivalent CFL Bare Spiral | 2033 | CAPITAL | NEW | office-small | USD/gigalumen_year | us | us | 1.0097e+12
commercial lighting | Lamp: 100W Equivalent CFL Bare Spiral | 2033 | CAPITAL | NEW | other | USD/gigalumen_year | us | us | 1.0097e+12
commercial lighting | Lamp: 100W Equivalent CFL Bare Spiral | 2033 | CAPITAL | NEW | warehouse | USD/gigalumen_year | us | us | 1.0097e+12
commercial lighting | Lamp: 100W Equivalent CFL Bare Spiral | 2033 | CAPITAL | REPLACEMENT | assembly | USD/gigalumen_year | us | us | 1.0097e+12
commercial lighting | Lamp: 100W Equivalent CFL Bare Spiral | 2033 | CAPITAL | REPLACEMENT | education | USD/gigalumen_year | us | us | 1.0097e+12
commercial lighting | Lamp: 100W Equivalent CFL Bare Spiral | 2033 | CAPITAL | REPLACEMENT | food sales | USD/gigalumen_year | us | us | 1.0097e+12
commercial lighting | Lamp: 100W Equivalent CFL Bare Spiral | 2033 | CAPITAL | REPLACEMENT | food service | USD/gigalumen_year | us | us | 1.0097e+12
commercial lighting | Lamp: 100W Equivalent CFL Bare Spiral | 2033 | CAPITAL | REPLACEMENT | health | USD/gigalumen_year | us | us | 1.0097e+12
commercial lighting | Lamp: 100W Equivalent CFL Bare Spiral | 2033 | CAPITAL | REPLACEMENT | lodging | USD/gigalumen_year | us | us | 1.0097e+12
commercial lighting | Lamp: 100W Equivalent CFL Bare Spiral | 2033 | CAPITAL | REPLACEMENT | merc/service | USD/gigalumen_year | us | us | 1.0097e+12
commercial lighting | Lamp: 100W Equivalent CFL Bare Spiral | 2033 | CAPITAL | REPLACEMENT | office-large | USD/gigalumen_year | us | us | 1.0097e+12
commercial lighting | Lamp: 100W Equivalent CFL Bare Spiral | 2033 | CAPITAL | REPLACEMENT | office-small | USD/gigalumen_year | us | us | 1.0097e+12
commercial lighting | Lamp: 100W Equivalent CFL Bare Spiral | 2033 | CAPITAL | REPLACEMENT | other | USD/gigalumen_year | us | us | 1.0097e+12
commercial lighting | Lamp: 100W Equivalent CFL Bare Spiral | 2033 | CAPITAL | REPLACEMENT | warehouse | USD/gigalumen_year | us | us | 1.0097e+12
commercial lighting | Lamp: 100W Equivalent CFL Bare Spiral | 2033 | FIXED_OM | NEW | assembly | USD/gigalumen_year | us | us | 24109983437.6968
commercial lighting | Lamp: 100W Equivalent CFL Bare Spiral | 2033 | FIXED_OM | NEW | education | USD/gigalumen_year | us | us | 24109983437.6968
commercial lighting | Lamp: 100W Equivalent CFL Bare Spiral | 2033 | FIXED_OM | NEW | food sales | USD/gigalumen_year | us | us | 24109983437.6968
commercial lighting | Lamp: 100W Equivalent CFL Bare Spiral | 2033 | FIXED_OM | NEW | food service | USD/gigalumen_year | us | us | 24109983437.6968
commercial lighting | Lamp: 100W Equivalent CFL Bare Spiral | 2033 | FIXED_OM | NEW | health | USD/gigalumen_year | us | us | 24109983437.6968
commercial lighting | Lamp: 100W Equivalent CFL Bare Spiral | 2033 | FIXED_OM | NEW | lodging | USD/gigalumen_year | us | us | 24109983437.6968
commercial lighting | Lamp: 100W Equivalent CFL Bare Spiral | 2033 | FIXED_OM | NEW | merc/service | USD/gigalumen_year | us | us | 24109983437.6968
commercial lighting | Lamp: 100W Equivalent CFL Bare Spiral | 2033 | FIXED_OM | NEW | office-large | USD/gigalumen_year | us | us | 24109983437.6968
commercial lighting | Lamp: 100W Equivalent CFL Bare Spiral | 2033 | FIXED_OM | NEW | office-small | USD/gigalumen_year | us | us | 24109983437.6968
commercial lighting | Lamp: 100W Equivalent CFL Bare Spiral | 2033 | FIXED_OM | NEW | other | USD/gigalumen_year | us | us | 24109983437.6968
commercial lighting | Lamp: 100W Equivalent CFL Bare Spiral | 2033 | FIXED_OM | NEW | warehouse | USD/gigalumen_year | us | us | 24109983437.6968
commercial lighting | Lamp: 100W Equivalent CFL Bare Spiral | 2033 | FIXED_OM | REPLACEMENT | assembly | USD/gigalumen_year | us | us | 24109983437.6968
commercial lighting | Lamp: 100W Equivalent CFL Bare Spiral | 2033 | FIXED_OM | REPLACEMENT | education | USD/gigalumen_year | us | us | 24109983437.6968
commercial lighting | Lamp: 100W Equivalent CFL Bare Spiral | 2033 | FIXED_OM | REPLACEMENT | food sales | USD/gigalumen_year | us | us | 24109983437.6968
commercial lighting | Lamp: 100W Equivalent CFL Bare Spiral | 2033 | FIXED_OM | REPLACEMENT | food service | USD/gigalumen_year | us | us | 24109983437.6968
commercial lighting | Lamp: 100W Equivalent CFL Bare Spiral | 2033 | FIXED_OM | REPLACEMENT | health | USD/gigalumen_year | us | us | 24109983437.6968
commercial lighting | Lamp: 100W Equivalent CFL Bare Spiral | 2033 | FIXED_OM | REPLACEMENT | lodging | USD/gigalumen_year | us | us | 24109983437.6968
commercial lighting | Lamp: 100W Equivalent CFL Bare Spiral | 2033 | FIXED_OM | REPLACEMENT | merc/service | USD/gigalumen_year | us | us | 24109983437.6968
commercial lighting | Lamp: 100W Equivalent CFL Bare Spiral | 2033 | FIXED_OM | REPLACEMENT | office-large | USD/gigalumen_year | us | us | 24109983437.6968
commercial lighting | Lamp: 100W Equivalent CFL Bare Spiral | 2033 | FIXED_OM | REPLACEMENT | office-small | USD/gigalumen_year | us | us | 24109983437.6968
commercial lighting | Lamp: 100W Equivalent CFL Bare Spiral | 2033 | FIXED_OM | REPLACEMENT | other | USD/gigalumen_year | us | us | 24109983437.6968
commercial lighting | Lamp: 100W Equivalent CFL Bare Spiral | 2033 | FIXED_OM | REPLACEMENT | warehouse | USD/gigalumen_year | us | us | 24109983437.6968
commercial lighting | Lamp: 100W Equivalent CFL Bare Spiral | 2034 | CAPITAL | NEW | assembly | USD/gigalumen_year | us | us | 1.0086e+12
commercial lighting | Lamp: 100W Equivalent CFL Bare Spiral | 2034 | CAPITAL | NEW | education | USD/gigalumen_year | us | us | 1.0086e+12
commercial lighting | Lamp: 100W Equivalent CFL Bare Spiral | 2034 | CAPITAL | NEW | food sales | USD/gigalumen_year | us | us | 1.0086e+12
commercial lighting | Lamp: 100W Equivalent CFL Bare Spiral | 2034 | CAPITAL | NEW | food service | USD/gigalumen_year | us | us | 1.0086e+12
commercial lighting | Lamp: 100W Equivalent CFL Bare Spiral | 2034 | CAPITAL | NEW | health | USD/gigalumen_year | us | us | 1.0086e+12
commercial lighting | Lamp: 100W Equivalent CFL Bare Spiral | 2034 | CAPITAL | NEW | lodging | USD/gigalumen_year | us | us | 1.0086e+12
commercial lighting | Lamp: 100W Equivalent CFL Bare Spiral | 2034 | CAPITAL | NEW | merc/service | USD/gigalumen_year | us | us | 1.0086e+12
commercial lighting | Lamp: 100W Equivalent CFL Bare Spiral | 2034 | CAPITAL | NEW | office-large | USD/gigalumen_year | us | us | 1.0086e+12
commercial lighting | Lamp: 100W Equivalent CFL Bare Spiral | 2034 | CAPITAL | NEW | office-small | USD/gigalumen_year | us | us | 1.0086e+12
commercial lighting | Lamp: 100W Equivalent CFL Bare Spiral | 2034 | CAPITAL | NEW | other | USD/gigalumen_year | us | us | 1.0086e+12
commercial lighting | Lamp: 100W Equivalent CFL Bare Spiral | 2034 | CAPITAL | NEW | warehouse | USD/gigalumen_year | us | us | 1.0086e+12
commercial lighting | Lamp: 100W Equivalent CFL Bare Spiral | 2034 | CAPITAL | REPLACEMENT | assembly | USD/gigalumen_year | us | us | 1.0086e+12
commercial lighting | Lamp: 100W Equivalent CFL Bare Spiral | 2034 | CAPITAL | REPLACEMENT | education | USD/gigalumen_year | us | us | 1.0086e+12
commercial lighting | Lamp: 100W Equivalent CFL Bare Spiral | 2034 | CAPITAL | REPLACEMENT | food sales | USD/gigalumen_year | us | us | 1.0086e+12
commercial lighting | Lamp: 100W Equivalent CFL Bare Spiral | 2034 | CAPITAL | REPLACEMENT | food service | USD/gigalumen_year | us | us | 1.0086e+12
commercial lighting | Lamp: 100W Equivalent CFL Bare Spiral | 2034 | CAPITAL | REPLACEMENT | health | USD/gigalumen_year | us | us | 1.0086e+12
commercial lighting | Lamp: 100W Equivalent CFL Bare Spiral | 2034 | CAPITAL | REPLACEMENT | lodging | USD/gigalumen_year | us | us | 1.0086e+12
commercial lighting | Lamp: 100W Equivalent CFL Bare Spiral | 2034 | CAPITAL | REPLACEMENT | merc/service | USD/gigalumen_year | us | us | 1.0086e+12
commercial lighting | Lamp: 100W Equivalent CFL Bare Spiral | 2034 | CAPITAL | REPLACEMENT | office-large | USD/gigalumen_year | us | us | 1.0086e+12
commercial lighting | Lamp: 100W Equivalent CFL Bare Spiral | 2034 | CAPITAL | REPLACEMENT | office-small | USD/gigalumen_year | us | us | 1.0086e+12
commercial lighting | Lamp: 100W Equivalent CFL Bare Spiral | 2034 | CAPITAL | REPLACEMENT | other | USD/gigalumen_year | us | us | 1.0086e+12
commercial lighting | Lamp: 100W Equivalent CFL Bare Spiral | 2034 | CAPITAL | REPLACEMENT | warehouse | USD/gigalumen_year | us | us | 1.0086e+12
commercial lighting | Lamp: 100W Equivalent CFL Bare Spiral | 2034 | FIXED_OM | NEW | assembly | USD/gigalumen_year | us | us | 23940856507.8922
commercial lighting | Lamp: 100W Equivalent CFL Bare Spiral | 2034 | FIXED_OM | NEW | education | USD/gigalumen_year | us | us | 23940856507.8922
commercial lighting | Lamp: 100W Equivalent CFL Bare Spiral | 2034 | FIXED_OM | NEW | food sales | USD/gigalumen_year | us | us | 23940856507.8922
commercial lighting | Lamp: 100W Equivalent CFL Bare Spiral | 2034 | FIXED_OM | NEW | food service | USD/gigalumen_year | us | us | 23940856507.8922
commercial lighting | Lamp: 100W Equivalent CFL Bare Spiral | 2034 | FIXED_OM | NEW | health | USD/gigalumen_year | us | us | 23940856507.8922
commercial lighting | Lamp: 100W Equivalent CFL Bare Spiral | 2034 | FIXED_OM | NEW | lodging | USD/gigalumen_year | us | us | 23940856507.8922
commercial lighting | Lamp: 100W Equivalent CFL Bare Spiral | 2034 | FIXED_OM | NEW | merc/service | USD/gigalumen_year | us | us | 23940856507.8922
commercial lighting | Lamp: 100W Equivalent CFL Bare Spiral | 2034 | FIXED_OM | NEW | office-large | USD/gigalumen_year | us | us | 23940856507.8922
commercial lighting | Lamp: 100W Equivalent CFL Bare Spiral | 2034 | FIXED_OM | NEW | office-small | USD/gigalumen_year | us | us | 23940856507.8922
commercial lighting | Lamp: 100W Equivalent CFL Bare Spiral | 2034 | FIXED_OM | NEW | other | USD/gigalumen_year | us | us | 23940856507.8922
commercial lighting | Lamp: 100W Equivalent CFL Bare Spiral | 2034 | FIXED_OM | NEW | warehouse | USD/gigalumen_year | us | us | 23940856507.8922
commercial lighting | Lamp: 100W Equivalent CFL Bare Spiral | 2034 | FIXED_OM | REPLACEMENT | assembly | USD/gigalumen_year | us | us | 23940856507.8922
commercial lighting | Lamp: 100W Equivalent CFL Bare Spiral | 2034 | FIXED_OM | REPLACEMENT | education | USD/gigalumen_year | us | us | 23940856507.8922
commercial lighting | Lamp: 100W Equivalent CFL Bare Spiral | 2034 | FIXED_OM | REPLACEMENT | food sales | USD/gigalumen_year | us | us | 23940856507.8922
commercial lighting | Lamp: 100W Equivalent CFL Bare Spiral | 2034 | FIXED_OM | REPLACEMENT | food service | USD/gigalumen_year | us | us | 23940856507.8922
commercial lighting | Lamp: 100W Equivalent CFL Bare Spiral | 2034 | FIXED_OM | REPLACEMENT | health | USD/gigalumen_year | us | us | 23940856507.8922
commercial lighting | Lamp: 100W Equivalent CFL Bare Spiral | 2034 | FIXED_OM | REPLACEMENT | lodging | USD/gigalumen_year | us | us | 23940856507.8922
commercial lighting | Lamp: 100W Equivalent CFL Bare Spiral | 2034 | FIXED_OM | REPLACEMENT | merc/service | USD/gigalumen_year | us | us | 23940856507.8922
commercial lighting | Lamp: 100W Equivalent CFL Bare Spiral | 2034 | FIXED_OM | REPLACEMENT | office-large | USD/gigalumen_year | us | us | 23940856507.8922
commercial lighting | Lamp: 100W Equivalent CFL Bare Spiral | 2034 | FIXED_OM | REPLACEMENT | office-small | USD/gigalumen_year | us | us | 23940856507.8922
commercial lighting | Lamp: 100W Equivalent CFL Bare Spiral | 2034 | FIXED_OM | REPLACEMENT | other | USD/gigalumen_year | us | us | 23940856507.8922
commercial lighting | Lamp: 100W Equivalent CFL Bare Spiral | 2034 | FIXED_OM | REPLACEMENT | warehouse | USD/gigalumen_year | us | us | 23940856507.8922
commercial lighting | Lamp: 100W Equivalent CFL Bare Spiral | 2035 | CAPITAL | NEW | assembly | USD/gigalumen_year | us | us | 1.0074e+12
commercial lighting | Lamp: 100W Equivalent CFL Bare Spiral | 2035 | CAPITAL | NEW | education | USD/gigalumen_year | us | us | 1.0074e+12
commercial lighting | Lamp: 100W Equivalent CFL Bare Spiral | 2035 | CAPITAL | NEW | food sales | USD/gigalumen_year | us | us | 1.0074e+12
commercial lighting | Lamp: 100W Equivalent CFL Bare Spiral | 2035 | CAPITAL | NEW | food service | USD/gigalumen_year | us | us | 1.0074e+12
commercial lighting | Lamp: 100W Equivalent CFL Bare Spiral | 2035 | CAPITAL | NEW | health | USD/gigalumen_year | us | us | 1.0074e+12
commercial lighting | Lamp: 100W Equivalent CFL Bare Spiral | 2035 | CAPITAL | NEW | lodging | USD/gigalumen_year | us | us | 1.0074e+12
commercial lighting | Lamp: 100W Equivalent CFL Bare Spiral | 2035 | CAPITAL | NEW | merc/service | USD/gigalumen_year | us | us | 1.0074e+12
commercial lighting | Lamp: 100W Equivalent CFL Bare Spiral | 2035 | CAPITAL | NEW | office-large | USD/gigalumen_year | us | us | 1.0074e+12
commercial lighting | Lamp: 100W Equivalent CFL Bare Spiral | 2035 | CAPITAL | NEW | office-small | USD/gigalumen_year | us | us | 1.0074e+12
commercial lighting | Lamp: 100W Equivalent CFL Bare Spiral | 2035 | CAPITAL | NEW | other | USD/gigalumen_year | us | us | 1.0074e+12
commercial lighting | Lamp: 100W Equivalent CFL Bare Spiral | 2035 | CAPITAL | NEW | warehouse | USD/gigalumen_year | us | us | 1.0074e+12
commercial lighting | Lamp: 100W Equivalent CFL Bare Spiral | 2035 | CAPITAL | REPLACEMENT | assembly | USD/gigalumen_year | us | us | 1.0074e+12
commercial lighting | Lamp: 100W Equivalent CFL Bare Spiral | 2035 | CAPITAL | REPLACEMENT | education | USD/gigalumen_year | us | us | 1.0074e+12
commercial lighting | Lamp: 100W Equivalent CFL Bare Spiral | 2035 | CAPITAL | REPLACEMENT | food sales | USD/gigalumen_year | us | us | 1.0074e+12
commercial lighting | Lamp: 100W Equivalent CFL Bare Spiral | 2035 | CAPITAL | REPLACEMENT | food service | USD/gigalumen_year | us | us | 1.0074e+12
commercial lighting | Lamp: 100W Equivalent CFL Bare Spiral | 2035 | CAPITAL | REPLACEMENT | health | USD/gigalumen_year | us | us | 1.0074e+12
commercial lighting | Lamp: 100W Equivalent CFL Bare Spiral | 2035 | CAPITAL | REPLACEMENT | lodging | USD/gigalumen_year | us | us | 1.0074e+12
commercial lighting | Lamp: 100W Equivalent CFL Bare Spiral | 2035 | CAPITAL | REPLACEMENT | merc/service | USD/gigalumen_year | us | us | 1.0074e+12
commercial lighting | Lamp: 100W Equivalent CFL Bare Spiral | 2035 | CAPITAL | REPLACEMENT | office-large | USD/gigalumen_year | us | us | 1.0074e+12
commercial lighting | Lamp: 100W Equivalent CFL Bare Spiral | 2035 | CAPITAL | REPLACEMENT | office-small | USD/gigalumen_year | us | us | 1.0074e+12
commercial lighting | Lamp: 100W Equivalent CFL Bare Spiral | 2035 | CAPITAL | REPLACEMENT | other | USD/gigalumen_year | us | us | 1.0074e+12
commercial lighting | Lamp: 100W Equivalent CFL Bare Spiral | 2035 | CAPITAL | REPLACEMENT | warehouse | USD/gigalumen_year | us | us | 1.0074e+12
commercial lighting | Lamp: 100W Equivalent CFL Bare Spiral | 2035 | FIXED_OM | NEW | assembly | USD/gigalumen_year | us | us | 23771729578.0877
commercial lighting | Lamp: 100W Equivalent CFL Bare Spiral | 2035 | FIXED_OM | NEW | education | USD/gigalumen_year | us | us | 23771729578.0877
commercial lighting | Lamp: 100W Equivalent CFL Bare Spiral | 2035 | FIXED_OM | NEW | food sales | USD/gigalumen_year | us | us | 23771729578.0877
commercial lighting | Lamp: 100W Equivalent CFL Bare Spiral | 2035 | FIXED_OM | NEW | food service | USD/gigalumen_year | us | us | 23771729578.0877
commercial lighting | Lamp: 100W Equivalent CFL Bare Spiral | 2035 | FIXED_OM | NEW | health | USD/gigalumen_year | us | us | 23771729578.0877
commercial lighting | Lamp: 100W Equivalent CFL Bare Spiral | 2035 | FIXED_OM | NEW | lodging | USD/gigalumen_year | us | us | 23771729578.0877
commercial lighting | Lamp: 100W Equivalent CFL Bare Spiral | 2035 | FIXED_OM | NEW | merc/service | USD/gigalumen_year | us | us | 23771729578.0877
commercial lighting | Lamp: 100W Equivalent CFL Bare Spiral | 2035 | FIXED_OM | NEW | office-large | USD/gigalumen_year | us | us | 23771729578.0877
commercial lighting | Lamp: 100W Equivalent CFL Bare Spiral | 2035 | FIXED_OM | NEW | office-small | USD/gigalumen_year | us | us | 23771729578.0877
commercial lighting | Lamp: 100W Equivalent CFL Bare Spiral | 2035 | FIXED_OM | NEW | other | USD/gigalumen_year | us | us | 23771729578.0877
commercial lighting | Lamp: 100W Equivalent CFL Bare Spiral | 2035 | FIXED_OM | NEW | warehouse | USD/gigalumen_year | us | us | 23771729578.0877
commercial lighting | Lamp: 100W Equivalent CFL Bare Spiral | 2035 | FIXED_OM | REPLACEMENT | assembly | USD/gigalumen_year | us | us | 23771729578.0877
commercial lighting | Lamp: 100W Equivalent CFL Bare Spiral | 2035 | FIXED_OM | REPLACEMENT | education | USD/gigalumen_year | us | us | 23771729578.0877
commercial lighting | Lamp: 100W Equivalent CFL Bare Spiral | 2035 | FIXED_OM | REPLACEMENT | food sales | USD/gigalumen_year | us | us | 23771729578.0877
commercial lighting | Lamp: 100W Equivalent CFL Bare Spiral | 2035 | FIXED_OM | REPLACEMENT | food service | USD/gigalumen_year | us | us | 23771729578.0877
commercial lighting | Lamp: 100W Equivalent CFL Bare Spiral | 2035 | FIXED_OM | REPLACEMENT | health | USD/gigalumen_year | us | us | 23771729578.0877
commercial lighting | Lamp: 100W Equivalent CFL Bare Spiral | 2035 | FIXED_OM | REPLACEMENT | lodging | USD/gigalumen_year | us | us | 23771729578.0877
commercial lighting | Lamp: 100W Equivalent CFL Bare Spiral | 2035 | FIXED_OM | REPLACEMENT | merc/service | USD/gigalumen_year | us | us | 23771729578.0877
commercial lighting | Lamp: 100W Equivalent CFL Bare Spiral | 2035 | FIXED_OM | REPLACEMENT | office-large | USD/gigalumen_year | us | us | 23771729578.0877
commercial lighting | Lamp: 100W Equivalent CFL Bare Spiral | 2035 | FIXED_OM | REPLACEMENT | office-small | USD/gigalumen_year | us | us | 23771729578.0877
commercial lighting | Lamp: 100W Equivalent CFL Bare Spiral | 2035 | FIXED_OM | REPLACEMENT | other | USD/gigalumen_year | us | us | 23771729578.0877
commercial lighting | Lamp: 100W Equivalent CFL Bare Spiral | 2035 | FIXED_OM | REPLACEMENT | warehouse | USD/gigalumen_year | us | us | 23771729578.0877
commercial lighting | Lamp: 100W Equivalent CFL Bare Spiral | 2036 | CAPITAL | NEW | assembly | USD/gigalumen_year | us | us | 1.0063e+12
commercial lighting | Lamp: 100W Equivalent CFL Bare Spiral | 2036 | CAPITAL | NEW | education | USD/gigalumen_year | us | us | 1.0063e+12
commercial lighting | Lamp: 100W Equivalent CFL Bare Spiral | 2036 | CAPITAL | NEW | food sales | USD/gigalumen_year | us | us | 1.0063e+12
commercial lighting | Lamp: 100W Equivalent CFL Bare Spiral | 2036 | CAPITAL | NEW | food service | USD/gigalumen_year | us | us | 1.0063e+12
commercial lighting | Lamp: 100W Equivalent CFL Bare Spiral | 2036 | CAPITAL | NEW | health | USD/gigalumen_year | us | us | 1.0063e+12
commercial lighting | Lamp: 100W Equivalent CFL Bare Spiral | 2036 | CAPITAL | NEW | lodging | USD/gigalumen_year | us | us | 1.0063e+12
commercial lighting | Lamp: 100W Equivalent CFL Bare Spiral | 2036 | CAPITAL | NEW | merc/service | USD/gigalumen_year | us | us | 1.0063e+12
commercial lighting | Lamp: 100W Equivalent CFL Bare Spiral | 2036 | CAPITAL | NEW | office-large | USD/gigalumen_year | us | us | 1.0063e+12
commercial lighting | Lamp: 100W Equivalent CFL Bare Spiral | 2036 | CAPITAL | NEW | office-small | USD/gigalumen_year | us | us | 1.0063e+12
commercial lighting | Lamp: 100W Equivalent CFL Bare Spiral | 2036 | CAPITAL | NEW | other | USD/gigalumen_year | us | us | 1.0063e+12
commercial lighting | Lamp: 100W Equivalent CFL Bare Spiral | 2036 | CAPITAL | NEW | warehouse | USD/gigalumen_year | us | us | 1.0063e+12
commercial lighting | Lamp: 100W Equivalent CFL Bare Spiral | 2036 | CAPITAL | REPLACEMENT | assembly | USD/gigalumen_year | us | us | 1.0063e+12
commercial lighting | Lamp: 100W Equivalent CFL Bare Spiral | 2036 | CAPITAL | REPLACEMENT | education | USD/gigalumen_year | us | us | 1.0063e+12
commercial lighting | Lamp: 100W Equivalent CFL Bare Spiral | 2036 | CAPITAL | REPLACEMENT | food sales | USD/gigalumen_year | us | us | 1.0063e+12
commercial lighting | Lamp: 100W Equivalent CFL Bare Spiral | 2036 | CAPITAL | REPLACEMENT | food service | USD/gigalumen_year | us | us | 1.0063e+12
commercial lighting | Lamp: 100W Equivalent CFL Bare Spiral | 2036 | CAPITAL | REPLACEMENT | health | USD/gigalumen_year | us | us | 1.0063e+12
commercial lighting | Lamp: 100W Equivalent CFL Bare Spiral | 2036 | CAPITAL | REPLACEMENT | lodging | USD/gigalumen_year | us | us | 1.0063e+12
commercial lighting | Lamp: 100W Equivalent CFL Bare Spiral | 2036 | CAPITAL | REPLACEMENT | merc/service | USD/gigalumen_year | us | us | 1.0063e+12
commercial lighting | Lamp: 100W Equivalent CFL Bare Spiral | 2036 | CAPITAL | REPLACEMENT | office-large | USD/gigalumen_year | us | us | 1.0063e+12
commercial lighting | Lamp: 100W Equivalent CFL Bare Spiral | 2036 | CAPITAL | REPLACEMENT | office-small | USD/gigalumen_year | us | us | 1.0063e+12
commercial lighting | Lamp: 100W Equivalent CFL Bare Spiral | 2036 | CAPITAL | REPLACEMENT | other | USD/gigalumen_year | us | us | 1.0063e+12
commercial lighting | Lamp: 100W Equivalent CFL Bare Spiral | 2036 | CAPITAL | REPLACEMENT | warehouse | USD/gigalumen_year | us | us | 1.0063e+12
commercial lighting | Lamp: 100W Equivalent CFL Bare Spiral | 2036 | FIXED_OM | NEW | assembly | USD/gigalumen_year | us | us | 23602602648.2831
commercial lighting | Lamp: 100W Equivalent CFL Bare Spiral | 2036 | FIXED_OM | NEW | education | USD/gigalumen_year | us | us | 23602602648.2831
commercial lighting | Lamp: 100W Equivalent CFL Bare Spiral | 2036 | FIXED_OM | NEW | food sales | USD/gigalumen_year | us | us | 23602602648.2831
commercial lighting | Lamp: 100W Equivalent CFL Bare Spiral | 2036 | FIXED_OM | NEW | food service | USD/gigalumen_year | us | us | 23602602648.2831
commercial lighting | Lamp: 100W Equivalent CFL Bare Spiral | 2036 | FIXED_OM | NEW | health | USD/gigalumen_year | us | us | 23602602648.2831
commercial lighting | Lamp: 100W Equivalent CFL Bare Spiral | 2036 | FIXED_OM | NEW | lodging | USD/gigalumen_year | us | us | 23602602648.2831
commercial lighting | Lamp: 100W Equivalent CFL Bare Spiral | 2036 | FIXED_OM | NEW | merc/service | USD/gigalumen_year | us | us | 23602602648.2831
commercial lighting | Lamp: 100W Equivalent CFL Bare Spiral | 2036 | FIXED_OM | NEW | office-large | USD/gigalumen_year | us | us | 23602602648.2831
commercial lighting | Lamp: 100W Equivalent CFL Bare Spiral | 2036 | FIXED_OM | NEW | office-small | USD/gigalumen_year | us | us | 23602602648.2831
commercial lighting | Lamp: 100W Equivalent CFL Bare Spiral | 2036 | FIXED_OM | NEW | other | USD/gigalumen_year | us | us | 23602602648.2831
commercial lighting | Lamp: 100W Equivalent CFL Bare Spiral | 2036 | FIXED_OM | NEW | warehouse | USD/gigalumen_year | us | us | 23602602648.2831
commercial lighting | Lamp: 100W Equivalent CFL Bare Spiral | 2036 | FIXED_OM | REPLACEMENT | assembly | USD/gigalumen_year | us | us | 23602602648.2831
commercial lighting | Lamp: 100W Equivalent CFL Bare Spiral | 2036 | FIXED_OM | REPLACEMENT | education | USD/gigalumen_year | us | us | 23602602648.2831
commercial lighting | Lamp: 100W Equivalent CFL Bare Spiral | 2036 | FIXED_OM | REPLACEMENT | food sales | USD/gigalumen_year | us | us | 23602602648.2831
commercial lighting | Lamp: 100W Equivalent CFL Bare Spiral | 2036 | FIXED_OM | REPLACEMENT | food service | USD/gigalumen_year | us | us | 23602602648.2831
commercial lighting | Lamp: 100W Equivalent CFL Bare Spiral | 2036 | FIXED_OM | REPLACEMENT | health | USD/gigalumen_year | us | us | 23602602648.2831
commercial lighting | Lamp: 100W Equivalent CFL Bare Spiral | 2036 | FIXED_OM | REPLACEMENT | lodging | USD/gigalumen_year | us | us | 23602602648.2831
commercial lighting | Lamp: 100W Equivalent CFL Bare Spiral | 2036 | FIXED_OM | REPLACEMENT | merc/service | USD/gigalumen_year | us | us | 23602602648.2831
commercial lighting | Lamp: 100W Equivalent CFL Bare Spiral | 2036 | FIXED_OM | REPLACEMENT | office-large | USD/gigalumen_year | us | us | 23602602648.2831
commercial lighting | Lamp: 100W Equivalent CFL Bare Spiral | 2036 | FIXED_OM | REPLACEMENT | office-small | USD/gigalumen_year | us | us | 23602602648.2831
commercial lighting | Lamp: 100W Equivalent CFL Bare Spiral | 2036 | FIXED_OM | REPLACEMENT | other | USD/gigalumen_year | us | us | 23602602648.2831
commercial lighting | Lamp: 100W Equivalent CFL Bare Spiral | 2036 | FIXED_OM | REPLACEMENT | warehouse | USD/gigalumen_year | us | us | 23602602648.2831
commercial lighting | Lamp: 100W Equivalent CFL Bare Spiral | 2037 | CAPITAL | NEW | assembly | USD/gigalumen_year | us | us | 1.0052e+12
commercial lighting | Lamp: 100W Equivalent CFL Bare Spiral | 2037 | CAPITAL | NEW | education | USD/gigalumen_year | us | us | 1.0052e+12
commercial lighting | Lamp: 100W Equivalent CFL Bare Spiral | 2037 | CAPITAL | NEW | food sales | USD/gigalumen_year | us | us | 1.0052e+12
commercial lighting | Lamp: 100W Equivalent CFL Bare Spiral | 2037 | CAPITAL | NEW | food service | USD/gigalumen_year | us | us | 1.0052e+12
commercial lighting | Lamp: 100W Equivalent CFL Bare Spiral | 2037 | CAPITAL | NEW | health | USD/gigalumen_year | us | us | 1.0052e+12
commercial lighting | Lamp: 100W Equivalent CFL Bare Spiral | 2037 | CAPITAL | NEW | lodging | USD/gigalumen_year | us | us | 1.0052e+12
commercial lighting | Lamp: 100W Equivalent CFL Bare Spiral | 2037 | CAPITAL | NEW | merc/service | USD/gigalumen_year | us | us | 1.0052e+12
commercial lighting | Lamp: 100W Equivalent CFL Bare Spiral | 2037 | CAPITAL | NEW | office-large | USD/gigalumen_year | us | us | 1.0052e+12
commercial lighting | Lamp: 100W Equivalent CFL Bare Spiral | 2037 | CAPITAL | NEW | office-small | USD/gigalumen_year | us | us | 1.0052e+12
commercial lighting | Lamp: 100W Equivalent CFL Bare Spiral | 2037 | CAPITAL | NEW | other | USD/gigalumen_year | us | us | 1.0052e+12
commercial lighting | Lamp: 100W Equivalent CFL Bare Spiral | 2037 | CAPITAL | NEW | warehouse | USD/gigalumen_year | us | us | 1.0052e+12
commercial lighting | Lamp: 100W Equivalent CFL Bare Spiral | 2037 | CAPITAL | REPLACEMENT | assembly | USD/gigalumen_year | us | us | 1.0052e+12
commercial lighting | Lamp: 100W Equivalent CFL Bare Spiral | 2037 | CAPITAL | REPLACEMENT | education | USD/gigalumen_year | us | us | 1.0052e+12
commercial lighting | Lamp: 100W Equivalent CFL Bare Spiral | 2037 | CAPITAL | REPLACEMENT | food sales | USD/gigalumen_year | us | us | 1.0052e+12
commercial lighting | Lamp: 100W Equivalent CFL Bare Spiral | 2037 | CAPITAL | REPLACEMENT | food service | USD/gigalumen_year | us | us | 1.0052e+12
commercial lighting | Lamp: 100W Equivalent CFL Bare Spiral | 2037 | CAPITAL | REPLACEMENT | health | USD/gigalumen_year | us | us | 1.0052e+12
commercial lighting | Lamp: 100W Equivalent CFL Bare Spiral | 2037 | CAPITAL | REPLACEMENT | lodging | USD/gigalumen_year | us | us | 1.0052e+12
commercial lighting | Lamp: 100W Equivalent CFL Bare Spiral | 2037 | CAPITAL | REPLACEMENT | merc/service | USD/gigalumen_year | us | us | 1.0052e+12
commercial lighting | Lamp: 100W Equivalent CFL Bare Spiral | 2037 | CAPITAL | REPLACEMENT | office-large | USD/gigalumen_year | us | us | 1.0052e+12
commercial lighting | Lamp: 100W Equivalent CFL Bare Spiral | 2037 | CAPITAL | REPLACEMENT | office-small | USD/gigalumen_year | us | us | 1.0052e+12
commercial lighting | Lamp: 100W Equivalent CFL Bare Spiral | 2037 | CAPITAL | REPLACEMENT | other | USD/gigalumen_year | us | us | 1.0052e+12
commercial lighting | Lamp: 100W Equivalent CFL Bare Spiral | 2037 | CAPITAL | REPLACEMENT | warehouse | USD/gigalumen_year | us | us | 1.0052e+12
commercial lighting | Lamp: 100W Equivalent CFL Bare Spiral | 2037 | FIXED_OM | NEW | assembly | USD/gigalumen_year | us | us | 23433475718.4785
commercial lighting | Lamp: 100W Equivalent CFL Bare Spiral | 2037 | FIXED_OM | NEW | education | USD/gigalumen_year | us | us | 23433475718.4785
commercial lighting | Lamp: 100W Equivalent CFL Bare Spiral | 2037 | FIXED_OM | NEW | food sales | USD/gigalumen_year | us | us | 23433475718.4785
commercial lighting | Lamp: 100W Equivalent CFL Bare Spiral | 2037 | FIXED_OM | NEW | food service | USD/gigalumen_year | us | us | 23433475718.4785
commercial lighting | Lamp: 100W Equivalent CFL Bare Spiral | 2037 | FIXED_OM | NEW | health | USD/gigalumen_year | us | us | 23433475718.4785
commercial lighting | Lamp: 100W Equivalent CFL Bare Spiral | 2037 | FIXED_OM | NEW | lodging | USD/gigalumen_year | us | us | 23433475718.4785
commercial lighting | Lamp: 100W Equivalent CFL Bare Spiral | 2037 | FIXED_OM | NEW | merc/service | USD/gigalumen_year | us | us | 23433475718.4785
commercial lighting | Lamp: 100W Equivalent CFL Bare Spiral | 2037 | FIXED_OM | NEW | office-large | USD/gigalumen_year | us | us | 23433475718.4785
commercial lighting | Lamp: 100W Equivalent CFL Bare Spiral | 2037 | FIXED_OM | NEW | office-small | USD/gigalumen_year | us | us | 23433475718.4785
commercial lighting | Lamp: 100W Equivalent CFL Bare Spiral | 2037 | FIXED_OM | NEW | other | USD/gigalumen_year | us | us | 23433475718.4785
commercial lighting | Lamp: 100W Equivalent CFL Bare Spiral | 2037 | FIXED_OM | NEW | warehouse | USD/gigalumen_year | us | us | 23433475718.4785
commercial lighting | Lamp: 100W Equivalent CFL Bare Spiral | 2037 | FIXED_OM | REPLACEMENT | assembly | USD/gigalumen_year | us | us | 23433475718.4785
commercial lighting | Lamp: 100W Equivalent CFL Bare Spiral | 2037 | FIXED_OM | REPLACEMENT | education | USD/gigalumen_year | us | us | 23433475718.4785
commercial lighting | Lamp: 100W Equivalent CFL Bare Spiral | 2037 | FIXED_OM | REPLACEMENT | food sales | USD/gigalumen_year | us | us | 23433475718.4785
commercial lighting | Lamp: 100W Equivalent CFL Bare Spiral | 2037 | FIXED_OM | REPLACEMENT | food service | USD/gigalumen_year | us | us | 23433475718.4785
commercial lighting | Lamp: 100W Equivalent CFL Bare Spiral | 2037 | FIXED_OM | REPLACEMENT | health | USD/gigalumen_year | us | us | 23433475718.4785
commercial lighting | Lamp: 100W Equivalent CFL Bare Spiral | 2037 | FIXED_OM | REPLACEMENT | lodging | USD/gigalumen_year | us | us | 23433475718.4785
commercial lighting | Lamp: 100W Equivalent CFL Bare Spiral | 2037 | FIXED_OM | REPLACEMENT | merc/service | USD/gigalumen_year | us | us | 23433475718.4785
commercial lighting | Lamp: 100W Equivalent CFL Bare Spiral | 2037 | FIXED_OM | REPLACEMENT | office-large | USD/gigalumen_year | us | us | 23433475718.4785
commercial lighting | Lamp: 100W Equivalent CFL Bare Spiral | 2037 | FIXED_OM | REPLACEMENT | office-small | USD/gigalumen_year | us | us | 23433475718.4785
commercial lighting | Lamp: 100W Equivalent CFL Bare Spiral | 2037 | FIXED_OM | REPLACEMENT | other | USD/gigalumen_year | us | us | 23433475718.4785
commercial lighting | Lamp: 100W Equivalent CFL Bare Spiral | 2037 | FIXED_OM | REPLACEMENT | warehouse | USD/gigalumen_year | us | us | 23433475718.4785
commercial lighting | Lamp: 100W Equivalent CFL Bare Spiral | 2038 | CAPITAL | NEW | assembly | USD/gigalumen_year | us | us | 1.0041e+12
commercial lighting | Lamp: 100W Equivalent CFL Bare Spiral | 2038 | CAPITAL | NEW | education | USD/gigalumen_year | us | us | 1.0041e+12
commercial lighting | Lamp: 100W Equivalent CFL Bare Spiral | 2038 | CAPITAL | NEW | food sales | USD/gigalumen_year | us | us | 1.0041e+12
commercial lighting | Lamp: 100W Equivalent CFL Bare Spiral | 2038 | CAPITAL | NEW | food service | USD/gigalumen_year | us | us | 1.0041e+12
commercial lighting | Lamp: 100W Equivalent CFL Bare Spiral | 2038 | CAPITAL | NEW | health | USD/gigalumen_year | us | us | 1.0041e+12
commercial lighting | Lamp: 100W Equivalent CFL Bare Spiral | 2038 | CAPITAL | NEW | lodging | USD/gigalumen_year | us | us | 1.0041e+12
commercial lighting | Lamp: 100W Equivalent CFL Bare Spiral | 2038 | CAPITAL | NEW | merc/service | USD/gigalumen_year | us | us | 1.0041e+12
commercial lighting | Lamp: 100W Equivalent CFL Bare Spiral | 2038 | CAPITAL | NEW | office-large | USD/gigalumen_year | us | us | 1.0041e+12
commercial lighting | Lamp: 100W Equivalent CFL Bare Spiral | 2038 | CAPITAL | NEW | office-small | USD/gigalumen_year | us | us | 1.0041e+12
commercial lighting | Lamp: 100W Equivalent CFL Bare Spiral | 2038 | CAPITAL | NEW | other | USD/gigalumen_year | us | us | 1.0041e+12
commercial lighting | Lamp: 100W Equivalent CFL Bare Spiral | 2038 | CAPITAL | NEW | warehouse | USD/gigalumen_year | us | us | 1.0041e+12
commercial lighting | Lamp: 100W Equivalent CFL Bare Spiral | 2038 | CAPITAL | REPLACEMENT | assembly | USD/gigalumen_year | us | us | 1.0041e+12
commercial lighting | Lamp: 100W Equivalent CFL Bare Spiral | 2038 | CAPITAL | REPLACEMENT | education | USD/gigalumen_year | us | us | 1.0041e+12
commercial lighting | Lamp: 100W Equivalent CFL Bare Spiral | 2038 | CAPITAL | REPLACEMENT | food sales | USD/gigalumen_year | us | us | 1.0041e+12
commercial lighting | Lamp: 100W Equivalent CFL Bare Spiral | 2038 | CAPITAL | REPLACEMENT | food service | USD/gigalumen_year | us | us | 1.0041e+12
commercial lighting | Lamp: 100W Equivalent CFL Bare Spiral | 2038 | CAPITAL | REPLACEMENT | health | USD/gigalumen_year | us | us | 1.0041e+12
commercial lighting | Lamp: 100W Equivalent CFL Bare Spiral | 2038 | CAPITAL | REPLACEMENT | lodging | USD/gigalumen_year | us | us | 1.0041e+12
commercial lighting | Lamp: 100W Equivalent CFL Bare Spiral | 2038 | CAPITAL | REPLACEMENT | merc/service | USD/gigalumen_year | us | us | 1.0041e+12
commercial lighting | Lamp: 100W Equivalent CFL Bare Spiral | 2038 | CAPITAL | REPLACEMENT | office-large | USD/gigalumen_year | us | us | 1.0041e+12
commercial lighting | Lamp: 100W Equivalent CFL Bare Spiral | 2038 | CAPITAL | REPLACEMENT | office-small | USD/gigalumen_year | us | us | 1.0041e+12
commercial lighting | Lamp: 100W Equivalent CFL Bare Spiral | 2038 | CAPITAL | REPLACEMENT | other | USD/gigalumen_year | us | us | 1.0041e+12
commercial lighting | Lamp: 100W Equivalent CFL Bare Spiral | 2038 | CAPITAL | REPLACEMENT | warehouse | USD/gigalumen_year | us | us | 1.0041e+12
commercial lighting | Lamp: 100W Equivalent CFL Bare Spiral | 2038 | FIXED_OM | NEW | assembly | USD/gigalumen_year | us | us | 23264348788.6739
commercial lighting | Lamp: 100W Equivalent CFL Bare Spiral | 2038 | FIXED_OM | NEW | education | USD/gigalumen_year | us | us | 23264348788.6739
commercial lighting | Lamp: 100W Equivalent CFL Bare Spiral | 2038 | FIXED_OM | NEW | food sales | USD/gigalumen_year | us | us | 23264348788.6739
commercial lighting | Lamp: 100W Equivalent CFL Bare Spiral | 2038 | FIXED_OM | NEW | food service | USD/gigalumen_year | us | us | 23264348788.6739
commercial lighting | Lamp: 100W Equivalent CFL Bare Spiral | 2038 | FIXED_OM | NEW | health | USD/gigalumen_year | us | us | 23264348788.6739
commercial lighting | Lamp: 100W Equivalent CFL Bare Spiral | 2038 | FIXED_OM | NEW | lodging | USD/gigalumen_year | us | us | 23264348788.6739
commercial lighting | Lamp: 100W Equivalent CFL Bare Spiral | 2038 | FIXED_OM | NEW | merc/service | USD/gigalumen_year | us | us | 23264348788.6739
commercial lighting | Lamp: 100W Equivalent CFL Bare Spiral | 2038 | FIXED_OM | NEW | office-large | USD/gigalumen_year | us | us | 23264348788.6739
commercial lighting | Lamp: 100W Equivalent CFL Bare Spiral | 2038 | FIXED_OM | NEW | office-small | USD/gigalumen_year | us | us | 23264348788.6739
commercial lighting | Lamp: 100W Equivalent CFL Bare Spiral | 2038 | FIXED_OM | NEW | other | USD/gigalumen_year | us | us | 23264348788.6739
commercial lighting | Lamp: 100W Equivalent CFL Bare Spiral | 2038 | FIXED_OM | NEW | warehouse | USD/gigalumen_year | us | us | 23264348788.6739
commercial lighting | Lamp: 100W Equivalent CFL Bare Spiral | 2038 | FIXED_OM | REPLACEMENT | assembly | USD/gigalumen_year | us | us | 23264348788.6739
commercial lighting | Lamp: 100W Equivalent CFL Bare Spiral | 2038 | FIXED_OM | REPLACEMENT | education | USD/gigalumen_year | us | us | 23264348788.6739
commercial lighting | Lamp: 100W Equivalent CFL Bare Spiral | 2038 | FIXED_OM | REPLACEMENT | food sales | USD/gigalumen_year | us | us | 23264348788.6739
commercial lighting | Lamp: 100W Equivalent CFL Bare Spiral | 2038 | FIXED_OM | REPLACEMENT | food service | USD/gigalumen_year | us | us | 23264348788.6739
commercial lighting | Lamp: 100W Equivalent CFL Bare Spiral | 2038 | FIXED_OM | REPLACEMENT | health | USD/gigalumen_year | us | us | 23264348788.6739
commercial lighting | Lamp: 100W Equivalent CFL Bare Spiral | 2038 | FIXED_OM | REPLACEMENT | lodging | USD/gigalumen_year | us | us | 23264348788.6739
commercial lighting | Lamp: 100W Equivalent CFL Bare Spiral | 2038 | FIXED_OM | REPLACEMENT | merc/service | USD/gigalumen_year | us | us | 23264348788.6739
commercial lighting | Lamp: 100W Equivalent CFL Bare Spiral | 2038 | FIXED_OM | REPLACEMENT | office-large | USD/gigalumen_year | us | us | 23264348788.6739
commercial lighting | Lamp: 100W Equivalent CFL Bare Spiral | 2038 | FIXED_OM | REPLACEMENT | office-small | USD/gigalumen_year | us | us | 23264348788.6739
commercial lighting | Lamp: 100W Equivalent CFL Bare Spiral | 2038 | FIXED_OM | REPLACEMENT | other | USD/gigalumen_year | us | us | 23264348788.6739
commercial lighting | Lamp: 100W Equivalent CFL Bare Spiral | 2038 | FIXED_OM | REPLACEMENT | warehouse | USD/gigalumen_year | us | us | 23264348788.6739
commercial lighting | Lamp: 100W Equivalent CFL Bare Spiral | 2039 | CAPITAL | NEW | assembly | USD/gigalumen_year | us | us | 1.0029e+12
commercial lighting | Lamp: 100W Equivalent CFL Bare Spiral | 2039 | CAPITAL | NEW | education | USD/gigalumen_year | us | us | 1.0029e+12
commercial lighting | Lamp: 100W Equivalent CFL Bare Spiral | 2039 | CAPITAL | NEW | food sales | USD/gigalumen_year | us | us | 1.0029e+12
commercial lighting | Lamp: 100W Equivalent CFL Bare Spiral | 2039 | CAPITAL | NEW | food service | USD/gigalumen_year | us | us | 1.0029e+12
commercial lighting | Lamp: 100W Equivalent CFL Bare Spiral | 2039 | CAPITAL | NEW | health | USD/gigalumen_year | us | us | 1.0029e+12
commercial lighting | Lamp: 100W Equivalent CFL Bare Spiral | 2039 | CAPITAL | NEW | lodging | USD/gigalumen_year | us | us | 1.0029e+12
commercial lighting | Lamp: 100W Equivalent CFL Bare Spiral | 2039 | CAPITAL | NEW | merc/service | USD/gigalumen_year | us | us | 1.0029e+12
commercial lighting | Lamp: 100W Equivalent CFL Bare Spiral | 2039 | CAPITAL | NEW | office-large | USD/gigalumen_year | us | us | 1.0029e+12
commercial lighting | Lamp: 100W Equivalent CFL Bare Spiral | 2039 | CAPITAL | NEW | office-small | USD/gigalumen_year | us | us | 1.0029e+12
commercial lighting | Lamp: 100W Equivalent CFL Bare Spiral | 2039 | CAPITAL | NEW | other | USD/gigalumen_year | us | us | 1.0029e+12
commercial lighting | Lamp: 100W Equivalent CFL Bare Spiral | 2039 | CAPITAL | NEW | warehouse | USD/gigalumen_year | us | us | 1.0029e+12
commercial lighting | Lamp: 100W Equivalent CFL Bare Spiral | 2039 | CAPITAL | REPLACEMENT | assembly | USD/gigalumen_year | us | us | 1.0029e+12
commercial lighting | Lamp: 100W Equivalent CFL Bare Spiral | 2039 | CAPITAL | REPLACEMENT | education | USD/gigalumen_year | us | us | 1.0029e+12
commercial lighting | Lamp: 100W Equivalent CFL Bare Spiral | 2039 | CAPITAL | REPLACEMENT | food sales | USD/gigalumen_year | us | us | 1.0029e+12
commercial lighting | Lamp: 100W Equivalent CFL Bare Spiral | 2039 | CAPITAL | REPLACEMENT | food service | USD/gigalumen_year | us | us | 1.0029e+12
commercial lighting | Lamp: 100W Equivalent CFL Bare Spiral | 2039 | CAPITAL | REPLACEMENT | health | USD/gigalumen_year | us | us | 1.0029e+12
commercial lighting | Lamp: 100W Equivalent CFL Bare Spiral | 2039 | CAPITAL | REPLACEMENT | lodging | USD/gigalumen_year | us | us | 1.0029e+12
commercial lighting | Lamp: 100W Equivalent CFL Bare Spiral | 2039 | CAPITAL | REPLACEMENT | merc/service | USD/gigalumen_year | us | us | 1.0029e+12
commercial lighting | Lamp: 100W Equivalent CFL Bare Spiral | 2039 | CAPITAL | REPLACEMENT | office-large | USD/gigalumen_year | us | us | 1.0029e+12
commercial lighting | Lamp: 100W Equivalent CFL Bare Spiral | 2039 | CAPITAL | REPLACEMENT | office-small | USD/gigalumen_year | us | us | 1.0029e+12
commercial lighting | Lamp: 100W Equivalent CFL Bare Spiral | 2039 | CAPITAL | REPLACEMENT | other | USD/gigalumen_year | us | us | 1.0029e+12
commercial lighting | Lamp: 100W Equivalent CFL Bare Spiral | 2039 | CAPITAL | REPLACEMENT | warehouse | USD/gigalumen_year | us | us | 1.0029e+12
commercial lighting | Lamp: 100W Equivalent CFL Bare Spiral | 2039 | FIXED_OM | NEW | assembly | USD/gigalumen_year | us | us | 23095221858.8694
commercial lighting | Lamp: 100W Equivalent CFL Bare Spiral | 2039 | FIXED_OM | NEW | education | USD/gigalumen_year | us | us | 23095221858.8694
commercial lighting | Lamp: 100W Equivalent CFL Bare Spiral | 2039 | FIXED_OM | NEW | food sales | USD/gigalumen_year | us | us | 23095221858.8694
commercial lighting | Lamp: 100W Equivalent CFL Bare Spiral | 2039 | FIXED_OM | NEW | food service | USD/gigalumen_year | us | us | 23095221858.8694
commercial lighting | Lamp: 100W Equivalent CFL Bare Spiral | 2039 | FIXED_OM | NEW | health | USD/gigalumen_year | us | us | 23095221858.8694
commercial lighting | Lamp: 100W Equivalent CFL Bare Spiral | 2039 | FIXED_OM | NEW | lodging | USD/gigalumen_year | us | us | 23095221858.8694
commercial lighting | Lamp: 100W Equivalent CFL Bare Spiral | 2039 | FIXED_OM | NEW | merc/service | USD/gigalumen_year | us | us | 23095221858.8694
commercial lighting | Lamp: 100W Equivalent CFL Bare Spiral | 2039 | FIXED_OM | NEW | office-large | USD/gigalumen_year | us | us | 23095221858.8694
commercial lighting | Lamp: 100W Equivalent CFL Bare Spiral | 2039 | FIXED_OM | NEW | office-small | USD/gigalumen_year | us | us | 23095221858.8694
commercial lighting | Lamp: 100W Equivalent CFL Bare Spiral | 2039 | FIXED_OM | NEW | other | USD/gigalumen_year | us | us | 23095221858.8694
commercial lighting | Lamp: 100W Equivalent CFL Bare Spiral | 2039 | FIXED_OM | NEW | warehouse | USD/gigalumen_year | us | us | 23095221858.8694
commercial lighting | Lamp: 100W Equivalent CFL Bare Spiral | 2039 | FIXED_OM | REPLACEMENT | assembly | USD/gigalumen_year | us | us | 23095221858.8694
commercial lighting | Lamp: 100W Equivalent CFL Bare Spiral | 2039 | FIXED_OM | REPLACEMENT | education | USD/gigalumen_year | us | us | 23095221858.8694
commercial lighting | Lamp: 100W Equivalent CFL Bare Spiral | 2039 | FIXED_OM | REPLACEMENT | food sales | USD/gigalumen_year | us | us | 23095221858.8694
commercial lighting | Lamp: 100W Equivalent CFL Bare Spiral | 2039 | FIXED_OM | REPLACEMENT | food service | USD/gigalumen_year | us | us | 23095221858.8694
commercial lighting | Lamp: 100W Equivalent CFL Bare Spiral | 2039 | FIXED_OM | REPLACEMENT | health | USD/gigalumen_year | us | us | 23095221858.8694
commercial lighting | Lamp: 100W Equivalent CFL Bare Spiral | 2039 | FIXED_OM | REPLACEMENT | lodging | USD/gigalumen_year | us | us | 23095221858.8694
commercial lighting | Lamp: 100W Equivalent CFL Bare Spiral | 2039 | FIXED_OM | REPLACEMENT | merc/service | USD/gigalumen_year | us | us | 23095221858.8694
commercial lighting | Lamp: 100W Equivalent CFL Bare Spiral | 2039 | FIXED_OM | REPLACEMENT | office-large | USD/gigalumen_year | us | us | 23095221858.8694
commercial lighting | Lamp: 100W Equivalent CFL Bare Spiral | 2039 | FIXED_OM | REPLACEMENT | office-small | USD/gigalumen_year | us | us | 23095221858.8694
commercial lighting | Lamp: 100W Equivalent CFL Bare Spiral | 2039 | FIXED_OM | REPLACEMENT | other | USD/gigalumen_year | us | us | 23095221858.8694
commercial lighting | Lamp: 100W Equivalent CFL Bare Spiral | 2039 | FIXED_OM | REPLACEMENT | warehouse | USD/gigalumen_year | us | us | 23095221858.8694
commercial lighting | Lamp: 100W Equivalent CFL Bare Spiral | 2040 | CAPITAL | NEW | assembly | USD/gigalumen_year | us | us | 1.0018e+12
commercial lighting | Lamp: 100W Equivalent CFL Bare Spiral | 2040 | CAPITAL | NEW | education | USD/gigalumen_year | us | us | 1.0018e+12
commercial lighting | Lamp: 100W Equivalent CFL Bare Spiral | 2040 | CAPITAL | NEW | food sales | USD/gigalumen_year | us | us | 1.0018e+12
commercial lighting | Lamp: 100W Equivalent CFL Bare Spiral | 2040 | CAPITAL | NEW | food service | USD/gigalumen_year | us | us | 1.0018e+12
commercial lighting | Lamp: 100W Equivalent CFL Bare Spiral | 2040 | CAPITAL | NEW | health | USD/gigalumen_year | us | us | 1.0018e+12
commercial lighting | Lamp: 100W Equivalent CFL Bare Spiral | 2040 | CAPITAL | NEW | lodging | USD/gigalumen_year | us | us | 1.0018e+12
commercial lighting | Lamp: 100W Equivalent CFL Bare Spiral | 2040 | CAPITAL | NEW | merc/service | USD/gigalumen_year | us | us | 1.0018e+12
commercial lighting | Lamp: 100W Equivalent CFL Bare Spiral | 2040 | CAPITAL | NEW | office-large | USD/gigalumen_year | us | us | 1.0018e+12
commercial lighting | Lamp: 100W Equivalent CFL Bare Spiral | 2040 | CAPITAL | NEW | office-small | USD/gigalumen_year | us | us | 1.0018e+12
commercial lighting | Lamp: 100W Equivalent CFL Bare Spiral | 2040 | CAPITAL | NEW | other | USD/gigalumen_year | us | us | 1.0018e+12
commercial lighting | Lamp: 100W Equivalent CFL Bare Spiral | 2040 | CAPITAL | NEW | warehouse | USD/gigalumen_year | us | us | 1.0018e+12
commercial lighting | Lamp: 100W Equivalent CFL Bare Spiral | 2040 | CAPITAL | REPLACEMENT | assembly | USD/gigalumen_year | us | us | 1.0018e+12
commercial lighting | Lamp: 100W Equivalent CFL Bare Spiral | 2040 | CAPITAL | REPLACEMENT | education | USD/gigalumen_year | us | us | 1.0018e+12
commercial lighting | Lamp: 100W Equivalent CFL Bare Spiral | 2040 | CAPITAL | REPLACEMENT | food sales | USD/gigalumen_year | us | us | 1.0018e+12
commercial lighting | Lamp: 100W Equivalent CFL Bare Spiral | 2040 | CAPITAL | REPLACEMENT | food service | USD/gigalumen_year | us | us | 1.0018e+12
commercial lighting | Lamp: 100W Equivalent CFL Bare Spiral | 2040 | CAPITAL | REPLACEMENT | health | USD/gigalumen_year | us | us | 1.0018e+12
commercial lighting | Lamp: 100W Equivalent CFL Bare Spiral | 2040 | CAPITAL | REPLACEMENT | lodging | USD/gigalumen_year | us | us | 1.0018e+12
commercial lighting | Lamp: 100W Equivalent CFL Bare Spiral | 2040 | CAPITAL | REPLACEMENT | merc/service | USD/gigalumen_year | us | us | 1.0018e+12
commercial lighting | Lamp: 100W Equivalent CFL Bare Spiral | 2040 | CAPITAL | REPLACEMENT | office-large | USD/gigalumen_year | us | us | 1.0018e+12
commercial lighting | Lamp: 100W Equivalent CFL Bare Spiral | 2040 | CAPITAL | REPLACEMENT | office-small | USD/gigalumen_year | us | us | 1.0018e+12
commercial lighting | Lamp: 100W Equivalent CFL Bare Spiral | 2040 | CAPITAL | REPLACEMENT | other | USD/gigalumen_year | us | us | 1.0018e+12
commercial lighting | Lamp: 100W Equivalent CFL Bare Spiral | 2040 | CAPITAL | REPLACEMENT | warehouse | USD/gigalumen_year | us | us | 1.0018e+12
commercial lighting | Lamp: 100W Equivalent CFL Bare Spiral | 2040 | FIXED_OM | NEW | assembly | USD/gigalumen_year | us | us | 22926094929.0648
commercial lighting | Lamp: 100W Equivalent CFL Bare Spiral | 2040 | FIXED_OM | NEW | education | USD/gigalumen_year | us | us | 22926094929.0648
commercial lighting | Lamp: 100W Equivalent CFL Bare Spiral | 2040 | FIXED_OM | NEW | food sales | USD/gigalumen_year | us | us | 22926094929.0648
commercial lighting | Lamp: 100W Equivalent CFL Bare Spiral | 2040 | FIXED_OM | NEW | food service | USD/gigalumen_year | us | us | 22926094929.0648
commercial lighting | Lamp: 100W Equivalent CFL Bare Spiral | 2040 | FIXED_OM | NEW | health | USD/gigalumen_year | us | us | 22926094929.0648
commercial lighting | Lamp: 100W Equivalent CFL Bare Spiral | 2040 | FIXED_OM | NEW | lodging | USD/gigalumen_year | us | us | 22926094929.0648
commercial lighting | Lamp: 100W Equivalent CFL Bare Spiral | 2040 | FIXED_OM | NEW | merc/service | USD/gigalumen_year | us | us | 22926094929.0648
commercial lighting | Lamp: 100W Equivalent CFL Bare Spiral | 2040 | FIXED_OM | NEW | office-large | USD/gigalumen_year | us | us | 22926094929.0648
commercial lighting | Lamp: 100W Equivalent CFL Bare Spiral | 2040 | FIXED_OM | NEW | office-small | USD/gigalumen_year | us | us | 22926094929.0648
commercial lighting | Lamp: 100W Equivalent CFL Bare Spiral | 2040 | FIXED_OM | NEW | other | USD/gigalumen_year | us | us | 22926094929.0648
commercial lighting | Lamp: 100W Equivalent CFL Bare Spiral | 2040 | FIXED_OM | NEW | warehouse | USD/gigalumen_year | us | us | 22926094929.0648
commercial lighting | Lamp: 100W Equivalent CFL Bare Spiral | 2040 | FIXED_OM | REPLACEMENT | assembly | USD/gigalumen_year | us | us | 22926094929.0648
commercial lighting | Lamp: 100W Equivalent CFL Bare Spiral | 2040 | FIXED_OM | REPLACEMENT | education | USD/gigalumen_year | us | us | 22926094929.0648
commercial lighting | Lamp: 100W Equivalent CFL Bare Spiral | 2040 | FIXED_OM | REPLACEMENT | food sales | USD/gigalumen_year | us | us | 22926094929.0648
commercial lighting | Lamp: 100W Equivalent CFL Bare Spiral | 2040 | FIXED_OM | REPLACEMENT | food service | USD/gigalumen_year | us | us | 22926094929.0648
commercial lighting | Lamp: 100W Equivalent CFL Bare Spiral | 2040 | FIXED_OM | REPLACEMENT | health | USD/gigalumen_year | us | us | 22926094929.0648
commercial lighting | Lamp: 100W Equivalent CFL Bare Spiral | 2040 | FIXED_OM | REPLACEMENT | lodging | USD/gigalumen_year | us | us | 22926094929.0648
commercial lighting | Lamp: 100W Equivalent CFL Bare Spiral | 2040 | FIXED_OM | REPLACEMENT | merc/service | USD/gigalumen_year | us | us | 22926094929.0648
commercial lighting | Lamp: 100W Equivalent CFL Bare Spiral | 2040 | FIXED_OM | REPLACEMENT | office-large | USD/gigalumen_year | us | us | 22926094929.0648
commercial lighting | Lamp: 100W Equivalent CFL Bare Spiral | 2040 | FIXED_OM | REPLACEMENT | office-small | USD/gigalumen_year | us | us | 22926094929.0648
commercial lighting | Lamp: 100W Equivalent CFL Bare Spiral | 2040 | FIXED_OM | REPLACEMENT | other | USD/gigalumen_year | us | us | 22926094929.0648
commercial lighting | Lamp: 100W Equivalent CFL Bare Spiral | 2040 | FIXED_OM | REPLACEMENT | warehouse | USD/gigalumen_year | us | us | 22926094929.0648
commercial lighting | Lamp: 100W Equivalent CFL Bare Spiral | 2041 | CAPITAL | NEW | assembly | USD/gigalumen_year | us | us | 1.0018e+12
commercial lighting | Lamp: 100W Equivalent CFL Bare Spiral | 2041 | CAPITAL | NEW | education | USD/gigalumen_year | us | us | 1.0018e+12
commercial lighting | Lamp: 100W Equivalent CFL Bare Spiral | 2041 | CAPITAL | NEW | food sales | USD/gigalumen_year | us | us | 1.0018e+12
commercial lighting | Lamp: 100W Equivalent CFL Bare Spiral | 2041 | CAPITAL | NEW | food service | USD/gigalumen_year | us | us | 1.0018e+12
commercial lighting | Lamp: 100W Equivalent CFL Bare Spiral | 2041 | CAPITAL | NEW | health | USD/gigalumen_year | us | us | 1.0018e+12
commercial lighting | Lamp: 100W Equivalent CFL Bare Spiral | 2041 | CAPITAL | NEW | lodging | USD/gigalumen_year | us | us | 1.0018e+12
commercial lighting | Lamp: 100W Equivalent CFL Bare Spiral | 2041 | CAPITAL | NEW | merc/service | USD/gigalumen_year | us | us | 1.0018e+12
commercial lighting | Lamp: 100W Equivalent CFL Bare Spiral | 2041 | CAPITAL | NEW | office-large | USD/gigalumen_year | us | us | 1.0018e+12
commercial lighting | Lamp: 100W Equivalent CFL Bare Spiral | 2041 | CAPITAL | NEW | office-small | USD/gigalumen_year | us | us | 1.0018e+12
commercial lighting | Lamp: 100W Equivalent CFL Bare Spiral | 2041 | CAPITAL | NEW | other | USD/gigalumen_year | us | us | 1.0018e+12
commercial lighting | Lamp: 100W Equivalent CFL Bare Spiral | 2041 | CAPITAL | NEW | warehouse | USD/gigalumen_year | us | us | 1.0018e+12
commercial lighting | Lamp: 100W Equivalent CFL Bare Spiral | 2041 | CAPITAL | REPLACEMENT | assembly | USD/gigalumen_year | us | us | 1.0018e+12
commercial lighting | Lamp: 100W Equivalent CFL Bare Spiral | 2041 | CAPITAL | REPLACEMENT | education | USD/gigalumen_year | us | us | 1.0018e+12
commercial lighting | Lamp: 100W Equivalent CFL Bare Spiral | 2041 | CAPITAL | REPLACEMENT | food sales | USD/gigalumen_year | us | us | 1.0018e+12
commercial lighting | Lamp: 100W Equivalent CFL Bare Spiral | 2041 | CAPITAL | REPLACEMENT | food service | USD/gigalumen_year | us | us | 1.0018e+12
commercial lighting | Lamp: 100W Equivalent CFL Bare Spiral | 2041 | CAPITAL | REPLACEMENT | health | USD/gigalumen_year | us | us | 1.0018e+12
commercial lighting | Lamp: 100W Equivalent CFL Bare Spiral | 2041 | CAPITAL | REPLACEMENT | lodging | USD/gigalumen_year | us | us | 1.0018e+12
commercial lighting | Lamp: 100W Equivalent CFL Bare Spiral | 2041 | CAPITAL | REPLACEMENT | merc/service | USD/gigalumen_year | us | us | 1.0018e+12
commercial lighting | Lamp: 100W Equivalent CFL Bare Spiral | 2041 | CAPITAL | REPLACEMENT | office-large | USD/gigalumen_year | us | us | 1.0018e+12
commercial lighting | Lamp: 100W Equivalent CFL Bare Spiral | 2041 | CAPITAL | REPLACEMENT | office-small | USD/gigalumen_year | us | us | 1.0018e+12
commercial lighting | Lamp: 100W Equivalent CFL Bare Spiral | 2041 | CAPITAL | REPLACEMENT | other | USD/gigalumen_year | us | us | 1.0018e+12
commercial lighting | Lamp: 100W Equivalent CFL Bare Spiral | 2041 | CAPITAL | REPLACEMENT | warehouse | USD/gigalumen_year | us | us | 1.0018e+12
commercial lighting | Lamp: 100W Equivalent CFL Bare Spiral | 2041 | FIXED_OM | NEW | assembly | USD/gigalumen_year | us | us | 22926094929.0648
commercial lighting | Lamp: 100W Equivalent CFL Bare Spiral | 2041 | FIXED_OM | NEW | education | USD/gigalumen_year | us | us | 22926094929.0648
commercial lighting | Lamp: 100W Equivalent CFL Bare Spiral | 2041 | FIXED_OM | NEW | food sales | USD/gigalumen_year | us | us | 22926094929.0648
commercial lighting | Lamp: 100W Equivalent CFL Bare Spiral | 2041 | FIXED_OM | NEW | food service | USD/gigalumen_year | us | us | 22926094929.0648
commercial lighting | Lamp: 100W Equivalent CFL Bare Spiral | 2041 | FIXED_OM | NEW | health | USD/gigalumen_year | us | us | 22926094929.0648
commercial lighting | Lamp: 100W Equivalent CFL Bare Spiral | 2041 | FIXED_OM | NEW | lodging | USD/gigalumen_year | us | us | 22926094929.0648
commercial lighting | Lamp: 100W Equivalent CFL Bare Spiral | 2041 | FIXED_OM | NEW | merc/service | USD/gigalumen_year | us | us | 22926094929.0648
commercial lighting | Lamp: 100W Equivalent CFL Bare Spiral | 2041 | FIXED_OM | NEW | office-large | USD/gigalumen_year | us | us | 22926094929.0648
commercial lighting | Lamp: 100W Equivalent CFL Bare Spiral | 2041 | FIXED_OM | NEW | office-small | USD/gigalumen_year | us | us | 22926094929.0648
commercial lighting | Lamp: 100W Equivalent CFL Bare Spiral | 2041 | FIXED_OM | NEW | other | USD/gigalumen_year | us | us | 22926094929.0648
commercial lighting | Lamp: 100W Equivalent CFL Bare Spiral | 2041 | FIXED_OM | NEW | warehouse | USD/gigalumen_year | us | us | 22926094929.0648
commercial lighting | Lamp: 100W Equivalent CFL Bare Spiral | 2041 | FIXED_OM | REPLACEMENT | assembly | USD/gigalumen_year | us | us | 22926094929.0648
commercial lighting | Lamp: 100W Equivalent CFL Bare Spiral | 2041 | FIXED_OM | REPLACEMENT | education | USD/gigalumen_year | us | us | 22926094929.0648
commercial lighting | Lamp: 100W Equivalent CFL Bare Spiral | 2041 | FIXED_OM | REPLACEMENT | food sales | USD/gigalumen_year | us | us | 22926094929.0648
commercial lighting | Lamp: 100W Equivalent CFL Bare Spiral | 2041 | FIXED_OM | REPLACEMENT | food service | USD/gigalumen_year | us | us | 22926094929.0648
commercial lighting | Lamp: 100W Equivalent CFL Bare Spiral | 2041 | FIXED_OM | REPLACEMENT | health | USD/gigalumen_year | us | us | 22926094929.0648
commercial lighting | Lamp: 100W Equivalent CFL Bare Spiral | 2041 | FIXED_OM | REPLACEMENT | lodging | USD/gigalumen_year | us | us | 22926094929.0648
commercial lighting | Lamp: 100W Equivalent CFL Bare Spiral | 2041 | FIXED_OM | REPLACEMENT | merc/service | USD/gigalumen_year | us | us | 22926094929.0648
commercial lighting | Lamp: 100W Equivalent CFL Bare Spiral | 2041 | FIXED_OM | REPLACEMENT | office-large | USD/gigalumen_year | us | us | 22926094929.0648
commercial lighting | Lamp: 100W Equivalent CFL Bare Spiral | 2041 | FIXED_OM | REPLACEMENT | office-small | USD/gigalumen_year | us | us | 22926094929.0648
commercial lighting | Lamp: 100W Equivalent CFL Bare Spiral | 2041 | FIXED_OM | REPLACEMENT | other | USD/gigalumen_year | us | us | 22926094929.0648
commercial lighting | Lamp: 100W Equivalent CFL Bare Spiral | 2041 | FIXED_OM | REPLACEMENT | warehouse | USD/gigalumen_year | us | us | 22926094929.0648
commercial lighting | Lamp: 100W Equivalent CFL Bare Spiral | 2042 | CAPITAL | NEW | assembly | USD/gigalumen_year | us | us | 1.0018e+12
commercial lighting | Lamp: 100W Equivalent CFL Bare Spiral | 2042 | CAPITAL | NEW | education | USD/gigalumen_year | us | us | 1.0018e+12
commercial lighting | Lamp: 100W Equivalent CFL Bare Spiral | 2042 | CAPITAL | NEW | food sales | USD/gigalumen_year | us | us | 1.0018e+12
commercial lighting | Lamp: 100W Equivalent CFL Bare Spiral | 2042 | CAPITAL | NEW | food service | USD/gigalumen_year | us | us | 1.0018e+12
commercial lighting | Lamp: 100W Equivalent CFL Bare Spiral | 2042 | CAPITAL | NEW | health | USD/gigalumen_year | us | us | 1.0018e+12
commercial lighting | Lamp: 100W Equivalent CFL Bare Spiral | 2042 | CAPITAL | NEW | lodging | USD/gigalumen_year | us | us | 1.0018e+12
commercial lighting | Lamp: 100W Equivalent CFL Bare Spiral | 2042 | CAPITAL | NEW | merc/service | USD/gigalumen_year | us | us | 1.0018e+12
commercial lighting | Lamp: 100W Equivalent CFL Bare Spiral | 2042 | CAPITAL | NEW | office-large | USD/gigalumen_year | us | us | 1.0018e+12
commercial lighting | Lamp: 100W Equivalent CFL Bare Spiral | 2042 | CAPITAL | NEW | office-small | USD/gigalumen_year | us | us | 1.0018e+12
commercial lighting | Lamp: 100W Equivalent CFL Bare Spiral | 2042 | CAPITAL | NEW | other | USD/gigalumen_year | us | us | 1.0018e+12
commercial lighting | Lamp: 100W Equivalent CFL Bare Spiral | 2042 | CAPITAL | NEW | warehouse | USD/gigalumen_year | us | us | 1.0018e+12
commercial lighting | Lamp: 100W Equivalent CFL Bare Spiral | 2042 | CAPITAL | REPLACEMENT | assembly | USD/gigalumen_year | us | us | 1.0018e+12
commercial lighting | Lamp: 100W Equivalent CFL Bare Spiral | 2042 | CAPITAL | REPLACEMENT | education | USD/gigalumen_year | us | us | 1.0018e+12
commercial lighting | Lamp: 100W Equivalent CFL Bare Spiral | 2042 | CAPITAL | REPLACEMENT | food sales | USD/gigalumen_year | us | us | 1.0018e+12
commercial lighting | Lamp: 100W Equivalent CFL Bare Spiral | 2042 | CAPITAL | REPLACEMENT | food service | USD/gigalumen_year | us | us | 1.0018e+12
commercial lighting | Lamp: 100W Equivalent CFL Bare Spiral | 2042 | CAPITAL | REPLACEMENT | health | USD/gigalumen_year | us | us | 1.0018e+12
commercial lighting | Lamp: 100W Equivalent CFL Bare Spiral | 2042 | CAPITAL | REPLACEMENT | lodging | USD/gigalumen_year | us | us | 1.0018e+12
commercial lighting | Lamp: 100W Equivalent CFL Bare Spiral | 2042 | CAPITAL | REPLACEMENT | merc/service | USD/gigalumen_year | us | us | 1.0018e+12
commercial lighting | Lamp: 100W Equivalent CFL Bare Spiral | 2042 | CAPITAL | REPLACEMENT | office-large | USD/gigalumen_year | us | us | 1.0018e+12
commercial lighting | Lamp: 100W Equivalent CFL Bare Spiral | 2042 | CAPITAL | REPLACEMENT | office-small | USD/gigalumen_year | us | us | 1.0018e+12
commercial lighting | Lamp: 100W Equivalent CFL Bare Spiral | 2042 | CAPITAL | REPLACEMENT | other | USD/gigalumen_year | us | us | 1.0018e+12
commercial lighting | Lamp: 100W Equivalent CFL Bare Spiral | 2042 | CAPITAL | REPLACEMENT | warehouse | USD/gigalumen_year | us | us | 1.0018e+12
commercial lighting | Lamp: 100W Equivalent CFL Bare Spiral | 2042 | FIXED_OM | NEW | assembly | USD/gigalumen_year | us | us | 22926094929.0648
commercial lighting | Lamp: 100W Equivalent CFL Bare Spiral | 2042 | FIXED_OM | NEW | education | USD/gigalumen_year | us | us | 22926094929.0648
commercial lighting | Lamp: 100W Equivalent CFL Bare Spiral | 2042 | FIXED_OM | NEW | food sales | USD/gigalumen_year | us | us | 22926094929.0648
commercial lighting | Lamp: 100W Equivalent CFL Bare Spiral | 2042 | FIXED_OM | NEW | food service | USD/gigalumen_year | us | us | 22926094929.0648
commercial lighting | Lamp: 100W Equivalent CFL Bare Spiral | 2042 | FIXED_OM | NEW | health | USD/gigalumen_year | us | us | 22926094929.0648
commercial lighting | Lamp: 100W Equivalent CFL Bare Spiral | 2042 | FIXED_OM | NEW | lodging | USD/gigalumen_year | us | us | 22926094929.0648
commercial lighting | Lamp: 100W Equivalent CFL Bare Spiral | 2042 | FIXED_OM | NEW | merc/service | USD/gigalumen_year | us | us | 22926094929.0648
commercial lighting | Lamp: 100W Equivalent CFL Bare Spiral | 2042 | FIXED_OM | NEW | office-large | USD/gigalumen_year | us | us | 22926094929.0648
commercial lighting | Lamp: 100W Equivalent CFL Bare Spiral | 2042 | FIXED_OM | NEW | office-small | USD/gigalumen_year | us | us | 22926094929.0648
commercial lighting | Lamp: 100W Equivalent CFL Bare Spiral | 2042 | FIXED_OM | NEW | other | USD/gigalumen_year | us | us | 22926094929.0648
commercial lighting | Lamp: 100W Equivalent CFL Bare Spiral | 2042 | FIXED_OM | NEW | warehouse | USD/gigalumen_year | us | us | 22926094929.0648
commercial lighting | Lamp: 100W Equivalent CFL Bare Spiral | 2042 | FIXED_OM | REPLACEMENT | assembly | USD/gigalumen_year | us | us | 22926094929.0648
commercial lighting | Lamp: 100W Equivalent CFL Bare Spiral | 2042 | FIXED_OM | REPLACEMENT | education | USD/gigalumen_year | us | us | 22926094929.0648
commercial lighting | Lamp: 100W Equivalent CFL Bare Spiral | 2042 | FIXED_OM | REPLACEMENT | food sales | USD/gigalumen_year | us | us | 22926094929.0648
commercial lighting | Lamp: 100W Equivalent CFL Bare Spiral | 2042 | FIXED_OM | REPLACEMENT | food service | USD/gigalumen_year | us | us | 22926094929.0648
commercial lighting | Lamp: 100W Equivalent CFL Bare Spiral | 2042 | FIXED_OM | REPLACEMENT | health | USD/gigalumen_year | us | us | 22926094929.0648
commercial lighting | Lamp: 100W Equivalent CFL Bare Spiral | 2042 | FIXED_OM | REPLACEMENT | lodging | USD/gigalumen_year | us | us | 22926094929.0648
commercial lighting | Lamp: 100W Equivalent CFL Bare Spiral | 2042 | FIXED_OM | REPLACEMENT | merc/service | USD/gigalumen_year | us | us | 22926094929.0648
commercial lighting | Lamp: 100W Equivalent CFL Bare Spiral | 2042 | FIXED_OM | REPLACEMENT | office-large | USD/gigalumen_year | us | us | 22926094929.0648
commercial lighting | Lamp: 100W Equivalent CFL Bare Spiral | 2042 | FIXED_OM | REPLACEMENT | office-small | USD/gigalumen_year | us | us | 22926094929.0648
commercial lighting | Lamp: 100W Equivalent CFL Bare Spiral | 2042 | FIXED_OM | REPLACEMENT | other | USD/gigalumen_year | us | us | 22926094929.0648
commercial lighting | Lamp: 100W Equivalent CFL Bare Spiral | 2042 | FIXED_OM | REPLACEMENT | warehouse | USD/gigalumen_year | us | us | 22926094929.0648
commercial lighting | Lamp: 100W Equivalent CFL Bare Spiral | 2043 | CAPITAL | NEW | assembly | USD/gigalumen_year | us | us | 1.0018e+12
commercial lighting | Lamp: 100W Equivalent CFL Bare Spiral | 2043 | CAPITAL | NEW | education | USD/gigalumen_year | us | us | 1.0018e+12
commercial lighting | Lamp: 100W Equivalent CFL Bare Spiral | 2043 | CAPITAL | NEW | food sales | USD/gigalumen_year | us | us | 1.0018e+12
commercial lighting | Lamp: 100W Equivalent CFL Bare Spiral | 2043 | CAPITAL | NEW | food service | USD/gigalumen_year | us | us | 1.0018e+12
commercial lighting | Lamp: 100W Equivalent CFL Bare Spiral | 2043 | CAPITAL | NEW | health | USD/gigalumen_year | us | us | 1.0018e+12
commercial lighting | Lamp: 100W Equivalent CFL Bare Spiral | 2043 | CAPITAL | NEW | lodging | USD/gigalumen_year | us | us | 1.0018e+12
commercial lighting | Lamp: 100W Equivalent CFL Bare Spiral | 2043 | CAPITAL | NEW | merc/service | USD/gigalumen_year | us | us | 1.0018e+12
commercial lighting | Lamp: 100W Equivalent CFL Bare Spiral | 2043 | CAPITAL | NEW | office-large | USD/gigalumen_year | us | us | 1.0018e+12
commercial lighting | Lamp: 100W Equivalent CFL Bare Spiral | 2043 | CAPITAL | NEW | office-small | USD/gigalumen_year | us | us | 1.0018e+12
commercial lighting | Lamp: 100W Equivalent CFL Bare Spiral | 2043 | CAPITAL | NEW | other | USD/gigalumen_year | us | us | 1.0018e+12
commercial lighting | Lamp: 100W Equivalent CFL Bare Spiral | 2043 | CAPITAL | NEW | warehouse | USD/gigalumen_year | us | us | 1.0018e+12
commercial lighting | Lamp: 100W Equivalent CFL Bare Spiral | 2043 | CAPITAL | REPLACEMENT | assembly | USD/gigalumen_year | us | us | 1.0018e+12
commercial lighting | Lamp: 100W Equivalent CFL Bare Spiral | 2043 | CAPITAL | REPLACEMENT | education | USD/gigalumen_year | us | us | 1.0018e+12
commercial lighting | Lamp: 100W Equivalent CFL Bare Spiral | 2043 | CAPITAL | REPLACEMENT | food sales | USD/gigalumen_year | us | us | 1.0018e+12
commercial lighting | Lamp: 100W Equivalent CFL Bare Spiral | 2043 | CAPITAL | REPLACEMENT | food service | USD/gigalumen_year | us | us | 1.0018e+12
commercial lighting | Lamp: 100W Equivalent CFL Bare Spiral | 2043 | CAPITAL | REPLACEMENT | health | USD/gigalumen_year | us | us | 1.0018e+12
commercial lighting | Lamp: 100W Equivalent CFL Bare Spiral | 2043 | CAPITAL | REPLACEMENT | lodging | USD/gigalumen_year | us | us | 1.0018e+12
commercial lighting | Lamp: 100W Equivalent CFL Bare Spiral | 2043 | CAPITAL | REPLACEMENT | merc/service | USD/gigalumen_year | us | us | 1.0018e+12
commercial lighting | Lamp: 100W Equivalent CFL Bare Spiral | 2043 | CAPITAL | REPLACEMENT | office-large | USD/gigalumen_year | us | us | 1.0018e+12
commercial lighting | Lamp: 100W Equivalent CFL Bare Spiral | 2043 | CAPITAL | REPLACEMENT | office-small | USD/gigalumen_year | us | us | 1.0018e+12
commercial lighting | Lamp: 100W Equivalent CFL Bare Spiral | 2043 | CAPITAL | REPLACEMENT | other | USD/gigalumen_year | us | us | 1.0018e+12
commercial lighting | Lamp: 100W Equivalent CFL Bare Spiral | 2043 | CAPITAL | REPLACEMENT | warehouse | USD/gigalumen_year | us | us | 1.0018e+12
commercial lighting | Lamp: 100W Equivalent CFL Bare Spiral | 2043 | FIXED_OM | NEW | assembly | USD/gigalumen_year | us | us | 22926094929.0648
commercial lighting | Lamp: 100W Equivalent CFL Bare Spiral | 2043 | FIXED_OM | NEW | education | USD/gigalumen_year | us | us | 22926094929.0648
commercial lighting | Lamp: 100W Equivalent CFL Bare Spiral | 2043 | FIXED_OM | NEW | food sales | USD/gigalumen_year | us | us | 22926094929.0648
commercial lighting | Lamp: 100W Equivalent CFL Bare Spiral | 2043 | FIXED_OM | NEW | food service | USD/gigalumen_year | us | us | 22926094929.0648
commercial lighting | Lamp: 100W Equivalent CFL Bare Spiral | 2043 | FIXED_OM | NEW | health | USD/gigalumen_year | us | us | 22926094929.0648
commercial lighting | Lamp: 100W Equivalent CFL Bare Spiral | 2043 | FIXED_OM | NEW | lodging | USD/gigalumen_year | us | us | 22926094929.0648
commercial lighting | Lamp: 100W Equivalent CFL Bare Spiral | 2043 | FIXED_OM | NEW | merc/service | USD/gigalumen_year | us | us | 22926094929.0648
commercial lighting | Lamp: 100W Equivalent CFL Bare Spiral | 2043 | FIXED_OM | NEW | office-large | USD/gigalumen_year | us | us | 22926094929.0648
commercial lighting | Lamp: 100W Equivalent CFL Bare Spiral | 2043 | FIXED_OM | NEW | office-small | USD/gigalumen_year | us | us | 22926094929.0648
commercial lighting | Lamp: 100W Equivalent CFL Bare Spiral | 2043 | FIXED_OM | NEW | other | USD/gigalumen_year | us | us | 22926094929.0648
commercial lighting | Lamp: 100W Equivalent CFL Bare Spiral | 2043 | FIXED_OM | NEW | warehouse | USD/gigalumen_year | us | us | 22926094929.0648
commercial lighting | Lamp: 100W Equivalent CFL Bare Spiral | 2043 | FIXED_OM | REPLACEMENT | assembly | USD/gigalumen_year | us | us | 22926094929.0648
commercial lighting | Lamp: 100W Equivalent CFL Bare Spiral | 2043 | FIXED_OM | REPLACEMENT | education | USD/gigalumen_year | us | us | 22926094929.0648
commercial lighting | Lamp: 100W Equivalent CFL Bare Spiral | 2043 | FIXED_OM | REPLACEMENT | food sales | USD/gigalumen_year | us | us | 22926094929.0648
commercial lighting | Lamp: 100W Equivalent CFL Bare Spiral | 2043 | FIXED_OM | REPLACEMENT | food service | USD/gigalumen_year | us | us | 22926094929.0648
commercial lighting | Lamp: 100W Equivalent CFL Bare Spiral | 2043 | FIXED_OM | REPLACEMENT | health | USD/gigalumen_year | us | us | 22926094929.0648
commercial lighting | Lamp: 100W Equivalent CFL Bare Spiral | 2043 | FIXED_OM | REPLACEMENT | lodging | USD/gigalumen_year | us | us | 22926094929.0648
commercial lighting | Lamp: 100W Equivalent CFL Bare Spiral | 2043 | FIXED_OM | REPLACEMENT | merc/service | USD/gigalumen_year | us | us | 22926094929.0648
commercial lighting | Lamp: 100W Equivalent CFL Bare Spiral | 2043 | FIXED_OM | REPLACEMENT | office-large | USD/gigalumen_year | us | us | 22926094929.0648
commercial lighting | Lamp: 100W Equivalent CFL Bare Spiral | 2043 | FIXED_OM | REPLACEMENT | office-small | USD/gigalumen_year | us | us | 22926094929.0648
commercial lighting | Lamp: 100W Equivalent CFL Bare Spiral | 2043 | FIXED_OM | REPLACEMENT | other | USD/gigalumen_year | us | us | 22926094929.0648
commercial lighting | Lamp: 100W Equivalent CFL Bare Spiral | 2043 | FIXED_OM | REPLACEMENT | warehouse | USD/gigalumen_year | us | us | 22926094929.0648
commercial lighting | Lamp: 100W Equivalent CFL Bare Spiral | 2044 | CAPITAL | NEW | assembly | USD/gigalumen_year | us | us | 1.0018e+12
commercial lighting | Lamp: 100W Equivalent CFL Bare Spiral | 2044 | CAPITAL | NEW | education | USD/gigalumen_year | us | us | 1.0018e+12
commercial lighting | Lamp: 100W Equivalent CFL Bare Spiral | 2044 | CAPITAL | NEW | food sales | USD/gigalumen_year | us | us | 1.0018e+12
commercial lighting | Lamp: 100W Equivalent CFL Bare Spiral | 2044 | CAPITAL | NEW | food service | USD/gigalumen_year | us | us | 1.0018e+12
commercial lighting | Lamp: 100W Equivalent CFL Bare Spiral | 2044 | CAPITAL | NEW | health | USD/gigalumen_year | us | us | 1.0018e+12
commercial lighting | Lamp: 100W Equivalent CFL Bare Spiral | 2044 | CAPITAL | NEW | lodging | USD/gigalumen_year | us | us | 1.0018e+12
commercial lighting | Lamp: 100W Equivalent CFL Bare Spiral | 2044 | CAPITAL | NEW | merc/service | USD/gigalumen_year | us | us | 1.0018e+12
commercial lighting | Lamp: 100W Equivalent CFL Bare Spiral | 2044 | CAPITAL | NEW | office-large | USD/gigalumen_year | us | us | 1.0018e+12
commercial lighting | Lamp: 100W Equivalent CFL Bare Spiral | 2044 | CAPITAL | NEW | office-small | USD/gigalumen_year | us | us | 1.0018e+12
commercial lighting | Lamp: 100W Equivalent CFL Bare Spiral | 2044 | CAPITAL | NEW | other | USD/gigalumen_year | us | us | 1.0018e+12
commercial lighting | Lamp: 100W Equivalent CFL Bare Spiral | 2044 | CAPITAL | NEW | warehouse | USD/gigalumen_year | us | us | 1.0018e+12
commercial lighting | Lamp: 100W Equivalent CFL Bare Spiral | 2044 | CAPITAL | REPLACEMENT | assembly | USD/gigalumen_year | us | us | 1.0018e+12
commercial lighting | Lamp: 100W Equivalent CFL Bare Spiral | 2044 | CAPITAL | REPLACEMENT | education | USD/gigalumen_year | us | us | 1.0018e+12
commercial lighting | Lamp: 100W Equivalent CFL Bare Spiral | 2044 | CAPITAL | REPLACEMENT | food sales | USD/gigalumen_year | us | us | 1.0018e+12
commercial lighting | Lamp: 100W Equivalent CFL Bare Spiral | 2044 | CAPITAL | REPLACEMENT | food service | USD/gigalumen_year | us | us | 1.0018e+12
commercial lighting | Lamp: 100W Equivalent CFL Bare Spiral | 2044 | CAPITAL | REPLACEMENT | health | USD/gigalumen_year | us | us | 1.0018e+12
commercial lighting | Lamp: 100W Equivalent CFL Bare Spiral | 2044 | CAPITAL | REPLACEMENT | lodging | USD/gigalumen_year | us | us | 1.0018e+12
commercial lighting | Lamp: 100W Equivalent CFL Bare Spiral | 2044 | CAPITAL | REPLACEMENT | merc/service | USD/gigalumen_year | us | us | 1.0018e+12
commercial lighting | Lamp: 100W Equivalent CFL Bare Spiral | 2044 | CAPITAL | REPLACEMENT | office-large | USD/gigalumen_year | us | us | 1.0018e+12
commercial lighting | Lamp: 100W Equivalent CFL Bare Spiral | 2044 | CAPITAL | REPLACEMENT | office-small | USD/gigalumen_year | us | us | 1.0018e+12
commercial lighting | Lamp: 100W Equivalent CFL Bare Spiral | 2044 | CAPITAL | REPLACEMENT | other | USD/gigalumen_year | us | us | 1.0018e+12
commercial lighting | Lamp: 100W Equivalent CFL Bare Spiral | 2044 | CAPITAL | REPLACEMENT | warehouse | USD/gigalumen_year | us | us | 1.0018e+12
commercial lighting | Lamp: 100W Equivalent CFL Bare Spiral | 2044 | FIXED_OM | NEW | assembly | USD/gigalumen_year | us | us | 22926094929.0648
commercial lighting | Lamp: 100W Equivalent CFL Bare Spiral | 2044 | FIXED_OM | NEW | education | USD/gigalumen_year | us | us | 22926094929.0648
commercial lighting | Lamp: 100W Equivalent CFL Bare Spiral | 2044 | FIXED_OM | NEW | food sales | USD/gigalumen_year | us | us | 22926094929.0648
commercial lighting | Lamp: 100W Equivalent CFL Bare Spiral | 2044 | FIXED_OM | NEW | food service | USD/gigalumen_year | us | us | 22926094929.0648
commercial lighting | Lamp: 100W Equivalent CFL Bare Spiral | 2044 | FIXED_OM | NEW | health | USD/gigalumen_year | us | us | 22926094929.0648
commercial lighting | Lamp: 100W Equivalent CFL Bare Spiral | 2044 | FIXED_OM | NEW | lodging | USD/gigalumen_year | us | us | 22926094929.0648
commercial lighting | Lamp: 100W Equivalent CFL Bare Spiral | 2044 | FIXED_OM | NEW | merc/service | USD/gigalumen_year | us | us | 22926094929.0648
commercial lighting | Lamp: 100W Equivalent CFL Bare Spiral | 2044 | FIXED_OM | NEW | office-large | USD/gigalumen_year | us | us | 22926094929.0648
commercial lighting | Lamp: 100W Equivalent CFL Bare Spiral | 2044 | FIXED_OM | NEW | office-small | USD/gigalumen_year | us | us | 22926094929.0648
commercial lighting | Lamp: 100W Equivalent CFL Bare Spiral | 2044 | FIXED_OM | NEW | other | USD/gigalumen_year | us | us | 22926094929.0648
commercial lighting | Lamp: 100W Equivalent CFL Bare Spiral | 2044 | FIXED_OM | NEW | warehouse | USD/gigalumen_year | us | us | 22926094929.0648
commercial lighting | Lamp: 100W Equivalent CFL Bare Spiral | 2044 | FIXED_OM | REPLACEMENT | assembly | USD/gigalumen_year | us | us | 22926094929.0648
commercial lighting | Lamp: 100W Equivalent CFL Bare Spiral | 2044 | FIXED_OM | REPLACEMENT | education | USD/gigalumen_year | us | us | 22926094929.0648
commercial lighting | Lamp: 100W Equivalent CFL Bare Spiral | 2044 | FIXED_OM | REPLACEMENT | food sales | USD/gigalumen_year | us | us | 22926094929.0648
commercial lighting | Lamp: 100W Equivalent CFL Bare Spiral | 2044 | FIXED_OM | REPLACEMENT | food service | USD/gigalumen_year | us | us | 22926094929.0648
commercial lighting | Lamp: 100W Equivalent CFL Bare Spiral | 2044 | FIXED_OM | REPLACEMENT | health | USD/gigalumen_year | us | us | 22926094929.0648
commercial lighting | Lamp: 100W Equivalent CFL Bare Spiral | 2044 | FIXED_OM | REPLACEMENT | lodging | USD/gigalumen_year | us | us | 22926094929.0648
commercial lighting | Lamp: 100W Equivalent CFL Bare Spiral | 2044 | FIXED_OM | REPLACEMENT | merc/service | USD/gigalumen_year | us | us | 22926094929.0648
commercial lighting | Lamp: 100W Equivalent CFL Bare Spiral | 2044 | FIXED_OM | REPLACEMENT | office-large | USD/gigalumen_year | us | us | 22926094929.0648
commercial lighting | Lamp: 100W Equivalent CFL Bare Spiral | 2044 | FIXED_OM | REPLACEMENT | office-small | USD/gigalumen_year | us | us | 22926094929.0648
commercial lighting | Lamp: 100W Equivalent CFL Bare Spiral | 2044 | FIXED_OM | REPLACEMENT | other | USD/gigalumen_year | us | us | 22926094929.0648
commercial lighting | Lamp: 100W Equivalent CFL Bare Spiral | 2044 | FIXED_OM | REPLACEMENT | warehouse | USD/gigalumen_year | us | us | 22926094929.0648
commercial lighting | Lamp: 100W Equivalent CFL Bare Spiral | 2045 | CAPITAL | NEW | assembly | USD/gigalumen_year | us | us | 1.0018e+12
commercial lighting | Lamp: 100W Equivalent CFL Bare Spiral | 2045 | CAPITAL | NEW | education | USD/gigalumen_year | us | us | 1.0018e+12
commercial lighting | Lamp: 100W Equivalent CFL Bare Spiral | 2045 | CAPITAL | NEW | food sales | USD/gigalumen_year | us | us | 1.0018e+12
commercial lighting | Lamp: 100W Equivalent CFL Bare Spiral | 2045 | CAPITAL | NEW | food service | USD/gigalumen_year | us | us | 1.0018e+12
commercial lighting | Lamp: 100W Equivalent CFL Bare Spiral | 2045 | CAPITAL | NEW | health | USD/gigalumen_year | us | us | 1.0018e+12
commercial lighting | Lamp: 100W Equivalent CFL Bare Spiral | 2045 | CAPITAL | NEW | lodging | USD/gigalumen_year | us | us | 1.0018e+12
commercial lighting | Lamp: 100W Equivalent CFL Bare Spiral | 2045 | CAPITAL | NEW | merc/service | USD/gigalumen_year | us | us | 1.0018e+12
commercial lighting | Lamp: 100W Equivalent CFL Bare Spiral | 2045 | CAPITAL | NEW | office-large | USD/gigalumen_year | us | us | 1.0018e+12
commercial lighting | Lamp: 100W Equivalent CFL Bare Spiral | 2045 | CAPITAL | NEW | office-small | USD/gigalumen_year | us | us | 1.0018e+12
commercial lighting | Lamp: 100W Equivalent CFL Bare Spiral | 2045 | CAPITAL | NEW | other | USD/gigalumen_year | us | us | 1.0018e+12
commercial lighting | Lamp: 100W Equivalent CFL Bare Spiral | 2045 | CAPITAL | NEW | warehouse | USD/gigalumen_year | us | us | 1.0018e+12
commercial lighting | Lamp: 100W Equivalent CFL Bare Spiral | 2045 | CAPITAL | REPLACEMENT | assembly | USD/gigalumen_year | us | us | 1.0018e+12
commercial lighting | Lamp: 100W Equivalent CFL Bare Spiral | 2045 | CAPITAL | REPLACEMENT | education | USD/gigalumen_year | us | us | 1.0018e+12
commercial lighting | Lamp: 100W Equivalent CFL Bare Spiral | 2045 | CAPITAL | REPLACEMENT | food sales | USD/gigalumen_year | us | us | 1.0018e+12
commercial lighting | Lamp: 100W Equivalent CFL Bare Spiral | 2045 | CAPITAL | REPLACEMENT | food service | USD/gigalumen_year | us | us | 1.0018e+12
commercial lighting | Lamp: 100W Equivalent CFL Bare Spiral | 2045 | CAPITAL | REPLACEMENT | health | USD/gigalumen_year | us | us | 1.0018e+12
commercial lighting | Lamp: 100W Equivalent CFL Bare Spiral | 2045 | CAPITAL | REPLACEMENT | lodging | USD/gigalumen_year | us | us | 1.0018e+12
commercial lighting | Lamp: 100W Equivalent CFL Bare Spiral | 2045 | CAPITAL | REPLACEMENT | merc/service | USD/gigalumen_year | us | us | 1.0018e+12
commercial lighting | Lamp: 100W Equivalent CFL Bare Spiral | 2045 | CAPITAL | REPLACEMENT | office-large | USD/gigalumen_year | us | us | 1.0018e+12
commercial lighting | Lamp: 100W Equivalent CFL Bare Spiral | 2045 | CAPITAL | REPLACEMENT | office-small | USD/gigalumen_year | us | us | 1.0018e+12
commercial lighting | Lamp: 100W Equivalent CFL Bare Spiral | 2045 | CAPITAL | REPLACEMENT | other | USD/gigalumen_year | us | us | 1.0018e+12
commercial lighting | Lamp: 100W Equivalent CFL Bare Spiral | 2045 | CAPITAL | REPLACEMENT | warehouse | USD/gigalumen_year | us | us | 1.0018e+12
commercial lighting | Lamp: 100W Equivalent CFL Bare Spiral | 2045 | FIXED_OM | NEW | assembly | USD/gigalumen_year | us | us | 22926094929.0648
commercial lighting | Lamp: 100W Equivalent CFL Bare Spiral | 2045 | FIXED_OM | NEW | education | USD/gigalumen_year | us | us | 22926094929.0648
commercial lighting | Lamp: 100W Equivalent CFL Bare Spiral | 2045 | FIXED_OM | NEW | food sales | USD/gigalumen_year | us | us | 22926094929.0648
commercial lighting | Lamp: 100W Equivalent CFL Bare Spiral | 2045 | FIXED_OM | NEW | food service | USD/gigalumen_year | us | us | 22926094929.0648
commercial lighting | Lamp: 100W Equivalent CFL Bare Spiral | 2045 | FIXED_OM | NEW | health | USD/gigalumen_year | us | us | 22926094929.0648
commercial lighting | Lamp: 100W Equivalent CFL Bare Spiral | 2045 | FIXED_OM | NEW | lodging | USD/gigalumen_year | us | us | 22926094929.0648
commercial lighting | Lamp: 100W Equivalent CFL Bare Spiral | 2045 | FIXED_OM | NEW | merc/service | USD/gigalumen_year | us | us | 22926094929.0648
commercial lighting | Lamp: 100W Equivalent CFL Bare Spiral | 2045 | FIXED_OM | NEW | office-large | USD/gigalumen_year | us | us | 22926094929.0648
commercial lighting | Lamp: 100W Equivalent CFL Bare Spiral | 2045 | FIXED_OM | NEW | office-small | USD/gigalumen_year | us | us | 22926094929.0648
commercial lighting | Lamp: 100W Equivalent CFL Bare Spiral | 2045 | FIXED_OM | NEW | other | USD/gigalumen_year | us | us | 22926094929.0648
commercial lighting | Lamp: 100W Equivalent CFL Bare Spiral | 2045 | FIXED_OM | NEW | warehouse | USD/gigalumen_year | us | us | 22926094929.0648
commercial lighting | Lamp: 100W Equivalent CFL Bare Spiral | 2045 | FIXED_OM | REPLACEMENT | assembly | USD/gigalumen_year | us | us | 22926094929.0648
commercial lighting | Lamp: 100W Equivalent CFL Bare Spiral | 2045 | FIXED_OM | REPLACEMENT | education | USD/gigalumen_year | us | us | 22926094929.0648
commercial lighting | Lamp: 100W Equivalent CFL Bare Spiral | 2045 | FIXED_OM | REPLACEMENT | food sales | USD/gigalumen_year | us | us | 22926094929.0648
commercial lighting | Lamp: 100W Equivalent CFL Bare Spiral | 2045 | FIXED_OM | REPLACEMENT | food service | USD/gigalumen_year | us | us | 22926094929.0648
commercial lighting | Lamp: 100W Equivalent CFL Bare Spiral | 2045 | FIXED_OM | REPLACEMENT | health | USD/gigalumen_year | us | us | 22926094929.0648
commercial lighting | Lamp: 100W Equivalent CFL Bare Spiral | 2045 | FIXED_OM | REPLACEMENT | lodging | USD/gigalumen_year | us | us | 22926094929.0648
commercial lighting | Lamp: 100W Equivalent CFL Bare Spiral | 2045 | FIXED_OM | REPLACEMENT | merc/service | USD/gigalumen_year | us | us | 22926094929.0648
commercial lighting | Lamp: 100W Equivalent CFL Bare Spiral | 2045 | FIXED_OM | REPLACEMENT | office-large | USD/gigalumen_year | us | us | 22926094929.0648
commercial lighting | Lamp: 100W Equivalent CFL Bare Spiral | 2045 | FIXED_OM | REPLACEMENT | office-small | USD/gigalumen_year | us | us | 22926094929.0648
commercial lighting | Lamp: 100W Equivalent CFL Bare Spiral | 2045 | FIXED_OM | REPLACEMENT | other | USD/gigalumen_year | us | us | 22926094929.0648
commercial lighting | Lamp: 100W Equivalent CFL Bare Spiral | 2045 | FIXED_OM | REPLACEMENT | warehouse | USD/gigalumen_year | us | us | 22926094929.0648
commercial lighting | Lamp: 100W Equivalent CFL Bare Spiral | 2046 | CAPITAL | NEW | assembly | USD/gigalumen_year | us | us | 1.0018e+12
commercial lighting | Lamp: 100W Equivalent CFL Bare Spiral | 2046 | CAPITAL | NEW | education | USD/gigalumen_year | us | us | 1.0018e+12
commercial lighting | Lamp: 100W Equivalent CFL Bare Spiral | 2046 | CAPITAL | NEW | food sales | USD/gigalumen_year | us | us | 1.0018e+12
commercial lighting | Lamp: 100W Equivalent CFL Bare Spiral | 2046 | CAPITAL | NEW | food service | USD/gigalumen_year | us | us | 1.0018e+12
commercial lighting | Lamp: 100W Equivalent CFL Bare Spiral | 2046 | CAPITAL | NEW | health | USD/gigalumen_year | us | us | 1.0018e+12
commercial lighting | Lamp: 100W Equivalent CFL Bare Spiral | 2046 | CAPITAL | NEW | lodging | USD/gigalumen_year | us | us | 1.0018e+12
commercial lighting | Lamp: 100W Equivalent CFL Bare Spiral | 2046 | CAPITAL | NEW | merc/service | USD/gigalumen_year | us | us | 1.0018e+12
commercial lighting | Lamp: 100W Equivalent CFL Bare Spiral | 2046 | CAPITAL | NEW | office-large | USD/gigalumen_year | us | us | 1.0018e+12
commercial lighting | Lamp: 100W Equivalent CFL Bare Spiral | 2046 | CAPITAL | NEW | office-small | USD/gigalumen_year | us | us | 1.0018e+12
commercial lighting | Lamp: 100W Equivalent CFL Bare Spiral | 2046 | CAPITAL | NEW | other | USD/gigalumen_year | us | us | 1.0018e+12
commercial lighting | Lamp: 100W Equivalent CFL Bare Spiral | 2046 | CAPITAL | NEW | warehouse | USD/gigalumen_year | us | us | 1.0018e+12
commercial lighting | Lamp: 100W Equivalent CFL Bare Spiral | 2046 | CAPITAL | REPLACEMENT | assembly | USD/gigalumen_year | us | us | 1.0018e+12
commercial lighting | Lamp: 100W Equivalent CFL Bare Spiral | 2046 | CAPITAL | REPLACEMENT | education | USD/gigalumen_year | us | us | 1.0018e+12
commercial lighting | Lamp: 100W Equivalent CFL Bare Spiral | 2046 | CAPITAL | REPLACEMENT | food sales | USD/gigalumen_year | us | us | 1.0018e+12
commercial lighting | Lamp: 100W Equivalent CFL Bare Spiral | 2046 | CAPITAL | REPLACEMENT | food service | USD/gigalumen_year | us | us | 1.0018e+12
commercial lighting | Lamp: 100W Equivalent CFL Bare Spiral | 2046 | CAPITAL | REPLACEMENT | health | USD/gigalumen_year | us | us | 1.0018e+12
commercial lighting | Lamp: 100W Equivalent CFL Bare Spiral | 2046 | CAPITAL | REPLACEMENT | lodging | USD/gigalumen_year | us | us | 1.0018e+12
commercial lighting | Lamp: 100W Equivalent CFL Bare Spiral | 2046 | CAPITAL | REPLACEMENT | merc/service | USD/gigalumen_year | us | us | 1.0018e+12
commercial lighting | Lamp: 100W Equivalent CFL Bare Spiral | 2046 | CAPITAL | REPLACEMENT | office-large | USD/gigalumen_year | us | us | 1.0018e+12
commercial lighting | Lamp: 100W Equivalent CFL Bare Spiral | 2046 | CAPITAL | REPLACEMENT | office-small | USD/gigalumen_year | us | us | 1.0018e+12
commercial lighting | Lamp: 100W Equivalent CFL Bare Spiral | 2046 | CAPITAL | REPLACEMENT | other | USD/gigalumen_year | us | us | 1.0018e+12
commercial lighting | Lamp: 100W Equivalent CFL Bare Spiral | 2046 | CAPITAL | REPLACEMENT | warehouse | USD/gigalumen_year | us | us | 1.0018e+12
commercial lighting | Lamp: 100W Equivalent CFL Bare Spiral | 2046 | FIXED_OM | NEW | assembly | USD/gigalumen_year | us | us | 22926094929.0648
commercial lighting | Lamp: 100W Equivalent CFL Bare Spiral | 2046 | FIXED_OM | NEW | education | USD/gigalumen_year | us | us | 22926094929.0648
commercial lighting | Lamp: 100W Equivalent CFL Bare Spiral | 2046 | FIXED_OM | NEW | food sales | USD/gigalumen_year | us | us | 22926094929.0648
commercial lighting | Lamp: 100W Equivalent CFL Bare Spiral | 2046 | FIXED_OM | NEW | food service | USD/gigalumen_year | us | us | 22926094929.0648
commercial lighting | Lamp: 100W Equivalent CFL Bare Spiral | 2046 | FIXED_OM | NEW | health | USD/gigalumen_year | us | us | 22926094929.0648
commercial lighting | Lamp: 100W Equivalent CFL Bare Spiral | 2046 | FIXED_OM | NEW | lodging | USD/gigalumen_year | us | us | 22926094929.0648
commercial lighting | Lamp: 100W Equivalent CFL Bare Spiral | 2046 | FIXED_OM | NEW | merc/service | USD/gigalumen_year | us | us | 22926094929.0648
commercial lighting | Lamp: 100W Equivalent CFL Bare Spiral | 2046 | FIXED_OM | NEW | office-large | USD/gigalumen_year | us | us | 22926094929.0648
commercial lighting | Lamp: 100W Equivalent CFL Bare Spiral | 2046 | FIXED_OM | NEW | office-small | USD/gigalumen_year | us | us | 22926094929.0648
commercial lighting | Lamp: 100W Equivalent CFL Bare Spiral | 2046 | FIXED_OM | NEW | other | USD/gigalumen_year | us | us | 22926094929.0648
commercial lighting | Lamp: 100W Equivalent CFL Bare Spiral | 2046 | FIXED_OM | NEW | warehouse | USD/gigalumen_year | us | us | 22926094929.0648
commercial lighting | Lamp: 100W Equivalent CFL Bare Spiral | 2046 | FIXED_OM | REPLACEMENT | assembly | USD/gigalumen_year | us | us | 22926094929.0648
commercial lighting | Lamp: 100W Equivalent CFL Bare Spiral | 2046 | FIXED_OM | REPLACEMENT | education | USD/gigalumen_year | us | us | 22926094929.0648
commercial lighting | Lamp: 100W Equivalent CFL Bare Spiral | 2046 | FIXED_OM | REPLACEMENT | food sales | USD/gigalumen_year | us | us | 22926094929.0648
commercial lighting | Lamp: 100W Equivalent CFL Bare Spiral | 2046 | FIXED_OM | REPLACEMENT | food service | USD/gigalumen_year | us | us | 22926094929.0648
commercial lighting | Lamp: 100W Equivalent CFL Bare Spiral | 2046 | FIXED_OM | REPLACEMENT | health | USD/gigalumen_year | us | us | 22926094929.0648
commercial lighting | Lamp: 100W Equivalent CFL Bare Spiral | 2046 | FIXED_OM | REPLACEMENT | lodging | USD/gigalumen_year | us | us | 22926094929.0648
commercial lighting | Lamp: 100W Equivalent CFL Bare Spiral | 2046 | FIXED_OM | REPLACEMENT | merc/service | USD/gigalumen_year | us | us | 22926094929.0648
commercial lighting | Lamp: 100W Equivalent CFL Bare Spiral | 2046 | FIXED_OM | REPLACEMENT | office-large | USD/gigalumen_year | us | us | 22926094929.0648
commercial lighting | Lamp: 100W Equivalent CFL Bare Spiral | 2046 | FIXED_OM | REPLACEMENT | office-small | USD/gigalumen_year | us | us | 22926094929.0648
commercial lighting | Lamp: 100W Equivalent CFL Bare Spiral | 2046 | FIXED_OM | REPLACEMENT | other | USD/gigalumen_year | us | us | 22926094929.0648
commercial lighting | Lamp: 100W Equivalent CFL Bare Spiral | 2046 | FIXED_OM | REPLACEMENT | warehouse | USD/gigalumen_year | us | us | 22926094929.0648
commercial lighting | Lamp: 100W Equivalent CFL Bare Spiral | 2047 | CAPITAL | NEW | assembly | USD/gigalumen_year | us | us | 1.0018e+12
commercial lighting | Lamp: 100W Equivalent CFL Bare Spiral | 2047 | CAPITAL | NEW | education | USD/gigalumen_year | us | us | 1.0018e+12
commercial lighting | Lamp: 100W Equivalent CFL Bare Spiral | 2047 | CAPITAL | NEW | food sales | USD/gigalumen_year | us | us | 1.0018e+12
commercial lighting | Lamp: 100W Equivalent CFL Bare Spiral | 2047 | CAPITAL | NEW | food service | USD/gigalumen_year | us | us | 1.0018e+12
commercial lighting | Lamp: 100W Equivalent CFL Bare Spiral | 2047 | CAPITAL | NEW | health | USD/gigalumen_year | us | us | 1.0018e+12
commercial lighting | Lamp: 100W Equivalent CFL Bare Spiral | 2047 | CAPITAL | NEW | lodging | USD/gigalumen_year | us | us | 1.0018e+12
commercial lighting | Lamp: 100W Equivalent CFL Bare Spiral | 2047 | CAPITAL | NEW | merc/service | USD/gigalumen_year | us | us | 1.0018e+12
commercial lighting | Lamp: 100W Equivalent CFL Bare Spiral | 2047 | CAPITAL | NEW | office-large | USD/gigalumen_year | us | us | 1.0018e+12
commercial lighting | Lamp: 100W Equivalent CFL Bare Spiral | 2047 | CAPITAL | NEW | office-small | USD/gigalumen_year | us | us | 1.0018e+12
commercial lighting | Lamp: 100W Equivalent CFL Bare Spiral | 2047 | CAPITAL | NEW | other | USD/gigalumen_year | us | us | 1.0018e+12
commercial lighting | Lamp: 100W Equivalent CFL Bare Spiral | 2047 | CAPITAL | NEW | warehouse | USD/gigalumen_year | us | us | 1.0018e+12
commercial lighting | Lamp: 100W Equivalent CFL Bare Spiral | 2047 | CAPITAL | REPLACEMENT | assembly | USD/gigalumen_year | us | us | 1.0018e+12
commercial lighting | Lamp: 100W Equivalent CFL Bare Spiral | 2047 | CAPITAL | REPLACEMENT | education | USD/gigalumen_year | us | us | 1.0018e+12
commercial lighting | Lamp: 100W Equivalent CFL Bare Spiral | 2047 | CAPITAL | REPLACEMENT | food sales | USD/gigalumen_year | us | us | 1.0018e+12
commercial lighting | Lamp: 100W Equivalent CFL Bare Spiral | 2047 | CAPITAL | REPLACEMENT | food service | USD/gigalumen_year | us | us | 1.0018e+12
commercial lighting | Lamp: 100W Equivalent CFL Bare Spiral | 2047 | CAPITAL | REPLACEMENT | health | USD/gigalumen_year | us | us | 1.0018e+12
commercial lighting | Lamp: 100W Equivalent CFL Bare Spiral | 2047 | CAPITAL | REPLACEMENT | lodging | USD/gigalumen_year | us | us | 1.0018e+12
commercial lighting | Lamp: 100W Equivalent CFL Bare Spiral | 2047 | CAPITAL | REPLACEMENT | merc/service | USD/gigalumen_year | us | us | 1.0018e+12
commercial lighting | Lamp: 100W Equivalent CFL Bare Spiral | 2047 | CAPITAL | REPLACEMENT | office-large | USD/gigalumen_year | us | us | 1.0018e+12
commercial lighting | Lamp: 100W Equivalent CFL Bare Spiral | 2047 | CAPITAL | REPLACEMENT | office-small | USD/gigalumen_year | us | us | 1.0018e+12
commercial lighting | Lamp: 100W Equivalent CFL Bare Spiral | 2047 | CAPITAL | REPLACEMENT | other | USD/gigalumen_year | us | us | 1.0018e+12
commercial lighting | Lamp: 100W Equivalent CFL Bare Spiral | 2047 | CAPITAL | REPLACEMENT | warehouse | USD/gigalumen_year | us | us | 1.0018e+12
commercial lighting | Lamp: 100W Equivalent CFL Bare Spiral | 2047 | FIXED_OM | NEW | assembly | USD/gigalumen_year | us | us | 22926094929.0648
commercial lighting | Lamp: 100W Equivalent CFL Bare Spiral | 2047 | FIXED_OM | NEW | education | USD/gigalumen_year | us | us | 22926094929.0648
commercial lighting | Lamp: 100W Equivalent CFL Bare Spiral | 2047 | FIXED_OM | NEW | food sales | USD/gigalumen_year | us | us | 22926094929.0648
commercial lighting | Lamp: 100W Equivalent CFL Bare Spiral | 2047 | FIXED_OM | NEW | food service | USD/gigalumen_year | us | us | 22926094929.0648
commercial lighting | Lamp: 100W Equivalent CFL Bare Spiral | 2047 | FIXED_OM | NEW | health | USD/gigalumen_year | us | us | 22926094929.0648
commercial lighting | Lamp: 100W Equivalent CFL Bare Spiral | 2047 | FIXED_OM | NEW | lodging | USD/gigalumen_year | us | us | 22926094929.0648
commercial lighting | Lamp: 100W Equivalent CFL Bare Spiral | 2047 | FIXED_OM | NEW | merc/service | USD/gigalumen_year | us | us | 22926094929.0648
commercial lighting | Lamp: 100W Equivalent CFL Bare Spiral | 2047 | FIXED_OM | NEW | office-large | USD/gigalumen_year | us | us | 22926094929.0648
commercial lighting | Lamp: 100W Equivalent CFL Bare Spiral | 2047 | FIXED_OM | NEW | office-small | USD/gigalumen_year | us | us | 22926094929.0648
commercial lighting | Lamp: 100W Equivalent CFL Bare Spiral | 2047 | FIXED_OM | NEW | other | USD/gigalumen_year | us | us | 22926094929.0648
commercial lighting | Lamp: 100W Equivalent CFL Bare Spiral | 2047 | FIXED_OM | NEW | warehouse | USD/gigalumen_year | us | us | 22926094929.0648
commercial lighting | Lamp: 100W Equivalent CFL Bare Spiral | 2047 | FIXED_OM | REPLACEMENT | assembly | USD/gigalumen_year | us | us | 22926094929.0648
commercial lighting | Lamp: 100W Equivalent CFL Bare Spiral | 2047 | FIXED_OM | REPLACEMENT | education | USD/gigalumen_year | us | us | 22926094929.0648
commercial lighting | Lamp: 100W Equivalent CFL Bare Spiral | 2047 | FIXED_OM | REPLACEMENT | food sales | USD/gigalumen_year | us | us | 22926094929.0648
commercial lighting | Lamp: 100W Equivalent CFL Bare Spiral | 2047 | FIXED_OM | REPLACEMENT | food service | USD/gigalumen_year | us | us | 22926094929.0648
commercial lighting | Lamp: 100W Equivalent CFL Bare Spiral | 2047 | FIXED_OM | REPLACEMENT | health | USD/gigalumen_year | us | us | 22926094929.0648
commercial lighting | Lamp: 100W Equivalent CFL Bare Spiral | 2047 | FIXED_OM | REPLACEMENT | lodging | USD/gigalumen_year | us | us | 22926094929.0648
commercial lighting | Lamp: 100W Equivalent CFL Bare Spiral | 2047 | FIXED_OM | REPLACEMENT | merc/service | USD/gigalumen_year | us | us | 22926094929.0648
commercial lighting | Lamp: 100W Equivalent CFL Bare Spiral | 2047 | FIXED_OM | REPLACEMENT | office-large | USD/gigalumen_year | us | us | 22926094929.0648
commercial lighting | Lamp: 100W Equivalent CFL Bare Spiral | 2047 | FIXED_OM | REPLACEMENT | office-small | USD/gigalumen_year | us | us | 22926094929.0648
commercial lighting | Lamp: 100W Equivalent CFL Bare Spiral | 2047 | FIXED_OM | REPLACEMENT | other | USD/gigalumen_year | us | us | 22926094929.0648
commercial lighting | Lamp: 100W Equivalent CFL Bare Spiral | 2047 | FIXED_OM | REPLACEMENT | warehouse | USD/gigalumen_year | us | us | 22926094929.0648
commercial lighting | Lamp: 100W Equivalent CFL Bare Spiral | 2048 | CAPITAL | NEW | assembly | USD/gigalumen_year | us | us | 1.0018e+12
commercial lighting | Lamp: 100W Equivalent CFL Bare Spiral | 2048 | CAPITAL | NEW | education | USD/gigalumen_year | us | us | 1.0018e+12
commercial lighting | Lamp: 100W Equivalent CFL Bare Spiral | 2048 | CAPITAL | NEW | food sales | USD/gigalumen_year | us | us | 1.0018e+12
commercial lighting | Lamp: 100W Equivalent CFL Bare Spiral | 2048 | CAPITAL | NEW | food service | USD/gigalumen_year | us | us | 1.0018e+12
commercial lighting | Lamp: 100W Equivalent CFL Bare Spiral | 2048 | CAPITAL | NEW | health | USD/gigalumen_year | us | us | 1.0018e+12
commercial lighting | Lamp: 100W Equivalent CFL Bare Spiral | 2048 | CAPITAL | NEW | lodging | USD/gigalumen_year | us | us | 1.0018e+12
commercial lighting | Lamp: 100W Equivalent CFL Bare Spiral | 2048 | CAPITAL | NEW | merc/service | USD/gigalumen_year | us | us | 1.0018e+12
commercial lighting | Lamp: 100W Equivalent CFL Bare Spiral | 2048 | CAPITAL | NEW | office-large | USD/gigalumen_year | us | us | 1.0018e+12
commercial lighting | Lamp: 100W Equivalent CFL Bare Spiral | 2048 | CAPITAL | NEW | office-small | USD/gigalumen_year | us | us | 1.0018e+12
commercial lighting | Lamp: 100W Equivalent CFL Bare Spiral | 2048 | CAPITAL | NEW | other | USD/gigalumen_year | us | us | 1.0018e+12
commercial lighting | Lamp: 100W Equivalent CFL Bare Spiral | 2048 | CAPITAL | NEW | warehouse | USD/gigalumen_year | us | us | 1.0018e+12
commercial lighting | Lamp: 100W Equivalent CFL Bare Spiral | 2048 | CAPITAL | REPLACEMENT | assembly | USD/gigalumen_year | us | us | 1.0018e+12
commercial lighting | Lamp: 100W Equivalent CFL Bare Spiral | 2048 | CAPITAL | REPLACEMENT | education | USD/gigalumen_year | us | us | 1.0018e+12
commercial lighting | Lamp: 100W Equivalent CFL Bare Spiral | 2048 | CAPITAL | REPLACEMENT | food sales | USD/gigalumen_year | us | us | 1.0018e+12
commercial lighting | Lamp: 100W Equivalent CFL Bare Spiral | 2048 | CAPITAL | REPLACEMENT | food service | USD/gigalumen_year | us | us | 1.0018e+12
commercial lighting | Lamp: 100W Equivalent CFL Bare Spiral | 2048 | CAPITAL | REPLACEMENT | health | USD/gigalumen_year | us | us | 1.0018e+12
commercial lighting | Lamp: 100W Equivalent CFL Bare Spiral | 2048 | CAPITAL | REPLACEMENT | lodging | USD/gigalumen_year | us | us | 1.0018e+12
commercial lighting | Lamp: 100W Equivalent CFL Bare Spiral | 2048 | CAPITAL | REPLACEMENT | merc/service | USD/gigalumen_year | us | us | 1.0018e+12
commercial lighting | Lamp: 100W Equivalent CFL Bare Spiral | 2048 | CAPITAL | REPLACEMENT | office-large | USD/gigalumen_year | us | us | 1.0018e+12
commercial lighting | Lamp: 100W Equivalent CFL Bare Spiral | 2048 | CAPITAL | REPLACEMENT | office-small | USD/gigalumen_year | us | us | 1.0018e+12
commercial lighting | Lamp: 100W Equivalent CFL Bare Spiral | 2048 | CAPITAL | REPLACEMENT | other | USD/gigalumen_year | us | us | 1.0018e+12
commercial lighting | Lamp: 100W Equivalent CFL Bare Spiral | 2048 | CAPITAL | REPLACEMENT | warehouse | USD/gigalumen_year | us | us | 1.0018e+12
commercial lighting | Lamp: 100W Equivalent CFL Bare Spiral | 2048 | FIXED_OM | NEW | assembly | USD/gigalumen_year | us | us | 22926094929.0648
commercial lighting | Lamp: 100W Equivalent CFL Bare Spiral | 2048 | FIXED_OM | NEW | education | USD/gigalumen_year | us | us | 22926094929.0648
commercial lighting | Lamp: 100W Equivalent CFL Bare Spiral | 2048 | FIXED_OM | NEW | food sales | USD/gigalumen_year | us | us | 22926094929.0648
commercial lighting | Lamp: 100W Equivalent CFL Bare Spiral | 2048 | FIXED_OM | NEW | food service | USD/gigalumen_year | us | us | 22926094929.0648
commercial lighting | Lamp: 100W Equivalent CFL Bare Spiral | 2048 | FIXED_OM | NEW | health | USD/gigalumen_year | us | us | 22926094929.0648
commercial lighting | Lamp: 100W Equivalent CFL Bare Spiral | 2048 | FIXED_OM | NEW | lodging | USD/gigalumen_year | us | us | 22926094929.0648
commercial lighting | Lamp: 100W Equivalent CFL Bare Spiral | 2048 | FIXED_OM | NEW | merc/service | USD/gigalumen_year | us | us | 22926094929.0648
commercial lighting | Lamp: 100W Equivalent CFL Bare Spiral | 2048 | FIXED_OM | NEW | office-large | USD/gigalumen_year | us | us | 22926094929.0648
commercial lighting | Lamp: 100W Equivalent CFL Bare Spiral | 2048 | FIXED_OM | NEW | office-small | USD/gigalumen_year | us | us | 22926094929.0648
commercial lighting | Lamp: 100W Equivalent CFL Bare Spiral | 2048 | FIXED_OM | NEW | other | USD/gigalumen_year | us | us | 22926094929.0648
commercial lighting | Lamp: 100W Equivalent CFL Bare Spiral | 2048 | FIXED_OM | NEW | warehouse | USD/gigalumen_year | us | us | 22926094929.0648
commercial lighting | Lamp: 100W Equivalent CFL Bare Spiral | 2048 | FIXED_OM | REPLACEMENT | assembly | USD/gigalumen_year | us | us | 22926094929.0648
commercial lighting | Lamp: 100W Equivalent CFL Bare Spiral | 2048 | FIXED_OM | REPLACEMENT | education | USD/gigalumen_year | us | us | 22926094929.0648
commercial lighting | Lamp: 100W Equivalent CFL Bare Spiral | 2048 | FIXED_OM | REPLACEMENT | food sales | USD/gigalumen_year | us | us | 22926094929.0648
commercial lighting | Lamp: 100W Equivalent CFL Bare Spiral | 2048 | FIXED_OM | REPLACEMENT | food service | USD/gigalumen_year | us | us | 22926094929.0648
commercial lighting | Lamp: 100W Equivalent CFL Bare Spiral | 2048 | FIXED_OM | REPLACEMENT | health | USD/gigalumen_year | us | us | 22926094929.0648
commercial lighting | Lamp: 100W Equivalent CFL Bare Spiral | 2048 | FIXED_OM | REPLACEMENT | lodging | USD/gigalumen_year | us | us | 22926094929.0648
commercial lighting | Lamp: 100W Equivalent CFL Bare Spiral | 2048 | FIXED_OM | REPLACEMENT | merc/service | USD/gigalumen_year | us | us | 22926094929.0648
commercial lighting | Lamp: 100W Equivalent CFL Bare Spiral | 2048 | FIXED_OM | REPLACEMENT | office-large | USD/gigalumen_year | us | us | 22926094929.0648
commercial lighting | Lamp: 100W Equivalent CFL Bare Spiral | 2048 | FIXED_OM | REPLACEMENT | office-small | USD/gigalumen_year | us | us | 22926094929.0648
commercial lighting | Lamp: 100W Equivalent CFL Bare Spiral | 2048 | FIXED_OM | REPLACEMENT | other | USD/gigalumen_year | us | us | 22926094929.0648
commercial lighting | Lamp: 100W Equivalent CFL Bare Spiral | 2048 | FIXED_OM | REPLACEMENT | warehouse | USD/gigalumen_year | us | us | 22926094929.0648
commercial lighting | Lamp: 100W Equivalent CFL Bare Spiral | 2049 | CAPITAL | NEW | assembly | USD/gigalumen_year | us | us | 1.0018e+12
commercial lighting | Lamp: 100W Equivalent CFL Bare Spiral | 2049 | CAPITAL | NEW | education | USD/gigalumen_year | us | us | 1.0018e+12
commercial lighting | Lamp: 100W Equivalent CFL Bare Spiral | 2049 | CAPITAL | NEW | food sales | USD/gigalumen_year | us | us | 1.0018e+12
commercial lighting | Lamp: 100W Equivalent CFL Bare Spiral | 2049 | CAPITAL | NEW | food service | USD/gigalumen_year | us | us | 1.0018e+12
commercial lighting | Lamp: 100W Equivalent CFL Bare Spiral | 2049 | CAPITAL | NEW | health | USD/gigalumen_year | us | us | 1.0018e+12
commercial lighting | Lamp: 100W Equivalent CFL Bare Spiral | 2049 | CAPITAL | NEW | lodging | USD/gigalumen_year | us | us | 1.0018e+12
commercial lighting | Lamp: 100W Equivalent CFL Bare Spiral | 2049 | CAPITAL | NEW | merc/service | USD/gigalumen_year | us | us | 1.0018e+12
commercial lighting | Lamp: 100W Equivalent CFL Bare Spiral | 2049 | CAPITAL | NEW | office-large | USD/gigalumen_year | us | us | 1.0018e+12
commercial lighting | Lamp: 100W Equivalent CFL Bare Spiral | 2049 | CAPITAL | NEW | office-small | USD/gigalumen_year | us | us | 1.0018e+12
commercial lighting | Lamp: 100W Equivalent CFL Bare Spiral | 2049 | CAPITAL | NEW | other | USD/gigalumen_year | us | us | 1.0018e+12
commercial lighting | Lamp: 100W Equivalent CFL Bare Spiral | 2049 | CAPITAL | NEW | warehouse | USD/gigalumen_year | us | us | 1.0018e+12
commercial lighting | Lamp: 100W Equivalent CFL Bare Spiral | 2049 | CAPITAL | REPLACEMENT | assembly | USD/gigalumen_year | us | us | 1.0018e+12
commercial lighting | Lamp: 100W Equivalent CFL Bare Spiral | 2049 | CAPITAL | REPLACEMENT | education | USD/gigalumen_year | us | us | 1.0018e+12
commercial lighting | Lamp: 100W Equivalent CFL Bare Spiral | 2049 | CAPITAL | REPLACEMENT | food sales | USD/gigalumen_year | us | us | 1.0018e+12
commercial lighting | Lamp: 100W Equivalent CFL Bare Spiral | 2049 | CAPITAL | REPLACEMENT | food service | USD/gigalumen_year | us | us | 1.0018e+12
commercial lighting | Lamp: 100W Equivalent CFL Bare Spiral | 2049 | CAPITAL | REPLACEMENT | health | USD/gigalumen_year | us | us | 1.0018e+12
commercial lighting | Lamp: 100W Equivalent CFL Bare Spiral | 2049 | CAPITAL | REPLACEMENT | lodging | USD/gigalumen_year | us | us | 1.0018e+12
commercial lighting | Lamp: 100W Equivalent CFL Bare Spiral | 2049 | CAPITAL | REPLACEMENT | merc/service | USD/gigalumen_year | us | us | 1.0018e+12
commercial lighting | Lamp: 100W Equivalent CFL Bare Spiral | 2049 | CAPITAL | REPLACEMENT | office-large | USD/gigalumen_year | us | us | 1.0018e+12
commercial lighting | Lamp: 100W Equivalent CFL Bare Spiral | 2049 | CAPITAL | REPLACEMENT | office-small | USD/gigalumen_year | us | us | 1.0018e+12
commercial lighting | Lamp: 100W Equivalent CFL Bare Spiral | 2049 | CAPITAL | REPLACEMENT | other | USD/gigalumen_year | us | us | 1.0018e+12
commercial lighting | Lamp: 100W Equivalent CFL Bare Spiral | 2049 | CAPITAL | REPLACEMENT | warehouse | USD/gigalumen_year | us | us | 1.0018e+12
commercial lighting | Lamp: 100W Equivalent CFL Bare Spiral | 2049 | FIXED_OM | NEW | assembly | USD/gigalumen_year | us | us | 22926094929.0648
commercial lighting | Lamp: 100W Equivalent CFL Bare Spiral | 2049 | FIXED_OM | NEW | education | USD/gigalumen_year | us | us | 22926094929.0648
commercial lighting | Lamp: 100W Equivalent CFL Bare Spiral | 2049 | FIXED_OM | NEW | food sales | USD/gigalumen_year | us | us | 22926094929.0648
commercial lighting | Lamp: 100W Equivalent CFL Bare Spiral | 2049 | FIXED_OM | NEW | food service | USD/gigalumen_year | us | us | 22926094929.0648
commercial lighting | Lamp: 100W Equivalent CFL Bare Spiral | 2049 | FIXED_OM | NEW | health | USD/gigalumen_year | us | us | 22926094929.0648
commercial lighting | Lamp: 100W Equivalent CFL Bare Spiral | 2049 | FIXED_OM | NEW | lodging | USD/gigalumen_year | us | us | 22926094929.0648
commercial lighting | Lamp: 100W Equivalent CFL Bare Spiral | 2049 | FIXED_OM | NEW | merc/service | USD/gigalumen_year | us | us | 22926094929.0648
commercial lighting | Lamp: 100W Equivalent CFL Bare Spiral | 2049 | FIXED_OM | NEW | office-large | USD/gigalumen_year | us | us | 22926094929.0648
commercial lighting | Lamp: 100W Equivalent CFL Bare Spiral | 2049 | FIXED_OM | NEW | office-small | USD/gigalumen_year | us | us | 22926094929.0648
commercial lighting | Lamp: 100W Equivalent CFL Bare Spiral | 2049 | FIXED_OM | NEW | other | USD/gigalumen_year | us | us | 22926094929.0648
commercial lighting | Lamp: 100W Equivalent CFL Bare Spiral | 2049 | FIXED_OM | NEW | warehouse | USD/gigalumen_year | us | us | 22926094929.0648
commercial lighting | Lamp: 100W Equivalent CFL Bare Spiral | 2049 | FIXED_OM | REPLACEMENT | assembly | USD/gigalumen_year | us | us | 22926094929.0648
commercial lighting | Lamp: 100W Equivalent CFL Bare Spiral | 2049 | FIXED_OM | REPLACEMENT | education | USD/gigalumen_year | us | us | 22926094929.0648
commercial lighting | Lamp: 100W Equivalent CFL Bare Spiral | 2049 | FIXED_OM | REPLACEMENT | food sales | USD/gigalumen_year | us | us | 22926094929.0648
commercial lighting | Lamp: 100W Equivalent CFL Bare Spiral | 2049 | FIXED_OM | REPLACEMENT | food service | USD/gigalumen_year | us | us | 22926094929.0648
commercial lighting | Lamp: 100W Equivalent CFL Bare Spiral | 2049 | FIXED_OM | REPLACEMENT | health | USD/gigalumen_year | us | us | 22926094929.0648
commercial lighting | Lamp: 100W Equivalent CFL Bare Spiral | 2049 | FIXED_OM | REPLACEMENT | lodging | USD/gigalumen_year | us | us | 22926094929.0648
commercial lighting | Lamp: 100W Equivalent CFL Bare Spiral | 2049 | FIXED_OM | REPLACEMENT | merc/service | USD/gigalumen_year | us | us | 22926094929.0648
commercial lighting | Lamp: 100W Equivalent CFL Bare Spiral | 2049 | FIXED_OM | REPLACEMENT | office-large | USD/gigalumen_year | us | us | 22926094929.0648
commercial lighting | Lamp: 100W Equivalent CFL Bare Spiral | 2049 | FIXED_OM | REPLACEMENT | office-small | USD/gigalumen_year | us | us | 22926094929.0648
commercial lighting | Lamp: 100W Equivalent CFL Bare Spiral | 2049 | FIXED_OM | REPLACEMENT | other | USD/gigalumen_year | us | us | 22926094929.0648
commercial lighting | Lamp: 100W Equivalent CFL Bare Spiral | 2049 | FIXED_OM | REPLACEMENT | warehouse | USD/gigalumen_year | us | us | 22926094929.0648
commercial lighting | Lamp: 100W Equivalent CFL Bare Spiral | 2050 | CAPITAL | NEW | assembly | USD/gigalumen_year | us | us | 1.0018e+12
commercial lighting | Lamp: 100W Equivalent CFL Bare Spiral | 2050 | CAPITAL | NEW | education | USD/gigalumen_year | us | us | 1.0018e+12
commercial lighting | Lamp: 100W Equivalent CFL Bare Spiral | 2050 | CAPITAL | NEW | food sales | USD/gigalumen_year | us | us | 1.0018e+12
commercial lighting | Lamp: 100W Equivalent CFL Bare Spiral | 2050 | CAPITAL | NEW | food service | USD/gigalumen_year | us | us | 1.0018e+12
commercial lighting | Lamp: 100W Equivalent CFL Bare Spiral | 2050 | CAPITAL | NEW | health | USD/gigalumen_year | us | us | 1.0018e+12
commercial lighting | Lamp: 100W Equivalent CFL Bare Spiral | 2050 | CAPITAL | NEW | lodging | USD/gigalumen_year | us | us | 1.0018e+12
commercial lighting | Lamp: 100W Equivalent CFL Bare Spiral | 2050 | CAPITAL | NEW | merc/service | USD/gigalumen_year | us | us | 1.0018e+12
commercial lighting | Lamp: 100W Equivalent CFL Bare Spiral | 2050 | CAPITAL | NEW | office-large | USD/gigalumen_year | us | us | 1.0018e+12
commercial lighting | Lamp: 100W Equivalent CFL Bare Spiral | 2050 | CAPITAL | NEW | office-small | USD/gigalumen_year | us | us | 1.0018e+12
commercial lighting | Lamp: 100W Equivalent CFL Bare Spiral | 2050 | CAPITAL | NEW | other | USD/gigalumen_year | us | us | 1.0018e+12
commercial lighting | Lamp: 100W Equivalent CFL Bare Spiral | 2050 | CAPITAL | NEW | warehouse | USD/gigalumen_year | us | us | 1.0018e+12
commercial lighting | Lamp: 100W Equivalent CFL Bare Spiral | 2050 | CAPITAL | REPLACEMENT | assembly | USD/gigalumen_year | us | us | 1.0018e+12
commercial lighting | Lamp: 100W Equivalent CFL Bare Spiral | 2050 | CAPITAL | REPLACEMENT | education | USD/gigalumen_year | us | us | 1.0018e+12
commercial lighting | Lamp: 100W Equivalent CFL Bare Spiral | 2050 | CAPITAL | REPLACEMENT | food sales | USD/gigalumen_year | us | us | 1.0018e+12
commercial lighting | Lamp: 100W Equivalent CFL Bare Spiral | 2050 | CAPITAL | REPLACEMENT | food service | USD/gigalumen_year | us | us | 1.0018e+12
commercial lighting | Lamp: 100W Equivalent CFL Bare Spiral | 2050 | CAPITAL | REPLACEMENT | health | USD/gigalumen_year | us | us | 1.0018e+12
commercial lighting | Lamp: 100W Equivalent CFL Bare Spiral | 2050 | CAPITAL | REPLACEMENT | lodging | USD/gigalumen_year | us | us | 1.0018e+12
commercial lighting | Lamp: 100W Equivalent CFL Bare Spiral | 2050 | CAPITAL | REPLACEMENT | merc/service | USD/gigalumen_year | us | us | 1.0018e+12
commercial lighting | Lamp: 100W Equivalent CFL Bare Spiral | 2050 | CAPITAL | REPLACEMENT | office-large | USD/gigalumen_year | us | us | 1.0018e+12
commercial lighting | Lamp: 100W Equivalent CFL Bare Spiral | 2050 | CAPITAL | REPLACEMENT | office-small | USD/gigalumen_year | us | us | 1.0018e+12
commercial lighting | Lamp: 100W Equivalent CFL Bare Spiral | 2050 | CAPITAL | REPLACEMENT | other | USD/gigalumen_year | us | us | 1.0018e+12
commercial lighting | Lamp: 100W Equivalent CFL Bare Spiral | 2050 | CAPITAL | REPLACEMENT | warehouse | USD/gigalumen_year | us | us | 1.0018e+12
commercial lighting | Lamp: 100W Equivalent CFL Bare Spiral | 2050 | FIXED_OM | NEW | assembly | USD/gigalumen_year | us | us | 22926094929.0648
commercial lighting | Lamp: 100W Equivalent CFL Bare Spiral | 2050 | FIXED_OM | NEW | education | USD/gigalumen_year | us | us | 22926094929.0648
commercial lighting | Lamp: 100W Equivalent CFL Bare Spiral | 2050 | FIXED_OM | NEW | food sales | USD/gigalumen_year | us | us | 22926094929.0648
commercial lighting | Lamp: 100W Equivalent CFL Bare Spiral | 2050 | FIXED_OM | NEW | food service | USD/gigalumen_year | us | us | 22926094929.0648
commercial lighting | Lamp: 100W Equivalent CFL Bare Spiral | 2050 | FIXED_OM | NEW | health | USD/gigalumen_year | us | us | 22926094929.0648
commercial lighting | Lamp: 100W Equivalent CFL Bare Spiral | 2050 | FIXED_OM | NEW | lodging | USD/gigalumen_year | us | us | 22926094929.0648
commercial lighting | Lamp: 100W Equivalent CFL Bare Spiral | 2050 | FIXED_OM | NEW | merc/service | USD/gigalumen_year | us | us | 22926094929.0648
commercial lighting | Lamp: 100W Equivalent CFL Bare Spiral | 2050 | FIXED_OM | NEW | office-large | USD/gigalumen_year | us | us | 22926094929.0648
commercial lighting | Lamp: 100W Equivalent CFL Bare Spiral | 2050 | FIXED_OM | NEW | office-small | USD/gigalumen_year | us | us | 22926094929.0648
commercial lighting | Lamp: 100W Equivalent CFL Bare Spiral | 2050 | FIXED_OM | NEW | other | USD/gigalumen_year | us | us | 22926094929.0648
commercial lighting | Lamp: 100W Equivalent CFL Bare Spiral | 2050 | FIXED_OM | NEW | warehouse | USD/gigalumen_year | us | us | 22926094929.0648
commercial lighting | Lamp: 100W Equivalent CFL Bare Spiral | 2050 | FIXED_OM | REPLACEMENT | assembly | USD/gigalumen_year | us | us | 22926094929.0648
commercial lighting | Lamp: 100W Equivalent CFL Bare Spiral | 2050 | FIXED_OM | REPLACEMENT | education | USD/gigalumen_year | us | us | 22926094929.0648
commercial lighting | Lamp: 100W Equivalent CFL Bare Spiral | 2050 | FIXED_OM | REPLACEMENT | food sales | USD/gigalumen_year | us | us | 22926094929.0648
commercial lighting | Lamp: 100W Equivalent CFL Bare Spiral | 2050 | FIXED_OM | REPLACEMENT | food service | USD/gigalumen_year | us | us | 22926094929.0648
commercial lighting | Lamp: 100W Equivalent CFL Bare Spiral | 2050 | FIXED_OM | REPLACEMENT | health | USD/gigalumen_year | us | us | 22926094929.0648
commercial lighting | Lamp: 100W Equivalent CFL Bare Spiral | 2050 | FIXED_OM | REPLACEMENT | lodging | USD/gigalumen_year | us | us | 22926094929.0648
commercial lighting | Lamp: 100W Equivalent CFL Bare Spiral | 2050 | FIXED_OM | REPLACEMENT | merc/service | USD/gigalumen_year | us | us | 22926094929.0648
commercial lighting | Lamp: 100W Equivalent CFL Bare Spiral | 2050 | FIXED_OM | REPLACEMENT | office-large | USD/gigalumen_year | us | us | 22926094929.0648
commercial lighting | Lamp: 100W Equivalent CFL Bare Spiral | 2050 | FIXED_OM | REPLACEMENT | office-small | USD/gigalumen_year | us | us | 22926094929.0648
commercial lighting | Lamp: 100W Equivalent CFL Bare Spiral | 2050 | FIXED_OM | REPLACEMENT | other | USD/gigalumen_year | us | us | 22926094929.0648
commercial lighting | Lamp: 100W Equivalent CFL Bare Spiral | 2050 | FIXED_OM | REPLACEMENT | warehouse | USD/gigalumen_year | us | us | 22926094929.0648
commercial lighting | Lamp: 100W Equivalent LED A Lamp | 2020 | CAPITAL | NEW | assembly | USD/gigalumen_year | us | us | 147516266551.769
commercial lighting | Lamp: 100W Equivalent LED A Lamp | 2020 | CAPITAL | NEW | education | USD/gigalumen_year | us | us | 147516266551.769
commercial lighting | Lamp: 100W Equivalent LED A Lamp | 2020 | CAPITAL | NEW | food sales | USD/gigalumen_year | us | us | 147516266551.769
commercial lighting | Lamp: 100W Equivalent LED A Lamp | 2020 | CAPITAL | NEW | food service | USD/gigalumen_year | us | us | 147516266551.769
commercial lighting | Lamp: 100W Equivalent LED A Lamp | 2020 | CAPITAL | NEW | health | USD/gigalumen_year | us | us | 147516266551.769
commercial lighting | Lamp: 100W Equivalent LED A Lamp | 2020 | CAPITAL | NEW | lodging | USD/gigalumen_year | us | us | 147516266551.769
commercial lighting | Lamp: 100W Equivalent LED A Lamp | 2020 | CAPITAL | NEW | merc/service | USD/gigalumen_year | us | us | 147516266551.769
commercial lighting | Lamp: 100W Equivalent LED A Lamp | 2020 | CAPITAL | NEW | office-large | USD/gigalumen_year | us | us | 147516266551.769
commercial lighting | Lamp: 100W Equivalent LED A Lamp | 2020 | CAPITAL | NEW | office-small | USD/gigalumen_year | us | us | 147516266551.769
commercial lighting | Lamp: 100W Equivalent LED A Lamp | 2020 | CAPITAL | NEW | other | USD/gigalumen_year | us | us | 147516266551.769
commercial lighting | Lamp: 100W Equivalent LED A Lamp | 2020 | CAPITAL | NEW | warehouse | USD/gigalumen_year | us | us | 147516266551.769
commercial lighting | Lamp: 100W Equivalent LED A Lamp | 2020 | CAPITAL | REPLACEMENT | assembly | USD/gigalumen_year | us | us | 147516266551.769
commercial lighting | Lamp: 100W Equivalent LED A Lamp | 2020 | CAPITAL | REPLACEMENT | education | USD/gigalumen_year | us | us | 147516266551.769
commercial lighting | Lamp: 100W Equivalent LED A Lamp | 2020 | CAPITAL | REPLACEMENT | food sales | USD/gigalumen_year | us | us | 147516266551.769
commercial lighting | Lamp: 100W Equivalent LED A Lamp | 2020 | CAPITAL | REPLACEMENT | food service | USD/gigalumen_year | us | us | 147516266551.769
commercial lighting | Lamp: 100W Equivalent LED A Lamp | 2020 | CAPITAL | REPLACEMENT | health | USD/gigalumen_year | us | us | 147516266551.769
commercial lighting | Lamp: 100W Equivalent LED A Lamp | 2020 | CAPITAL | REPLACEMENT | lodging | USD/gigalumen_year | us | us | 147516266551.769
commercial lighting | Lamp: 100W Equivalent LED A Lamp | 2020 | CAPITAL | REPLACEMENT | merc/service | USD/gigalumen_year | us | us | 147516266551.769
commercial lighting | Lamp: 100W Equivalent LED A Lamp | 2020 | CAPITAL | REPLACEMENT | office-large | USD/gigalumen_year | us | us | 147516266551.769
commercial lighting | Lamp: 100W Equivalent LED A Lamp | 2020 | CAPITAL | REPLACEMENT | office-small | USD/gigalumen_year | us | us | 147516266551.769
commercial lighting | Lamp: 100W Equivalent LED A Lamp | 2020 | CAPITAL | REPLACEMENT | other | USD/gigalumen_year | us | us | 147516266551.769
commercial lighting | Lamp: 100W Equivalent LED A Lamp | 2020 | CAPITAL | REPLACEMENT | warehouse | USD/gigalumen_year | us | us | 147516266551.769
commercial lighting | Lamp: 100W Equivalent LED A Lamp | 2020 | FIXED_OM | NEW | assembly | USD/gigalumen_year | us | us | 11932844491.7673
commercial lighting | Lamp: 100W Equivalent LED A Lamp | 2020 | FIXED_OM | NEW | education | USD/gigalumen_year | us | us | 11932844491.7673
commercial lighting | Lamp: 100W Equivalent LED A Lamp | 2020 | FIXED_OM | NEW | food sales | USD/gigalumen_year | us | us | 11932844491.7673
commercial lighting | Lamp: 100W Equivalent LED A Lamp | 2020 | FIXED_OM | NEW | food service | USD/gigalumen_year | us | us | 11932844491.7673
commercial lighting | Lamp: 100W Equivalent LED A Lamp | 2020 | FIXED_OM | NEW | health | USD/gigalumen_year | us | us | 11932844491.7673
commercial lighting | Lamp: 100W Equivalent LED A Lamp | 2020 | FIXED_OM | NEW | lodging | USD/gigalumen_year | us | us | 11932844491.7673
commercial lighting | Lamp: 100W Equivalent LED A Lamp | 2020 | FIXED_OM | NEW | merc/service | USD/gigalumen_year | us | us | 11932844491.7673
commercial lighting | Lamp: 100W Equivalent LED A Lamp | 2020 | FIXED_OM | NEW | office-large | USD/gigalumen_year | us | us | 11932844491.7673
commercial lighting | Lamp: 100W Equivalent LED A Lamp | 2020 | FIXED_OM | NEW | office-small | USD/gigalumen_year | us | us | 11932844491.7673
commercial lighting | Lamp: 100W Equivalent LED A Lamp | 2020 | FIXED_OM | NEW | other | USD/gigalumen_year | us | us | 11932844491.7673
commercial lighting | Lamp: 100W Equivalent LED A Lamp | 2020 | FIXED_OM | NEW | warehouse | USD/gigalumen_year | us | us | 11932844491.7673
commercial lighting | Lamp: 100W Equivalent LED A Lamp | 2020 | FIXED_OM | REPLACEMENT | assembly | USD/gigalumen_year | us | us | 11932844491.7673
commercial lighting | Lamp: 100W Equivalent LED A Lamp | 2020 | FIXED_OM | REPLACEMENT | education | USD/gigalumen_year | us | us | 11932844491.7673
commercial lighting | Lamp: 100W Equivalent LED A Lamp | 2020 | FIXED_OM | REPLACEMENT | food sales | USD/gigalumen_year | us | us | 11932844491.7673
commercial lighting | Lamp: 100W Equivalent LED A Lamp | 2020 | FIXED_OM | REPLACEMENT | food service | USD/gigalumen_year | us | us | 11932844491.7673
commercial lighting | Lamp: 100W Equivalent LED A Lamp | 2020 | FIXED_OM | REPLACEMENT | health | USD/gigalumen_year | us | us | 11932844491.7673
commercial lighting | Lamp: 100W Equivalent LED A Lamp | 2020 | FIXED_OM | REPLACEMENT | lodging | USD/gigalumen_year | us | us | 11932844491.7673
commercial lighting | Lamp: 100W Equivalent LED A Lamp | 2020 | FIXED_OM | REPLACEMENT | merc/service | USD/gigalumen_year | us | us | 11932844491.7673
commercial lighting | Lamp: 100W Equivalent LED A Lamp | 2020 | FIXED_OM | REPLACEMENT | office-large | USD/gigalumen_year | us | us | 11932844491.7673
commercial lighting | Lamp: 100W Equivalent LED A Lamp | 2020 | FIXED_OM | REPLACEMENT | office-small | USD/gigalumen_year | us | us | 11932844491.7673
commercial lighting | Lamp: 100W Equivalent LED A Lamp | 2020 | FIXED_OM | REPLACEMENT | other | USD/gigalumen_year | us | us | 11932844491.7673
commercial lighting | Lamp: 100W Equivalent LED A Lamp | 2020 | FIXED_OM | REPLACEMENT | warehouse | USD/gigalumen_year | us | us | 11932844491.7673
commercial lighting | Lamp: 100W Equivalent LED A Lamp | 2021 | CAPITAL | NEW | assembly | USD/gigalumen_year | us | us | 142207560144.014
commercial lighting | Lamp: 100W Equivalent LED A Lamp | 2021 | CAPITAL | NEW | education | USD/gigalumen_year | us | us | 142207560144.014
commercial lighting | Lamp: 100W Equivalent LED A Lamp | 2021 | CAPITAL | NEW | food sales | USD/gigalumen_year | us | us | 142207560144.014
commercial lighting | Lamp: 100W Equivalent LED A Lamp | 2021 | CAPITAL | NEW | food service | USD/gigalumen_year | us | us | 142207560144.014
commercial lighting | Lamp: 100W Equivalent LED A Lamp | 2021 | CAPITAL | NEW | health | USD/gigalumen_year | us | us | 142207560144.014
commercial lighting | Lamp: 100W Equivalent LED A Lamp | 2021 | CAPITAL | NEW | lodging | USD/gigalumen_year | us | us | 142207560144.014
commercial lighting | Lamp: 100W Equivalent LED A Lamp | 2021 | CAPITAL | NEW | merc/service | USD/gigalumen_year | us | us | 142207560144.014
commercial lighting | Lamp: 100W Equivalent LED A Lamp | 2021 | CAPITAL | NEW | office-large | USD/gigalumen_year | us | us | 142207560144.014
commercial lighting | Lamp: 100W Equivalent LED A Lamp | 2021 | CAPITAL | NEW | office-small | USD/gigalumen_year | us | us | 142207560144.014
commercial lighting | Lamp: 100W Equivalent LED A Lamp | 2021 | CAPITAL | NEW | other | USD/gigalumen_year | us | us | 142207560144.014
commercial lighting | Lamp: 100W Equivalent LED A Lamp | 2021 | CAPITAL | NEW | warehouse | USD/gigalumen_year | us | us | 142207560144.014
commercial lighting | Lamp: 100W Equivalent LED A Lamp | 2021 | CAPITAL | REPLACEMENT | assembly | USD/gigalumen_year | us | us | 142207560144.014
commercial lighting | Lamp: 100W Equivalent LED A Lamp | 2021 | CAPITAL | REPLACEMENT | education | USD/gigalumen_year | us | us | 142207560144.014
commercial lighting | Lamp: 100W Equivalent LED A Lamp | 2021 | CAPITAL | REPLACEMENT | food sales | USD/gigalumen_year | us | us | 142207560144.014
commercial lighting | Lamp: 100W Equivalent LED A Lamp | 2021 | CAPITAL | REPLACEMENT | food service | USD/gigalumen_year | us | us | 142207560144.014
commercial lighting | Lamp: 100W Equivalent LED A Lamp | 2021 | CAPITAL | REPLACEMENT | health | USD/gigalumen_year | us | us | 142207560144.014
commercial lighting | Lamp: 100W Equivalent LED A Lamp | 2021 | CAPITAL | REPLACEMENT | lodging | USD/gigalumen_year | us | us | 142207560144.014
commercial lighting | Lamp: 100W Equivalent LED A Lamp | 2021 | CAPITAL | REPLACEMENT | merc/service | USD/gigalumen_year | us | us | 142207560144.014
commercial lighting | Lamp: 100W Equivalent LED A Lamp | 2021 | CAPITAL | REPLACEMENT | office-large | USD/gigalumen_year | us | us | 142207560144.014
commercial lighting | Lamp: 100W Equivalent LED A Lamp | 2021 | CAPITAL | REPLACEMENT | office-small | USD/gigalumen_year | us | us | 142207560144.014
commercial lighting | Lamp: 100W Equivalent LED A Lamp | 2021 | CAPITAL | REPLACEMENT | other | USD/gigalumen_year | us | us | 142207560144.014
commercial lighting | Lamp: 100W Equivalent LED A Lamp | 2021 | CAPITAL | REPLACEMENT | warehouse | USD/gigalumen_year | us | us | 142207560144.014
commercial lighting | Lamp: 100W Equivalent LED A Lamp | 2021 | FIXED_OM | NEW | assembly | USD/gigalumen_year | us | us | 11472443405.0771
commercial lighting | Lamp: 100W Equivalent LED A Lamp | 2021 | FIXED_OM | NEW | education | USD/gigalumen_year | us | us | 11472443405.0771
commercial lighting | Lamp: 100W Equivalent LED A Lamp | 2021 | FIXED_OM | NEW | food sales | USD/gigalumen_year | us | us | 11472443405.0771
commercial lighting | Lamp: 100W Equivalent LED A Lamp | 2021 | FIXED_OM | NEW | food service | USD/gigalumen_year | us | us | 11472443405.0771
commercial lighting | Lamp: 100W Equivalent LED A Lamp | 2021 | FIXED_OM | NEW | health | USD/gigalumen_year | us | us | 11472443405.0771
commercial lighting | Lamp: 100W Equivalent LED A Lamp | 2021 | FIXED_OM | NEW | lodging | USD/gigalumen_year | us | us | 11472443405.0771
commercial lighting | Lamp: 100W Equivalent LED A Lamp | 2021 | FIXED_OM | NEW | merc/service | USD/gigalumen_year | us | us | 11472443405.0771
commercial lighting | Lamp: 100W Equivalent LED A Lamp | 2021 | FIXED_OM | NEW | office-large | USD/gigalumen_year | us | us | 11472443405.0771
commercial lighting | Lamp: 100W Equivalent LED A Lamp | 2021 | FIXED_OM | NEW | office-small | USD/gigalumen_year | us | us | 11472443405.0771
commercial lighting | Lamp: 100W Equivalent LED A Lamp | 2021 | FIXED_OM | NEW | other | USD/gigalumen_year | us | us | 11472443405.0771
commercial lighting | Lamp: 100W Equivalent LED A Lamp | 2021 | FIXED_OM | NEW | warehouse | USD/gigalumen_year | us | us | 11472443405.0771
commercial lighting | Lamp: 100W Equivalent LED A Lamp | 2021 | FIXED_OM | REPLACEMENT | assembly | USD/gigalumen_year | us | us | 11472443405.0771
commercial lighting | Lamp: 100W Equivalent LED A Lamp | 2021 | FIXED_OM | REPLACEMENT | education | USD/gigalumen_year | us | us | 11472443405.0771
commercial lighting | Lamp: 100W Equivalent LED A Lamp | 2021 | FIXED_OM | REPLACEMENT | food sales | USD/gigalumen_year | us | us | 11472443405.0771
commercial lighting | Lamp: 100W Equivalent LED A Lamp | 2021 | FIXED_OM | REPLACEMENT | food service | USD/gigalumen_year | us | us | 11472443405.0771
commercial lighting | Lamp: 100W Equivalent LED A Lamp | 2021 | FIXED_OM | REPLACEMENT | health | USD/gigalumen_year | us | us | 11472443405.0771
commercial lighting | Lamp: 100W Equivalent LED A Lamp | 2021 | FIXED_OM | REPLACEMENT | lodging | USD/gigalumen_year | us | us | 11472443405.0771
commercial lighting | Lamp: 100W Equivalent LED A Lamp | 2021 | FIXED_OM | REPLACEMENT | merc/service | USD/gigalumen_year | us | us | 11472443405.0771
commercial lighting | Lamp: 100W Equivalent LED A Lamp | 2021 | FIXED_OM | REPLACEMENT | office-large | USD/gigalumen_year | us | us | 11472443405.0771
commercial lighting | Lamp: 100W Equivalent LED A Lamp | 2021 | FIXED_OM | REPLACEMENT | office-small | USD/gigalumen_year | us | us | 11472443405.0771
commercial lighting | Lamp: 100W Equivalent LED A Lamp | 2021 | FIXED_OM | REPLACEMENT | other | USD/gigalumen_year | us | us | 11472443405.0771
commercial lighting | Lamp: 100W Equivalent LED A Lamp | 2021 | FIXED_OM | REPLACEMENT | warehouse | USD/gigalumen_year | us | us | 11472443405.0771
commercial lighting | Lamp: 100W Equivalent LED A Lamp | 2022 | CAPITAL | NEW | assembly | USD/gigalumen_year | us | us | 136898853736.259
commercial lighting | Lamp: 100W Equivalent LED A Lamp | 2022 | CAPITAL | NEW | education | USD/gigalumen_year | us | us | 136898853736.259
commercial lighting | Lamp: 100W Equivalent LED A Lamp | 2022 | CAPITAL | NEW | food sales | USD/gigalumen_year | us | us | 136898853736.259
commercial lighting | Lamp: 100W Equivalent LED A Lamp | 2022 | CAPITAL | NEW | food service | USD/gigalumen_year | us | us | 136898853736.259
commercial lighting | Lamp: 100W Equivalent LED A Lamp | 2022 | CAPITAL | NEW | health | USD/gigalumen_year | us | us | 136898853736.259
commercial lighting | Lamp: 100W Equivalent LED A Lamp | 2022 | CAPITAL | NEW | lodging | USD/gigalumen_year | us | us | 136898853736.259
commercial lighting | Lamp: 100W Equivalent LED A Lamp | 2022 | CAPITAL | NEW | merc/service | USD/gigalumen_year | us | us | 136898853736.259
commercial lighting | Lamp: 100W Equivalent LED A Lamp | 2022 | CAPITAL | NEW | office-large | USD/gigalumen_year | us | us | 136898853736.259
commercial lighting | Lamp: 100W Equivalent LED A Lamp | 2022 | CAPITAL | NEW | office-small | USD/gigalumen_year | us | us | 136898853736.259
commercial lighting | Lamp: 100W Equivalent LED A Lamp | 2022 | CAPITAL | NEW | other | USD/gigalumen_year | us | us | 136898853736.259
commercial lighting | Lamp: 100W Equivalent LED A Lamp | 2022 | CAPITAL | NEW | warehouse | USD/gigalumen_year | us | us | 136898853736.259
commercial lighting | Lamp: 100W Equivalent LED A Lamp | 2022 | CAPITAL | REPLACEMENT | assembly | USD/gigalumen_year | us | us | 136898853736.259
commercial lighting | Lamp: 100W Equivalent LED A Lamp | 2022 | CAPITAL | REPLACEMENT | education | USD/gigalumen_year | us | us | 136898853736.259
commercial lighting | Lamp: 100W Equivalent LED A Lamp | 2022 | CAPITAL | REPLACEMENT | food sales | USD/gigalumen_year | us | us | 136898853736.259
commercial lighting | Lamp: 100W Equivalent LED A Lamp | 2022 | CAPITAL | REPLACEMENT | food service | USD/gigalumen_year | us | us | 136898853736.259
commercial lighting | Lamp: 100W Equivalent LED A Lamp | 2022 | CAPITAL | REPLACEMENT | health | USD/gigalumen_year | us | us | 136898853736.259
commercial lighting | Lamp: 100W Equivalent LED A Lamp | 2022 | CAPITAL | REPLACEMENT | lodging | USD/gigalumen_year | us | us | 136898853736.259
commercial lighting | Lamp: 100W Equivalent LED A Lamp | 2022 | CAPITAL | REPLACEMENT | merc/service | USD/gigalumen_year | us | us | 136898853736.259
commercial lighting | Lamp: 100W Equivalent LED A Lamp | 2022 | CAPITAL | REPLACEMENT | office-large | USD/gigalumen_year | us | us | 136898853736.259
commercial lighting | Lamp: 100W Equivalent LED A Lamp | 2022 | CAPITAL | REPLACEMENT | office-small | USD/gigalumen_year | us | us | 136898853736.259
commercial lighting | Lamp: 100W Equivalent LED A Lamp | 2022 | CAPITAL | REPLACEMENT | other | USD/gigalumen_year | us | us | 136898853736.259
commercial lighting | Lamp: 100W Equivalent LED A Lamp | 2022 | CAPITAL | REPLACEMENT | warehouse | USD/gigalumen_year | us | us | 136898853736.259
commercial lighting | Lamp: 100W Equivalent LED A Lamp | 2022 | FIXED_OM | NEW | assembly | USD/gigalumen_year | us | us | 11012042318.3868
commercial lighting | Lamp: 100W Equivalent LED A Lamp | 2022 | FIXED_OM | NEW | education | USD/gigalumen_year | us | us | 11012042318.3868
commercial lighting | Lamp: 100W Equivalent LED A Lamp | 2022 | FIXED_OM | NEW | food sales | USD/gigalumen_year | us | us | 11012042318.3868
commercial lighting | Lamp: 100W Equivalent LED A Lamp | 2022 | FIXED_OM | NEW | food service | USD/gigalumen_year | us | us | 11012042318.3868
commercial lighting | Lamp: 100W Equivalent LED A Lamp | 2022 | FIXED_OM | NEW | health | USD/gigalumen_year | us | us | 11012042318.3868
commercial lighting | Lamp: 100W Equivalent LED A Lamp | 2022 | FIXED_OM | NEW | lodging | USD/gigalumen_year | us | us | 11012042318.3868
commercial lighting | Lamp: 100W Equivalent LED A Lamp | 2022 | FIXED_OM | NEW | merc/service | USD/gigalumen_year | us | us | 11012042318.3868
commercial lighting | Lamp: 100W Equivalent LED A Lamp | 2022 | FIXED_OM | NEW | office-large | USD/gigalumen_year | us | us | 11012042318.3868
commercial lighting | Lamp: 100W Equivalent LED A Lamp | 2022 | FIXED_OM | NEW | office-small | USD/gigalumen_year | us | us | 11012042318.3868
commercial lighting | Lamp: 100W Equivalent LED A Lamp | 2022 | FIXED_OM | NEW | other | USD/gigalumen_year | us | us | 11012042318.3868
commercial lighting | Lamp: 100W Equivalent LED A Lamp | 2022 | FIXED_OM | NEW | warehouse | USD/gigalumen_year | us | us | 11012042318.3868
commercial lighting | Lamp: 100W Equivalent LED A Lamp | 2022 | FIXED_OM | REPLACEMENT | assembly | USD/gigalumen_year | us | us | 11012042318.3868
commercial lighting | Lamp: 100W Equivalent LED A Lamp | 2022 | FIXED_OM | REPLACEMENT | education | USD/gigalumen_year | us | us | 11012042318.3868
commercial lighting | Lamp: 100W Equivalent LED A Lamp | 2022 | FIXED_OM | REPLACEMENT | food sales | USD/gigalumen_year | us | us | 11012042318.3868
commercial lighting | Lamp: 100W Equivalent LED A Lamp | 2022 | FIXED_OM | REPLACEMENT | food service | USD/gigalumen_year | us | us | 11012042318.3868
commercial lighting | Lamp: 100W Equivalent LED A Lamp | 2022 | FIXED_OM | REPLACEMENT | health | USD/gigalumen_year | us | us | 11012042318.3868
commercial lighting | Lamp: 100W Equivalent LED A Lamp | 2022 | FIXED_OM | REPLACEMENT | lodging | USD/gigalumen_year | us | us | 11012042318.3868
commercial lighting | Lamp: 100W Equivalent LED A Lamp | 2022 | FIXED_OM | REPLACEMENT | merc/service | USD/gigalumen_year | us | us | 11012042318.3868
commercial lighting | Lamp: 100W Equivalent LED A Lamp | 2022 | FIXED_OM | REPLACEMENT | office-large | USD/gigalumen_year | us | us | 11012042318.3868
commercial lighting | Lamp: 100W Equivalent LED A Lamp | 2022 | FIXED_OM | REPLACEMENT | office-small | USD/gigalumen_year | us | us | 11012042318.3868
commercial lighting | Lamp: 100W Equivalent LED A Lamp | 2022 | FIXED_OM | REPLACEMENT | other | USD/gigalumen_year | us | us | 11012042318.3868
commercial lighting | Lamp: 100W Equivalent LED A Lamp | 2022 | FIXED_OM | REPLACEMENT | warehouse | USD/gigalumen_year | us | us | 11012042318.3868
commercial lighting | Lamp: 100W Equivalent LED A Lamp | 2023 | CAPITAL | NEW | assembly | USD/gigalumen_year | us | us | 131590147328.505
commercial lighting | Lamp: 100W Equivalent LED A Lamp | 2023 | CAPITAL | NEW | education | USD/gigalumen_year | us | us | 131590147328.505
commercial lighting | Lamp: 100W Equivalent LED A Lamp | 2023 | CAPITAL | NEW | food sales | USD/gigalumen_year | us | us | 131590147328.505
commercial lighting | Lamp: 100W Equivalent LED A Lamp | 2023 | CAPITAL | NEW | food service | USD/gigalumen_year | us | us | 131590147328.505
commercial lighting | Lamp: 100W Equivalent LED A Lamp | 2023 | CAPITAL | NEW | health | USD/gigalumen_year | us | us | 131590147328.505
commercial lighting | Lamp: 100W Equivalent LED A Lamp | 2023 | CAPITAL | NEW | lodging | USD/gigalumen_year | us | us | 131590147328.505
commercial lighting | Lamp: 100W Equivalent LED A Lamp | 2023 | CAPITAL | NEW | merc/service | USD/gigalumen_year | us | us | 131590147328.505
commercial lighting | Lamp: 100W Equivalent LED A Lamp | 2023 | CAPITAL | NEW | office-large | USD/gigalumen_year | us | us | 131590147328.505
commercial lighting | Lamp: 100W Equivalent LED A Lamp | 2023 | CAPITAL | NEW | office-small | USD/gigalumen_year | us | us | 131590147328.505
commercial lighting | Lamp: 100W Equivalent LED A Lamp | 2023 | CAPITAL | NEW | other | USD/gigalumen_year | us | us | 131590147328.505
commercial lighting | Lamp: 100W Equivalent LED A Lamp | 2023 | CAPITAL | NEW | warehouse | USD/gigalumen_year | us | us | 131590147328.505
commercial lighting | Lamp: 100W Equivalent LED A Lamp | 2023 | CAPITAL | REPLACEMENT | assembly | USD/gigalumen_year | us | us | 131590147328.505
commercial lighting | Lamp: 100W Equivalent LED A Lamp | 2023 | CAPITAL | REPLACEMENT | education | USD/gigalumen_year | us | us | 131590147328.505
commercial lighting | Lamp: 100W Equivalent LED A Lamp | 2023 | CAPITAL | REPLACEMENT | food sales | USD/gigalumen_year | us | us | 131590147328.505
commercial lighting | Lamp: 100W Equivalent LED A Lamp | 2023 | CAPITAL | REPLACEMENT | food service | USD/gigalumen_year | us | us | 131590147328.505
commercial lighting | Lamp: 100W Equivalent LED A Lamp | 2023 | CAPITAL | REPLACEMENT | health | USD/gigalumen_year | us | us | 131590147328.505
commercial lighting | Lamp: 100W Equivalent LED A Lamp | 2023 | CAPITAL | REPLACEMENT | lodging | USD/gigalumen_year | us | us | 131590147328.505
commercial lighting | Lamp: 100W Equivalent LED A Lamp | 2023 | CAPITAL | REPLACEMENT | merc/service | USD/gigalumen_year | us | us | 131590147328.505
commercial lighting | Lamp: 100W Equivalent LED A Lamp | 2023 | CAPITAL | REPLACEMENT | office-large | USD/gigalumen_year | us | us | 131590147328.505
commercial lighting | Lamp: 100W Equivalent LED A Lamp | 2023 | CAPITAL | REPLACEMENT | office-small | USD/gigalumen_year | us | us | 131590147328.505
commercial lighting | Lamp: 100W Equivalent LED A Lamp | 2023 | CAPITAL | REPLACEMENT | other | USD/gigalumen_year | us | us | 131590147328.505
commercial lighting | Lamp: 100W Equivalent LED A Lamp | 2023 | CAPITAL | REPLACEMENT | warehouse | USD/gigalumen_year | us | us | 131590147328.505
commercial lighting | Lamp: 100W Equivalent LED A Lamp | 2023 | FIXED_OM | NEW | assembly | USD/gigalumen_year | us | us | 10551641231.6966
commercial lighting | Lamp: 100W Equivalent LED A Lamp | 2023 | FIXED_OM | NEW | education | USD/gigalumen_year | us | us | 10551641231.6966
commercial lighting | Lamp: 100W Equivalent LED A Lamp | 2023 | FIXED_OM | NEW | food sales | USD/gigalumen_year | us | us | 10551641231.6966
commercial lighting | Lamp: 100W Equivalent LED A Lamp | 2023 | FIXED_OM | NEW | food service | USD/gigalumen_year | us | us | 10551641231.6966
commercial lighting | Lamp: 100W Equivalent LED A Lamp | 2023 | FIXED_OM | NEW | health | USD/gigalumen_year | us | us | 10551641231.6966
commercial lighting | Lamp: 100W Equivalent LED A Lamp | 2023 | FIXED_OM | NEW | lodging | USD/gigalumen_year | us | us | 10551641231.6966
commercial lighting | Lamp: 100W Equivalent LED A Lamp | 2023 | FIXED_OM | NEW | merc/service | USD/gigalumen_year | us | us | 10551641231.6966
commercial lighting | Lamp: 100W Equivalent LED A Lamp | 2023 | FIXED_OM | NEW | office-large | USD/gigalumen_year | us | us | 10551641231.6966
commercial lighting | Lamp: 100W Equivalent LED A Lamp | 2023 | FIXED_OM | NEW | office-small | USD/gigalumen_year | us | us | 10551641231.6966
commercial lighting | Lamp: 100W Equivalent LED A Lamp | 2023 | FIXED_OM | NEW | other | USD/gigalumen_year | us | us | 10551641231.6966
commercial lighting | Lamp: 100W Equivalent LED A Lamp | 2023 | FIXED_OM | NEW | warehouse | USD/gigalumen_year | us | us | 10551641231.6966
commercial lighting | Lamp: 100W Equivalent LED A Lamp | 2023 | FIXED_OM | REPLACEMENT | assembly | USD/gigalumen_year | us | us | 10551641231.6966
commercial lighting | Lamp: 100W Equivalent LED A Lamp | 2023 | FIXED_OM | REPLACEMENT | education | USD/gigalumen_year | us | us | 10551641231.6966
commercial lighting | Lamp: 100W Equivalent LED A Lamp | 2023 | FIXED_OM | REPLACEMENT | food sales | USD/gigalumen_year | us | us | 10551641231.6966
commercial lighting | Lamp: 100W Equivalent LED A Lamp | 2023 | FIXED_OM | REPLACEMENT | food service | USD/gigalumen_year | us | us | 10551641231.6966
commercial lighting | Lamp: 100W Equivalent LED A Lamp | 2023 | FIXED_OM | REPLACEMENT | health | USD/gigalumen_year | us | us | 10551641231.6966
commercial lighting | Lamp: 100W Equivalent LED A Lamp | 2023 | FIXED_OM | REPLACEMENT | lodging | USD/gigalumen_year | us | us | 10551641231.6966
commercial lighting | Lamp: 100W Equivalent LED A Lamp | 2023 | FIXED_OM | REPLACEMENT | merc/service | USD/gigalumen_year | us | us | 10551641231.6966
commercial lighting | Lamp: 100W Equivalent LED A Lamp | 2023 | FIXED_OM | REPLACEMENT | office-large | USD/gigalumen_year | us | us | 10551641231.6966
commercial lighting | Lamp: 100W Equivalent LED A Lamp | 2023 | FIXED_OM | REPLACEMENT | office-small | USD/gigalumen_year | us | us | 10551641231.6966
commercial lighting | Lamp: 100W Equivalent LED A Lamp | 2023 | FIXED_OM | REPLACEMENT | other | USD/gigalumen_year | us | us | 10551641231.6966
commercial lighting | Lamp: 100W Equivalent LED A Lamp | 2023 | FIXED_OM | REPLACEMENT | warehouse | USD/gigalumen_year | us | us | 10551641231.6966
commercial lighting | Lamp: 100W Equivalent LED A Lamp | 2024 | CAPITAL | NEW | assembly | USD/gigalumen_year | us | us | 126281440920.75
commercial lighting | Lamp: 100W Equivalent LED A Lamp | 2024 | CAPITAL | NEW | education | USD/gigalumen_year | us | us | 126281440920.75
commercial lighting | Lamp: 100W Equivalent LED A Lamp | 2024 | CAPITAL | NEW | food sales | USD/gigalumen_year | us | us | 126281440920.75
commercial lighting | Lamp: 100W Equivalent LED A Lamp | 2024 | CAPITAL | NEW | food service | USD/gigalumen_year | us | us | 126281440920.75
commercial lighting | Lamp: 100W Equivalent LED A Lamp | 2024 | CAPITAL | NEW | health | USD/gigalumen_year | us | us | 126281440920.75
commercial lighting | Lamp: 100W Equivalent LED A Lamp | 2024 | CAPITAL | NEW | lodging | USD/gigalumen_year | us | us | 126281440920.75
commercial lighting | Lamp: 100W Equivalent LED A Lamp | 2024 | CAPITAL | NEW | merc/service | USD/gigalumen_year | us | us | 126281440920.75
commercial lighting | Lamp: 100W Equivalent LED A Lamp | 2024 | CAPITAL | NEW | office-large | USD/gigalumen_year | us | us | 126281440920.75
commercial lighting | Lamp: 100W Equivalent LED A Lamp | 2024 | CAPITAL | NEW | office-small | USD/gigalumen_year | us | us | 126281440920.75
commercial lighting | Lamp: 100W Equivalent LED A Lamp | 2024 | CAPITAL | NEW | other | USD/gigalumen_year | us | us | 126281440920.75
commercial lighting | Lamp: 100W Equivalent LED A Lamp | 2024 | CAPITAL | NEW | warehouse | USD/gigalumen_year | us | us | 126281440920.75
commercial lighting | Lamp: 100W Equivalent LED A Lamp | 2024 | CAPITAL | REPLACEMENT | assembly | USD/gigalumen_year | us | us | 126281440920.75
commercial lighting | Lamp: 100W Equivalent LED A Lamp | 2024 | CAPITAL | REPLACEMENT | education | USD/gigalumen_year | us | us | 126281440920.75
commercial lighting | Lamp: 100W Equivalent LED A Lamp | 2024 | CAPITAL | REPLACEMENT | food sales | USD/gigalumen_year | us | us | 126281440920.75
commercial lighting | Lamp: 100W Equivalent LED A Lamp | 2024 | CAPITAL | REPLACEMENT | food service | USD/gigalumen_year | us | us | 126281440920.75
commercial lighting | Lamp: 100W Equivalent LED A Lamp | 2024 | CAPITAL | REPLACEMENT | health | USD/gigalumen_year | us | us | 126281440920.75
commercial lighting | Lamp: 100W Equivalent LED A Lamp | 2024 | CAPITAL | REPLACEMENT | lodging | USD/gigalumen_year | us | us | 126281440920.75
commercial lighting | Lamp: 100W Equivalent LED A Lamp | 2024 | CAPITAL | REPLACEMENT | merc/service | USD/gigalumen_year | us | us | 126281440920.75
commercial lighting | Lamp: 100W Equivalent LED A Lamp | 2024 | CAPITAL | REPLACEMENT | office-large | USD/gigalumen_year | us | us | 126281440920.75
commercial lighting | Lamp: 100W Equivalent LED A Lamp | 2024 | CAPITAL | REPLACEMENT | office-small | USD/gigalumen_year | us | us | 126281440920.75
commercial lighting | Lamp: 100W Equivalent LED A Lamp | 2024 | CAPITAL | REPLACEMENT | other | USD/gigalumen_year | us | us | 126281440920.75
commercial lighting | Lamp: 100W Equivalent LED A Lamp | 2024 | CAPITAL | REPLACEMENT | warehouse | USD/gigalumen_year | us | us | 126281440920.75
commercial lighting | Lamp: 100W Equivalent LED A Lamp | 2024 | FIXED_OM | NEW | assembly | USD/gigalumen_year | us | us | 10091240145.0064
commercial lighting | Lamp: 100W Equivalent LED A Lamp | 2024 | FIXED_OM | NEW | education | USD/gigalumen_year | us | us | 10091240145.0064
commercial lighting | Lamp: 100W Equivalent LED A Lamp | 2024 | FIXED_OM | NEW | food sales | USD/gigalumen_year | us | us | 10091240145.0064
commercial lighting | Lamp: 100W Equivalent LED A Lamp | 2024 | FIXED_OM | NEW | food service | USD/gigalumen_year | us | us | 10091240145.0064
commercial lighting | Lamp: 100W Equivalent LED A Lamp | 2024 | FIXED_OM | NEW | health | USD/gigalumen_year | us | us | 10091240145.0064
commercial lighting | Lamp: 100W Equivalent LED A Lamp | 2024 | FIXED_OM | NEW | lodging | USD/gigalumen_year | us | us | 10091240145.0064
commercial lighting | Lamp: 100W Equivalent LED A Lamp | 2024 | FIXED_OM | NEW | merc/service | USD/gigalumen_year | us | us | 10091240145.0064
commercial lighting | Lamp: 100W Equivalent LED A Lamp | 2024 | FIXED_OM | NEW | office-large | USD/gigalumen_year | us | us | 10091240145.0064
commercial lighting | Lamp: 100W Equivalent LED A Lamp | 2024 | FIXED_OM | NEW | office-small | USD/gigalumen_year | us | us | 10091240145.0064
commercial lighting | Lamp: 100W Equivalent LED A Lamp | 2024 | FIXED_OM | NEW | other | USD/gigalumen_year | us | us | 10091240145.0064
commercial lighting | Lamp: 100W Equivalent LED A Lamp | 2024 | FIXED_OM | NEW | warehouse | USD/gigalumen_year | us | us | 10091240145.0064
commercial lighting | Lamp: 100W Equivalent LED A Lamp | 2024 | FIXED_OM | REPLACEMENT | assembly | USD/gigalumen_year | us | us | 10091240145.0064
commercial lighting | Lamp: 100W Equivalent LED A Lamp | 2024 | FIXED_OM | REPLACEMENT | education | USD/gigalumen_year | us | us | 10091240145.0064
commercial lighting | Lamp: 100W Equivalent LED A Lamp | 2024 | FIXED_OM | REPLACEMENT | food sales | USD/gigalumen_year | us | us | 10091240145.0064
commercial lighting | Lamp: 100W Equivalent LED A Lamp | 2024 | FIXED_OM | REPLACEMENT | food service | USD/gigalumen_year | us | us | 10091240145.0064
commercial lighting | Lamp: 100W Equivalent LED A Lamp | 2024 | FIXED_OM | REPLACEMENT | health | USD/gigalumen_year | us | us | 10091240145.0064
commercial lighting | Lamp: 100W Equivalent LED A Lamp | 2024 | FIXED_OM | REPLACEMENT | lodging | USD/gigalumen_year | us | us | 10091240145.0064
commercial lighting | Lamp: 100W Equivalent LED A Lamp | 2024 | FIXED_OM | REPLACEMENT | merc/service | USD/gigalumen_year | us | us | 10091240145.0064
commercial lighting | Lamp: 100W Equivalent LED A Lamp | 2024 | FIXED_OM | REPLACEMENT | office-large | USD/gigalumen_year | us | us | 10091240145.0064
commercial lighting | Lamp: 100W Equivalent LED A Lamp | 2024 | FIXED_OM | REPLACEMENT | office-small | USD/gigalumen_year | us | us | 10091240145.0064
commercial lighting | Lamp: 100W Equivalent LED A Lamp | 2024 | FIXED_OM | REPLACEMENT | other | USD/gigalumen_year | us | us | 10091240145.0064
commercial lighting | Lamp: 100W Equivalent LED A Lamp | 2024 | FIXED_OM | REPLACEMENT | warehouse | USD/gigalumen_year | us | us | 10091240145.0064
commercial lighting | Lamp: 100W Equivalent LED A Lamp | 2025 | CAPITAL | NEW | assembly | USD/gigalumen_year | us | us | 120972734512.995
commercial lighting | Lamp: 100W Equivalent LED A Lamp | 2025 | CAPITAL | NEW | education | USD/gigalumen_year | us | us | 120972734512.995
commercial lighting | Lamp: 100W Equivalent LED A Lamp | 2025 | CAPITAL | NEW | food sales | USD/gigalumen_year | us | us | 120972734512.995
commercial lighting | Lamp: 100W Equivalent LED A Lamp | 2025 | CAPITAL | NEW | food service | USD/gigalumen_year | us | us | 120972734512.995
commercial lighting | Lamp: 100W Equivalent LED A Lamp | 2025 | CAPITAL | NEW | health | USD/gigalumen_year | us | us | 120972734512.995
commercial lighting | Lamp: 100W Equivalent LED A Lamp | 2025 | CAPITAL | NEW | lodging | USD/gigalumen_year | us | us | 120972734512.995
commercial lighting | Lamp: 100W Equivalent LED A Lamp | 2025 | CAPITAL | NEW | merc/service | USD/gigalumen_year | us | us | 120972734512.995
commercial lighting | Lamp: 100W Equivalent LED A Lamp | 2025 | CAPITAL | NEW | office-large | USD/gigalumen_year | us | us | 120972734512.995
commercial lighting | Lamp: 100W Equivalent LED A Lamp | 2025 | CAPITAL | NEW | office-small | USD/gigalumen_year | us | us | 120972734512.995
commercial lighting | Lamp: 100W Equivalent LED A Lamp | 2025 | CAPITAL | NEW | other | USD/gigalumen_year | us | us | 120972734512.995
commercial lighting | Lamp: 100W Equivalent LED A Lamp | 2025 | CAPITAL | NEW | warehouse | USD/gigalumen_year | us | us | 120972734512.995
commercial lighting | Lamp: 100W Equivalent LED A Lamp | 2025 | CAPITAL | REPLACEMENT | assembly | USD/gigalumen_year | us | us | 120972734512.995
commercial lighting | Lamp: 100W Equivalent LED A Lamp | 2025 | CAPITAL | REPLACEMENT | education | USD/gigalumen_year | us | us | 120972734512.995
commercial lighting | Lamp: 100W Equivalent LED A Lamp | 2025 | CAPITAL | REPLACEMENT | food sales | USD/gigalumen_year | us | us | 120972734512.995
commercial lighting | Lamp: 100W Equivalent LED A Lamp | 2025 | CAPITAL | REPLACEMENT | food service | USD/gigalumen_year | us | us | 120972734512.995
commercial lighting | Lamp: 100W Equivalent LED A Lamp | 2025 | CAPITAL | REPLACEMENT | health | USD/gigalumen_year | us | us | 120972734512.995
commercial lighting | Lamp: 100W Equivalent LED A Lamp | 2025 | CAPITAL | REPLACEMENT | lodging | USD/gigalumen_year | us | us | 120972734512.995
commercial lighting | Lamp: 100W Equivalent LED A Lamp | 2025 | CAPITAL | REPLACEMENT | merc/service | USD/gigalumen_year | us | us | 120972734512.995
commercial lighting | Lamp: 100W Equivalent LED A Lamp | 2025 | CAPITAL | REPLACEMENT | office-large | USD/gigalumen_year | us | us | 120972734512.995
commercial lighting | Lamp: 100W Equivalent LED A Lamp | 2025 | CAPITAL | REPLACEMENT | office-small | USD/gigalumen_year | us | us | 120972734512.995
commercial lighting | Lamp: 100W Equivalent LED A Lamp | 2025 | CAPITAL | REPLACEMENT | other | USD/gigalumen_year | us | us | 120972734512.995
commercial lighting | Lamp: 100W Equivalent LED A Lamp | 2025 | CAPITAL | REPLACEMENT | warehouse | USD/gigalumen_year | us | us | 120972734512.995
commercial lighting | Lamp: 100W Equivalent LED A Lamp | 2025 | FIXED_OM | NEW | assembly | USD/gigalumen_year | us | us | 9630839058.3162
commercial lighting | Lamp: 100W Equivalent LED A Lamp | 2025 | FIXED_OM | NEW | education | USD/gigalumen_year | us | us | 9630839058.3162
commercial lighting | Lamp: 100W Equivalent LED A Lamp | 2025 | FIXED_OM | NEW | food sales | USD/gigalumen_year | us | us | 9630839058.3162
commercial lighting | Lamp: 100W Equivalent LED A Lamp | 2025 | FIXED_OM | NEW | food service | USD/gigalumen_year | us | us | 9630839058.3162
commercial lighting | Lamp: 100W Equivalent LED A Lamp | 2025 | FIXED_OM | NEW | health | USD/gigalumen_year | us | us | 9630839058.3162
commercial lighting | Lamp: 100W Equivalent LED A Lamp | 2025 | FIXED_OM | NEW | lodging | USD/gigalumen_year | us | us | 9630839058.3162
commercial lighting | Lamp: 100W Equivalent LED A Lamp | 2025 | FIXED_OM | NEW | merc/service | USD/gigalumen_year | us | us | 9630839058.3162
commercial lighting | Lamp: 100W Equivalent LED A Lamp | 2025 | FIXED_OM | NEW | office-large | USD/gigalumen_year | us | us | 9630839058.3162
commercial lighting | Lamp: 100W Equivalent LED A Lamp | 2025 | FIXED_OM | NEW | office-small | USD/gigalumen_year | us | us | 9630839058.3162
commercial lighting | Lamp: 100W Equivalent LED A Lamp | 2025 | FIXED_OM | NEW | other | USD/gigalumen_year | us | us | 9630839058.3162
commercial lighting | Lamp: 100W Equivalent LED A Lamp | 2025 | FIXED_OM | NEW | warehouse | USD/gigalumen_year | us | us | 9630839058.3162
commercial lighting | Lamp: 100W Equivalent LED A Lamp | 2025 | FIXED_OM | REPLACEMENT | assembly | USD/gigalumen_year | us | us | 9630839058.3162
commercial lighting | Lamp: 100W Equivalent LED A Lamp | 2025 | FIXED_OM | REPLACEMENT | education | USD/gigalumen_year | us | us | 9630839058.3162
commercial lighting | Lamp: 100W Equivalent LED A Lamp | 2025 | FIXED_OM | REPLACEMENT | food sales | USD/gigalumen_year | us | us | 9630839058.3162
commercial lighting | Lamp: 100W Equivalent LED A Lamp | 2025 | FIXED_OM | REPLACEMENT | food service | USD/gigalumen_year | us | us | 9630839058.3162
commercial lighting | Lamp: 100W Equivalent LED A Lamp | 2025 | FIXED_OM | REPLACEMENT | health | USD/gigalumen_year | us | us | 9630839058.3162
commercial lighting | Lamp: 100W Equivalent LED A Lamp | 2025 | FIXED_OM | REPLACEMENT | lodging | USD/gigalumen_year | us | us | 9630839058.3162
commercial lighting | Lamp: 100W Equivalent LED A Lamp | 2025 | FIXED_OM | REPLACEMENT | merc/service | USD/gigalumen_year | us | us | 9630839058.3162
commercial lighting | Lamp: 100W Equivalent LED A Lamp | 2025 | FIXED_OM | REPLACEMENT | office-large | USD/gigalumen_year | us | us | 9630839058.3162
commercial lighting | Lamp: 100W Equivalent LED A Lamp | 2025 | FIXED_OM | REPLACEMENT | office-small | USD/gigalumen_year | us | us | 9630839058.3162
commercial lighting | Lamp: 100W Equivalent LED A Lamp | 2025 | FIXED_OM | REPLACEMENT | other | USD/gigalumen_year | us | us | 9630839058.3162
commercial lighting | Lamp: 100W Equivalent LED A Lamp | 2025 | FIXED_OM | REPLACEMENT | warehouse | USD/gigalumen_year | us | us | 9630839058.3162
commercial lighting | Lamp: 100W Equivalent LED A Lamp | 2026 | CAPITAL | NEW | assembly | USD/gigalumen_year | us | us | 115664028105.24
commercial lighting | Lamp: 100W Equivalent LED A Lamp | 2026 | CAPITAL | NEW | education | USD/gigalumen_year | us | us | 115664028105.24
commercial lighting | Lamp: 100W Equivalent LED A Lamp | 2026 | CAPITAL | NEW | food sales | USD/gigalumen_year | us | us | 115664028105.24
commercial lighting | Lamp: 100W Equivalent LED A Lamp | 2026 | CAPITAL | NEW | food service | USD/gigalumen_year | us | us | 115664028105.24
commercial lighting | Lamp: 100W Equivalent LED A Lamp | 2026 | CAPITAL | NEW | health | USD/gigalumen_year | us | us | 115664028105.24
commercial lighting | Lamp: 100W Equivalent LED A Lamp | 2026 | CAPITAL | NEW | lodging | USD/gigalumen_year | us | us | 115664028105.24
commercial lighting | Lamp: 100W Equivalent LED A Lamp | 2026 | CAPITAL | NEW | merc/service | USD/gigalumen_year | us | us | 115664028105.24
commercial lighting | Lamp: 100W Equivalent LED A Lamp | 2026 | CAPITAL | NEW | office-large | USD/gigalumen_year | us | us | 115664028105.24
commercial lighting | Lamp: 100W Equivalent LED A Lamp | 2026 | CAPITAL | NEW | office-small | USD/gigalumen_year | us | us | 115664028105.24
commercial lighting | Lamp: 100W Equivalent LED A Lamp | 2026 | CAPITAL | NEW | other | USD/gigalumen_year | us | us | 115664028105.24
commercial lighting | Lamp: 100W Equivalent LED A Lamp | 2026 | CAPITAL | NEW | warehouse | USD/gigalumen_year | us | us | 115664028105.24
commercial lighting | Lamp: 100W Equivalent LED A Lamp | 2026 | CAPITAL | REPLACEMENT | assembly | USD/gigalumen_year | us | us | 115664028105.24
commercial lighting | Lamp: 100W Equivalent LED A Lamp | 2026 | CAPITAL | REPLACEMENT | education | USD/gigalumen_year | us | us | 115664028105.24
commercial lighting | Lamp: 100W Equivalent LED A Lamp | 2026 | CAPITAL | REPLACEMENT | food sales | USD/gigalumen_year | us | us | 115664028105.24
commercial lighting | Lamp: 100W Equivalent LED A Lamp | 2026 | CAPITAL | REPLACEMENT | food service | USD/gigalumen_year | us | us | 115664028105.24
commercial lighting | Lamp: 100W Equivalent LED A Lamp | 2026 | CAPITAL | REPLACEMENT | health | USD/gigalumen_year | us | us | 115664028105.24
commercial lighting | Lamp: 100W Equivalent LED A Lamp | 2026 | CAPITAL | REPLACEMENT | lodging | USD/gigalumen_year | us | us | 115664028105.24
commercial lighting | Lamp: 100W Equivalent LED A Lamp | 2026 | CAPITAL | REPLACEMENT | merc/service | USD/gigalumen_year | us | us | 115664028105.24
commercial lighting | Lamp: 100W Equivalent LED A Lamp | 2026 | CAPITAL | REPLACEMENT | office-large | USD/gigalumen_year | us | us | 115664028105.24
commercial lighting | Lamp: 100W Equivalent LED A Lamp | 2026 | CAPITAL | REPLACEMENT | office-small | USD/gigalumen_year | us | us | 115664028105.24
commercial lighting | Lamp: 100W Equivalent LED A Lamp | 2026 | CAPITAL | REPLACEMENT | other | USD/gigalumen_year | us | us | 115664028105.24
commercial lighting | Lamp: 100W Equivalent LED A Lamp | 2026 | CAPITAL | REPLACEMENT | warehouse | USD/gigalumen_year | us | us | 115664028105.24
commercial lighting | Lamp: 100W Equivalent LED A Lamp | 2026 | FIXED_OM | NEW | assembly | USD/gigalumen_year | us | us | 9170437971.6259
commercial lighting | Lamp: 100W Equivalent LED A Lamp | 2026 | FIXED_OM | NEW | education | USD/gigalumen_year | us | us | 9170437971.6259
commercial lighting | Lamp: 100W Equivalent LED A Lamp | 2026 | FIXED_OM | NEW | food sales | USD/gigalumen_year | us | us | 9170437971.6259
commercial lighting | Lamp: 100W Equivalent LED A Lamp | 2026 | FIXED_OM | NEW | food service | USD/gigalumen_year | us | us | 9170437971.6259
commercial lighting | Lamp: 100W Equivalent LED A Lamp | 2026 | FIXED_OM | NEW | health | USD/gigalumen_year | us | us | 9170437971.6259
commercial lighting | Lamp: 100W Equivalent LED A Lamp | 2026 | FIXED_OM | NEW | lodging | USD/gigalumen_year | us | us | 9170437971.6259
commercial lighting | Lamp: 100W Equivalent LED A Lamp | 2026 | FIXED_OM | NEW | merc/service | USD/gigalumen_year | us | us | 9170437971.6259
commercial lighting | Lamp: 100W Equivalent LED A Lamp | 2026 | FIXED_OM | NEW | office-large | USD/gigalumen_year | us | us | 9170437971.6259
commercial lighting | Lamp: 100W Equivalent LED A Lamp | 2026 | FIXED_OM | NEW | office-small | USD/gigalumen_year | us | us | 9170437971.6259
commercial lighting | Lamp: 100W Equivalent LED A Lamp | 2026 | FIXED_OM | NEW | other | USD/gigalumen_year | us | us | 9170437971.6259
commercial lighting | Lamp: 100W Equivalent LED A Lamp | 2026 | FIXED_OM | NEW | warehouse | USD/gigalumen_year | us | us | 9170437971.6259
commercial lighting | Lamp: 100W Equivalent LED A Lamp | 2026 | FIXED_OM | REPLACEMENT | assembly | USD/gigalumen_year | us | us | 9170437971.6259
commercial lighting | Lamp: 100W Equivalent LED A Lamp | 2026 | FIXED_OM | REPLACEMENT | education | USD/gigalumen_year | us | us | 9170437971.6259
commercial lighting | Lamp: 100W Equivalent LED A Lamp | 2026 | FIXED_OM | REPLACEMENT | food sales | USD/gigalumen_year | us | us | 9170437971.6259
commercial lighting | Lamp: 100W Equivalent LED A Lamp | 2026 | FIXED_OM | REPLACEMENT | food service | USD/gigalumen_year | us | us | 9170437971.6259
commercial lighting | Lamp: 100W Equivalent LED A Lamp | 2026 | FIXED_OM | REPLACEMENT | health | USD/gigalumen_year | us | us | 9170437971.6259
commercial lighting | Lamp: 100W Equivalent LED A Lamp | 2026 | FIXED_OM | REPLACEMENT | lodging | USD/gigalumen_year | us | us | 9170437971.6259
commercial lighting | Lamp: 100W Equivalent LED A Lamp | 2026 | FIXED_OM | REPLACEMENT | merc/service | USD/gigalumen_year | us | us | 9170437971.6259
commercial lighting | Lamp: 100W Equivalent LED A Lamp | 2026 | FIXED_OM | REPLACEMENT | office-large | USD/gigalumen_year | us | us | 9170437971.6259
commercial lighting | Lamp: 100W Equivalent LED A Lamp | 2026 | FIXED_OM | REPLACEMENT | office-small | USD/gigalumen_year | us | us | 9170437971.6259
commercial lighting | Lamp: 100W Equivalent LED A Lamp | 2026 | FIXED_OM | REPLACEMENT | other | USD/gigalumen_year | us | us | 9170437971.6259
commercial lighting | Lamp: 100W Equivalent LED A Lamp | 2026 | FIXED_OM | REPLACEMENT | warehouse | USD/gigalumen_year | us | us | 9170437971.6259
commercial lighting | Lamp: 100W Equivalent LED A Lamp | 2027 | CAPITAL | NEW | assembly | USD/gigalumen_year | us | us | 110355321697.486
commercial lighting | Lamp: 100W Equivalent LED A Lamp | 2027 | CAPITAL | NEW | education | USD/gigalumen_year | us | us | 110355321697.486
commercial lighting | Lamp: 100W Equivalent LED A Lamp | 2027 | CAPITAL | NEW | food sales | USD/gigalumen_year | us | us | 110355321697.486
commercial lighting | Lamp: 100W Equivalent LED A Lamp | 2027 | CAPITAL | NEW | food service | USD/gigalumen_year | us | us | 110355321697.486
commercial lighting | Lamp: 100W Equivalent LED A Lamp | 2027 | CAPITAL | NEW | health | USD/gigalumen_year | us | us | 110355321697.486
commercial lighting | Lamp: 100W Equivalent LED A Lamp | 2027 | CAPITAL | NEW | lodging | USD/gigalumen_year | us | us | 110355321697.486
commercial lighting | Lamp: 100W Equivalent LED A Lamp | 2027 | CAPITAL | NEW | merc/service | USD/gigalumen_year | us | us | 110355321697.486
commercial lighting | Lamp: 100W Equivalent LED A Lamp | 2027 | CAPITAL | NEW | office-large | USD/gigalumen_year | us | us | 110355321697.486
commercial lighting | Lamp: 100W Equivalent LED A Lamp | 2027 | CAPITAL | NEW | office-small | USD/gigalumen_year | us | us | 110355321697.486
commercial lighting | Lamp: 100W Equivalent LED A Lamp | 2027 | CAPITAL | NEW | other | USD/gigalumen_year | us | us | 110355321697.486
commercial lighting | Lamp: 100W Equivalent LED A Lamp | 2027 | CAPITAL | NEW | warehouse | USD/gigalumen_year | us | us | 110355321697.486
commercial lighting | Lamp: 100W Equivalent LED A Lamp | 2027 | CAPITAL | REPLACEMENT | assembly | USD/gigalumen_year | us | us | 110355321697.486
commercial lighting | Lamp: 100W Equivalent LED A Lamp | 2027 | CAPITAL | REPLACEMENT | education | USD/gigalumen_year | us | us | 110355321697.486
commercial lighting | Lamp: 100W Equivalent LED A Lamp | 2027 | CAPITAL | REPLACEMENT | food sales | USD/gigalumen_year | us | us | 110355321697.486
commercial lighting | Lamp: 100W Equivalent LED A Lamp | 2027 | CAPITAL | REPLACEMENT | food service | USD/gigalumen_year | us | us | 110355321697.486
commercial lighting | Lamp: 100W Equivalent LED A Lamp | 2027 | CAPITAL | REPLACEMENT | health | USD/gigalumen_year | us | us | 110355321697.486
commercial lighting | Lamp: 100W Equivalent LED A Lamp | 2027 | CAPITAL | REPLACEMENT | lodging | USD/gigalumen_year | us | us | 110355321697.486
commercial lighting | Lamp: 100W Equivalent LED A Lamp | 2027 | CAPITAL | REPLACEMENT | merc/service | USD/gigalumen_year | us | us | 110355321697.486
commercial lighting | Lamp: 100W Equivalent LED A Lamp | 2027 | CAPITAL | REPLACEMENT | office-large | USD/gigalumen_year | us | us | 110355321697.486
commercial lighting | Lamp: 100W Equivalent LED A Lamp | 2027 | CAPITAL | REPLACEMENT | office-small | USD/gigalumen_year | us | us | 110355321697.486
commercial lighting | Lamp: 100W Equivalent LED A Lamp | 2027 | CAPITAL | REPLACEMENT | other | USD/gigalumen_year | us | us | 110355321697.486
commercial lighting | Lamp: 100W Equivalent LED A Lamp | 2027 | CAPITAL | REPLACEMENT | warehouse | USD/gigalumen_year | us | us | 110355321697.486
commercial lighting | Lamp: 100W Equivalent LED A Lamp | 2027 | FIXED_OM | NEW | assembly | USD/gigalumen_year | us | us | 8710036884.9357
commercial lighting | Lamp: 100W Equivalent LED A Lamp | 2027 | FIXED_OM | NEW | education | USD/gigalumen_year | us | us | 8710036884.9357
commercial lighting | Lamp: 100W Equivalent LED A Lamp | 2027 | FIXED_OM | NEW | food sales | USD/gigalumen_year | us | us | 8710036884.9357
commercial lighting | Lamp: 100W Equivalent LED A Lamp | 2027 | FIXED_OM | NEW | food service | USD/gigalumen_year | us | us | 8710036884.9357
commercial lighting | Lamp: 100W Equivalent LED A Lamp | 2027 | FIXED_OM | NEW | health | USD/gigalumen_year | us | us | 8710036884.9357
commercial lighting | Lamp: 100W Equivalent LED A Lamp | 2027 | FIXED_OM | NEW | lodging | USD/gigalumen_year | us | us | 8710036884.9357
commercial lighting | Lamp: 100W Equivalent LED A Lamp | 2027 | FIXED_OM | NEW | merc/service | USD/gigalumen_year | us | us | 8710036884.9357
commercial lighting | Lamp: 100W Equivalent LED A Lamp | 2027 | FIXED_OM | NEW | office-large | USD/gigalumen_year | us | us | 8710036884.9357
commercial lighting | Lamp: 100W Equivalent LED A Lamp | 2027 | FIXED_OM | NEW | office-small | USD/gigalumen_year | us | us | 8710036884.9357
commercial lighting | Lamp: 100W Equivalent LED A Lamp | 2027 | FIXED_OM | NEW | other | USD/gigalumen_year | us | us | 8710036884.9357
commercial lighting | Lamp: 100W Equivalent LED A Lamp | 2027 | FIXED_OM | NEW | warehouse | USD/gigalumen_year | us | us | 8710036884.9357
commercial lighting | Lamp: 100W Equivalent LED A Lamp | 2027 | FIXED_OM | REPLACEMENT | assembly | USD/gigalumen_year | us | us | 8710036884.9357
commercial lighting | Lamp: 100W Equivalent LED A Lamp | 2027 | FIXED_OM | REPLACEMENT | education | USD/gigalumen_year | us | us | 8710036884.9357
commercial lighting | Lamp: 100W Equivalent LED A Lamp | 2027 | FIXED_OM | REPLACEMENT | food sales | USD/gigalumen_year | us | us | 8710036884.9357
commercial lighting | Lamp: 100W Equivalent LED A Lamp | 2027 | FIXED_OM | REPLACEMENT | food service | USD/gigalumen_year | us | us | 8710036884.9357
commercial lighting | Lamp: 100W Equivalent LED A Lamp | 2027 | FIXED_OM | REPLACEMENT | health | USD/gigalumen_year | us | us | 8710036884.9357
commercial lighting | Lamp: 100W Equivalent LED A Lamp | 2027 | FIXED_OM | REPLACEMENT | lodging | USD/gigalumen_year | us | us | 8710036884.9357
commercial lighting | Lamp: 100W Equivalent LED A Lamp | 2027 | FIXED_OM | REPLACEMENT | merc/service | USD/gigalumen_year | us | us | 8710036884.9357
commercial lighting | Lamp: 100W Equivalent LED A Lamp | 2027 | FIXED_OM | REPLACEMENT | office-large | USD/gigalumen_year | us | us | 8710036884.9357
commercial lighting | Lamp: 100W Equivalent LED A Lamp | 2027 | FIXED_OM | REPLACEMENT | office-small | USD/gigalumen_year | us | us | 8710036884.9357
commercial lighting | Lamp: 100W Equivalent LED A Lamp | 2027 | FIXED_OM | REPLACEMENT | other | USD/gigalumen_year | us | us | 8710036884.9357
commercial lighting | Lamp: 100W Equivalent LED A Lamp | 2027 | FIXED_OM | REPLACEMENT | warehouse | USD/gigalumen_year | us | us | 8710036884.9357
commercial lighting | Lamp: 100W Equivalent LED A Lamp | 2028 | CAPITAL | NEW | assembly | USD/gigalumen_year | us | us | 105046615289.731
commercial lighting | Lamp: 100W Equivalent LED A Lamp | 2028 | CAPITAL | NEW | education | USD/gigalumen_year | us | us | 105046615289.731
commercial lighting | Lamp: 100W Equivalent LED A Lamp | 2028 | CAPITAL | NEW | food sales | USD/gigalumen_year | us | us | 105046615289.731
commercial lighting | Lamp: 100W Equivalent LED A Lamp | 2028 | CAPITAL | NEW | food service | USD/gigalumen_year | us | us | 105046615289.731
commercial lighting | Lamp: 100W Equivalent LED A Lamp | 2028 | CAPITAL | NEW | health | USD/gigalumen_year | us | us | 105046615289.731
commercial lighting | Lamp: 100W Equivalent LED A Lamp | 2028 | CAPITAL | NEW | lodging | USD/gigalumen_year | us | us | 105046615289.731
commercial lighting | Lamp: 100W Equivalent LED A Lamp | 2028 | CAPITAL | NEW | merc/service | USD/gigalumen_year | us | us | 105046615289.731
commercial lighting | Lamp: 100W Equivalent LED A Lamp | 2028 | CAPITAL | NEW | office-large | USD/gigalumen_year | us | us | 105046615289.731
commercial lighting | Lamp: 100W Equivalent LED A Lamp | 2028 | CAPITAL | NEW | office-small | USD/gigalumen_year | us | us | 105046615289.731
commercial lighting | Lamp: 100W Equivalent LED A Lamp | 2028 | CAPITAL | NEW | other | USD/gigalumen_year | us | us | 105046615289.731
commercial lighting | Lamp: 100W Equivalent LED A Lamp | 2028 | CAPITAL | NEW | warehouse | USD/gigalumen_year | us | us | 105046615289.731
commercial lighting | Lamp: 100W Equivalent LED A Lamp | 2028 | CAPITAL | REPLACEMENT | assembly | USD/gigalumen_year | us | us | 105046615289.731
commercial lighting | Lamp: 100W Equivalent LED A Lamp | 2028 | CAPITAL | REPLACEMENT | education | USD/gigalumen_year | us | us | 105046615289.731
commercial lighting | Lamp: 100W Equivalent LED A Lamp | 2028 | CAPITAL | REPLACEMENT | food sales | USD/gigalumen_year | us | us | 105046615289.731
commercial lighting | Lamp: 100W Equivalent LED A Lamp | 2028 | CAPITAL | REPLACEMENT | food service | USD/gigalumen_year | us | us | 105046615289.731
commercial lighting | Lamp: 100W Equivalent LED A Lamp | 2028 | CAPITAL | REPLACEMENT | health | USD/gigalumen_year | us | us | 105046615289.731
commercial lighting | Lamp: 100W Equivalent LED A Lamp | 2028 | CAPITAL | REPLACEMENT | lodging | USD/gigalumen_year | us | us | 105046615289.731
commercial lighting | Lamp: 100W Equivalent LED A Lamp | 2028 | CAPITAL | REPLACEMENT | merc/service | USD/gigalumen_year | us | us | 105046615289.731
commercial lighting | Lamp: 100W Equivalent LED A Lamp | 2028 | CAPITAL | REPLACEMENT | office-large | USD/gigalumen_year | us | us | 105046615289.731
commercial lighting | Lamp: 100W Equivalent LED A Lamp | 2028 | CAPITAL | REPLACEMENT | office-small | USD/gigalumen_year | us | us | 105046615289.731
commercial lighting | Lamp: 100W Equivalent LED A Lamp | 2028 | CAPITAL | REPLACEMENT | other | USD/gigalumen_year | us | us | 105046615289.731
commercial lighting | Lamp: 100W Equivalent LED A Lamp | 2028 | CAPITAL | REPLACEMENT | warehouse | USD/gigalumen_year | us | us | 105046615289.731
commercial lighting | Lamp: 100W Equivalent LED A Lamp | 2028 | FIXED_OM | NEW | assembly | USD/gigalumen_year | us | us | 8249635798.2455
commercial lighting | Lamp: 100W Equivalent LED A Lamp | 2028 | FIXED_OM | NEW | education | USD/gigalumen_year | us | us | 8249635798.2455
commercial lighting | Lamp: 100W Equivalent LED A Lamp | 2028 | FIXED_OM | NEW | food sales | USD/gigalumen_year | us | us | 8249635798.2455
commercial lighting | Lamp: 100W Equivalent LED A Lamp | 2028 | FIXED_OM | NEW | food service | USD/gigalumen_year | us | us | 8249635798.2455
commercial lighting | Lamp: 100W Equivalent LED A Lamp | 2028 | FIXED_OM | NEW | health | USD/gigalumen_year | us | us | 8249635798.2455
commercial lighting | Lamp: 100W Equivalent LED A Lamp | 2028 | FIXED_OM | NEW | lodging | USD/gigalumen_year | us | us | 8249635798.2455
commercial lighting | Lamp: 100W Equivalent LED A Lamp | 2028 | FIXED_OM | NEW | merc/service | USD/gigalumen_year | us | us | 8249635798.2455
commercial lighting | Lamp: 100W Equivalent LED A Lamp | 2028 | FIXED_OM | NEW | office-large | USD/gigalumen_year | us | us | 8249635798.2455
commercial lighting | Lamp: 100W Equivalent LED A Lamp | 2028 | FIXED_OM | NEW | office-small | USD/gigalumen_year | us | us | 8249635798.2455
commercial lighting | Lamp: 100W Equivalent LED A Lamp | 2028 | FIXED_OM | NEW | other | USD/gigalumen_year | us | us | 8249635798.2455
commercial lighting | Lamp: 100W Equivalent LED A Lamp | 2028 | FIXED_OM | NEW | warehouse | USD/gigalumen_year | us | us | 8249635798.2455
commercial lighting | Lamp: 100W Equivalent LED A Lamp | 2028 | FIXED_OM | REPLACEMENT | assembly | USD/gigalumen_year | us | us | 8249635798.2455
commercial lighting | Lamp: 100W Equivalent LED A Lamp | 2028 | FIXED_OM | REPLACEMENT | education | USD/gigalumen_year | us | us | 8249635798.2455
commercial lighting | Lamp: 100W Equivalent LED A Lamp | 2028 | FIXED_OM | REPLACEMENT | food sales | USD/gigalumen_year | us | us | 8249635798.2455
commercial lighting | Lamp: 100W Equivalent LED A Lamp | 2028 | FIXED_OM | REPLACEMENT | food service | USD/gigalumen_year | us | us | 8249635798.2455
commercial lighting | Lamp: 100W Equivalent LED A Lamp | 2028 | FIXED_OM | REPLACEMENT | health | USD/gigalumen_year | us | us | 8249635798.2455
commercial lighting | Lamp: 100W Equivalent LED A Lamp | 2028 | FIXED_OM | REPLACEMENT | lodging | USD/gigalumen_year | us | us | 8249635798.2455
commercial lighting | Lamp: 100W Equivalent LED A Lamp | 2028 | FIXED_OM | REPLACEMENT | merc/service | USD/gigalumen_year | us | us | 8249635798.2455
commercial lighting | Lamp: 100W Equivalent LED A Lamp | 2028 | FIXED_OM | REPLACEMENT | office-large | USD/gigalumen_year | us | us | 8249635798.2455
commercial lighting | Lamp: 100W Equivalent LED A Lamp | 2028 | FIXED_OM | REPLACEMENT | office-small | USD/gigalumen_year | us | us | 8249635798.2455
commercial lighting | Lamp: 100W Equivalent LED A Lamp | 2028 | FIXED_OM | REPLACEMENT | other | USD/gigalumen_year | us | us | 8249635798.2455
commercial lighting | Lamp: 100W Equivalent LED A Lamp | 2028 | FIXED_OM | REPLACEMENT | warehouse | USD/gigalumen_year | us | us | 8249635798.2455
commercial lighting | Lamp: 100W Equivalent LED A Lamp | 2029 | CAPITAL | NEW | assembly | USD/gigalumen_year | us | us | 99737908881.9766
commercial lighting | Lamp: 100W Equivalent LED A Lamp | 2029 | CAPITAL | NEW | education | USD/gigalumen_year | us | us | 99737908881.9766
commercial lighting | Lamp: 100W Equivalent LED A Lamp | 2029 | CAPITAL | NEW | food sales | USD/gigalumen_year | us | us | 99737908881.9766
commercial lighting | Lamp: 100W Equivalent LED A Lamp | 2029 | CAPITAL | NEW | food service | USD/gigalumen_year | us | us | 99737908881.9766
commercial lighting | Lamp: 100W Equivalent LED A Lamp | 2029 | CAPITAL | NEW | health | USD/gigalumen_year | us | us | 99737908881.9766
commercial lighting | Lamp: 100W Equivalent LED A Lamp | 2029 | CAPITAL | NEW | lodging | USD/gigalumen_year | us | us | 99737908881.9766
commercial lighting | Lamp: 100W Equivalent LED A Lamp | 2029 | CAPITAL | NEW | merc/service | USD/gigalumen_year | us | us | 99737908881.9766
commercial lighting | Lamp: 100W Equivalent LED A Lamp | 2029 | CAPITAL | NEW | office-large | USD/gigalumen_year | us | us | 99737908881.9766
commercial lighting | Lamp: 100W Equivalent LED A Lamp | 2029 | CAPITAL | NEW | office-small | USD/gigalumen_year | us | us | 99737908881.9766
commercial lighting | Lamp: 100W Equivalent LED A Lamp | 2029 | CAPITAL | NEW | other | USD/gigalumen_year | us | us | 99737908881.9766
commercial lighting | Lamp: 100W Equivalent LED A Lamp | 2029 | CAPITAL | NEW | warehouse | USD/gigalumen_year | us | us | 99737908881.9766
commercial lighting | Lamp: 100W Equivalent LED A Lamp | 2029 | CAPITAL | REPLACEMENT | assembly | USD/gigalumen_year | us | us | 99737908881.9766
commercial lighting | Lamp: 100W Equivalent LED A Lamp | 2029 | CAPITAL | REPLACEMENT | education | USD/gigalumen_year | us | us | 99737908881.9766
commercial lighting | Lamp: 100W Equivalent LED A Lamp | 2029 | CAPITAL | REPLACEMENT | food sales | USD/gigalumen_year | us | us | 99737908881.9766
commercial lighting | Lamp: 100W Equivalent LED A Lamp | 2029 | CAPITAL | REPLACEMENT | food service | USD/gigalumen_year | us | us | 99737908881.9766
commercial lighting | Lamp: 100W Equivalent LED A Lamp | 2029 | CAPITAL | REPLACEMENT | health | USD/gigalumen_year | us | us | 99737908881.9766
commercial lighting | Lamp: 100W Equivalent LED A Lamp | 2029 | CAPITAL | REPLACEMENT | lodging | USD/gigalumen_year | us | us | 99737908881.9766
commercial lighting | Lamp: 100W Equivalent LED A Lamp | 2029 | CAPITAL | REPLACEMENT | merc/service | USD/gigalumen_year | us | us | 99737908881.9766
commercial lighting | Lamp: 100W Equivalent LED A Lamp | 2029 | CAPITAL | REPLACEMENT | office-large | USD/gigalumen_year | us | us | 99737908881.9766
commercial lighting | Lamp: 100W Equivalent LED A Lamp | 2029 | CAPITAL | REPLACEMENT | office-small | USD/gigalumen_year | us | us | 99737908881.9766
commercial lighting | Lamp: 100W Equivalent LED A Lamp | 2029 | CAPITAL | REPLACEMENT | other | USD/gigalumen_year | us | us | 99737908881.9766
commercial lighting | Lamp: 100W Equivalent LED A Lamp | 2029 | CAPITAL | REPLACEMENT | warehouse | USD/gigalumen_year | us | us | 99737908881.9766
commercial lighting | Lamp: 100W Equivalent LED A Lamp | 2029 | FIXED_OM | NEW | assembly | USD/gigalumen_year | us | us | 7789234711.5552
commercial lighting | Lamp: 100W Equivalent LED A Lamp | 2029 | FIXED_OM | NEW | education | USD/gigalumen_year | us | us | 7789234711.5552
commercial lighting | Lamp: 100W Equivalent LED A Lamp | 2029 | FIXED_OM | NEW | food sales | USD/gigalumen_year | us | us | 7789234711.5552
commercial lighting | Lamp: 100W Equivalent LED A Lamp | 2029 | FIXED_OM | NEW | food service | USD/gigalumen_year | us | us | 7789234711.5552
commercial lighting | Lamp: 100W Equivalent LED A Lamp | 2029 | FIXED_OM | NEW | health | USD/gigalumen_year | us | us | 7789234711.5552
commercial lighting | Lamp: 100W Equivalent LED A Lamp | 2029 | FIXED_OM | NEW | lodging | USD/gigalumen_year | us | us | 7789234711.5552
commercial lighting | Lamp: 100W Equivalent LED A Lamp | 2029 | FIXED_OM | NEW | merc/service | USD/gigalumen_year | us | us | 7789234711.5552
commercial lighting | Lamp: 100W Equivalent LED A Lamp | 2029 | FIXED_OM | NEW | office-large | USD/gigalumen_year | us | us | 7789234711.5552
commercial lighting | Lamp: 100W Equivalent LED A Lamp | 2029 | FIXED_OM | NEW | office-small | USD/gigalumen_year | us | us | 7789234711.5552
commercial lighting | Lamp: 100W Equivalent LED A Lamp | 2029 | FIXED_OM | NEW | other | USD/gigalumen_year | us | us | 7789234711.5552
commercial lighting | Lamp: 100W Equivalent LED A Lamp | 2029 | FIXED_OM | NEW | warehouse | USD/gigalumen_year | us | us | 7789234711.5552
commercial lighting | Lamp: 100W Equivalent LED A Lamp | 2029 | FIXED_OM | REPLACEMENT | assembly | USD/gigalumen_year | us | us | 7789234711.5552
commercial lighting | Lamp: 100W Equivalent LED A Lamp | 2029 | FIXED_OM | REPLACEMENT | education | USD/gigalumen_year | us | us | 7789234711.5552
commercial lighting | Lamp: 100W Equivalent LED A Lamp | 2029 | FIXED_OM | REPLACEMENT | food sales | USD/gigalumen_year | us | us | 7789234711.5552
commercial lighting | Lamp: 100W Equivalent LED A Lamp | 2029 | FIXED_OM | REPLACEMENT | food service | USD/gigalumen_year | us | us | 7789234711.5552
commercial lighting | Lamp: 100W Equivalent LED A Lamp | 2029 | FIXED_OM | REPLACEMENT | health | USD/gigalumen_year | us | us | 7789234711.5552
commercial lighting | Lamp: 100W Equivalent LED A Lamp | 2029 | FIXED_OM | REPLACEMENT | lodging | USD/gigalumen_year | us | us | 7789234711.5552
commercial lighting | Lamp: 100W Equivalent LED A Lamp | 2029 | FIXED_OM | REPLACEMENT | merc/service | USD/gigalumen_year | us | us | 7789234711.5552
commercial lighting | Lamp: 100W Equivalent LED A Lamp | 2029 | FIXED_OM | REPLACEMENT | office-large | USD/gigalumen_year | us | us | 7789234711.5552
commercial lighting | Lamp: 100W Equivalent LED A Lamp | 2029 | FIXED_OM | REPLACEMENT | office-small | USD/gigalumen_year | us | us | 7789234711.5552
commercial lighting | Lamp: 100W Equivalent LED A Lamp | 2029 | FIXED_OM | REPLACEMENT | other | USD/gigalumen_year | us | us | 7789234711.5552
commercial lighting | Lamp: 100W Equivalent LED A Lamp | 2029 | FIXED_OM | REPLACEMENT | warehouse | USD/gigalumen_year | us | us | 7789234711.5552
commercial lighting | Lamp: 100W Equivalent LED A Lamp | 2030 | CAPITAL | NEW | assembly | USD/gigalumen_year | us | us | 94429202474.2218
commercial lighting | Lamp: 100W Equivalent LED A Lamp | 2030 | CAPITAL | NEW | education | USD/gigalumen_year | us | us | 94429202474.2218
commercial lighting | Lamp: 100W Equivalent LED A Lamp | 2030 | CAPITAL | NEW | food sales | USD/gigalumen_year | us | us | 94429202474.2218
commercial lighting | Lamp: 100W Equivalent LED A Lamp | 2030 | CAPITAL | NEW | food service | USD/gigalumen_year | us | us | 94429202474.2218
commercial lighting | Lamp: 100W Equivalent LED A Lamp | 2030 | CAPITAL | NEW | health | USD/gigalumen_year | us | us | 94429202474.2218
commercial lighting | Lamp: 100W Equivalent LED A Lamp | 2030 | CAPITAL | NEW | lodging | USD/gigalumen_year | us | us | 94429202474.2218
commercial lighting | Lamp: 100W Equivalent LED A Lamp | 2030 | CAPITAL | NEW | merc/service | USD/gigalumen_year | us | us | 94429202474.2218
commercial lighting | Lamp: 100W Equivalent LED A Lamp | 2030 | CAPITAL | NEW | office-large | USD/gigalumen_year | us | us | 94429202474.2218
commercial lighting | Lamp: 100W Equivalent LED A Lamp | 2030 | CAPITAL | NEW | office-small | USD/gigalumen_year | us | us | 94429202474.2218
commercial lighting | Lamp: 100W Equivalent LED A Lamp | 2030 | CAPITAL | NEW | other | USD/gigalumen_year | us | us | 94429202474.2218
commercial lighting | Lamp: 100W Equivalent LED A Lamp | 2030 | CAPITAL | NEW | warehouse | USD/gigalumen_year | us | us | 94429202474.2218
commercial lighting | Lamp: 100W Equivalent LED A Lamp | 2030 | CAPITAL | REPLACEMENT | assembly | USD/gigalumen_year | us | us | 94429202474.2218
commercial lighting | Lamp: 100W Equivalent LED A Lamp | 2030 | CAPITAL | REPLACEMENT | education | USD/gigalumen_year | us | us | 94429202474.2218
commercial lighting | Lamp: 100W Equivalent LED A Lamp | 2030 | CAPITAL | REPLACEMENT | food sales | USD/gigalumen_year | us | us | 94429202474.2218
commercial lighting | Lamp: 100W Equivalent LED A Lamp | 2030 | CAPITAL | REPLACEMENT | food service | USD/gigalumen_year | us | us | 94429202474.2218
commercial lighting | Lamp: 100W Equivalent LED A Lamp | 2030 | CAPITAL | REPLACEMENT | health | USD/gigalumen_year | us | us | 94429202474.2218
commercial lighting | Lamp: 100W Equivalent LED A Lamp | 2030 | CAPITAL | REPLACEMENT | lodging | USD/gigalumen_year | us | us | 94429202474.2218
commercial lighting | Lamp: 100W Equivalent LED A Lamp | 2030 | CAPITAL | REPLACEMENT | merc/service | USD/gigalumen_year | us | us | 94429202474.2218
commercial lighting | Lamp: 100W Equivalent LED A Lamp | 2030 | CAPITAL | REPLACEMENT | office-large | USD/gigalumen_year | us | us | 94429202474.2218
commercial lighting | Lamp: 100W Equivalent LED A Lamp | 2030 | CAPITAL | REPLACEMENT | office-small | USD/gigalumen_year | us | us | 94429202474.2218
commercial lighting | Lamp: 100W Equivalent LED A Lamp | 2030 | CAPITAL | REPLACEMENT | other | USD/gigalumen_year | us | us | 94429202474.2218
commercial lighting | Lamp: 100W Equivalent LED A Lamp | 2030 | CAPITAL | REPLACEMENT | warehouse | USD/gigalumen_year | us | us | 94429202474.2218
commercial lighting | Lamp: 100W Equivalent LED A Lamp | 2030 | FIXED_OM | NEW | assembly | USD/gigalumen_year | us | us | 7328833624.865
commercial lighting | Lamp: 100W Equivalent LED A Lamp | 2030 | FIXED_OM | NEW | education | USD/gigalumen_year | us | us | 7328833624.865
commercial lighting | Lamp: 100W Equivalent LED A Lamp | 2030 | FIXED_OM | NEW | food sales | USD/gigalumen_year | us | us | 7328833624.865
commercial lighting | Lamp: 100W Equivalent LED A Lamp | 2030 | FIXED_OM | NEW | food service | USD/gigalumen_year | us | us | 7328833624.865
commercial lighting | Lamp: 100W Equivalent LED A Lamp | 2030 | FIXED_OM | NEW | health | USD/gigalumen_year | us | us | 7328833624.865
commercial lighting | Lamp: 100W Equivalent LED A Lamp | 2030 | FIXED_OM | NEW | lodging | USD/gigalumen_year | us | us | 7328833624.865
commercial lighting | Lamp: 100W Equivalent LED A Lamp | 2030 | FIXED_OM | NEW | merc/service | USD/gigalumen_year | us | us | 7328833624.865
commercial lighting | Lamp: 100W Equivalent LED A Lamp | 2030 | FIXED_OM | NEW | office-large | USD/gigalumen_year | us | us | 7328833624.865
commercial lighting | Lamp: 100W Equivalent LED A Lamp | 2030 | FIXED_OM | NEW | office-small | USD/gigalumen_year | us | us | 7328833624.865
commercial lighting | Lamp: 100W Equivalent LED A Lamp | 2030 | FIXED_OM | NEW | other | USD/gigalumen_year | us | us | 7328833624.865
commercial lighting | Lamp: 100W Equivalent LED A Lamp | 2030 | FIXED_OM | NEW | warehouse | USD/gigalumen_year | us | us | 7328833624.865
commercial lighting | Lamp: 100W Equivalent LED A Lamp | 2030 | FIXED_OM | REPLACEMENT | assembly | USD/gigalumen_year | us | us | 7328833624.865
commercial lighting | Lamp: 100W Equivalent LED A Lamp | 2030 | FIXED_OM | REPLACEMENT | education | USD/gigalumen_year | us | us | 7328833624.865
commercial lighting | Lamp: 100W Equivalent LED A Lamp | 2030 | FIXED_OM | REPLACEMENT | food sales | USD/gigalumen_year | us | us | 7328833624.865
commercial lighting | Lamp: 100W Equivalent LED A Lamp | 2030 | FIXED_OM | REPLACEMENT | food service | USD/gigalumen_year | us | us | 7328833624.865
commercial lighting | Lamp: 100W Equivalent LED A Lamp | 2030 | FIXED_OM | REPLACEMENT | health | USD/gigalumen_year | us | us | 7328833624.865
commercial lighting | Lamp: 100W Equivalent LED A Lamp | 2030 | FIXED_OM | REPLACEMENT | lodging | USD/gigalumen_year | us | us | 7328833624.865
commercial lighting | Lamp: 100W Equivalent LED A Lamp | 2030 | FIXED_OM | REPLACEMENT | merc/service | USD/gigalumen_year | us | us | 7328833624.865
commercial lighting | Lamp: 100W Equivalent LED A Lamp | 2030 | FIXED_OM | REPLACEMENT | office-large | USD/gigalumen_year | us | us | 7328833624.865
commercial lighting | Lamp: 100W Equivalent LED A Lamp | 2030 | FIXED_OM | REPLACEMENT | office-small | USD/gigalumen_year | us | us | 7328833624.865
commercial lighting | Lamp: 100W Equivalent LED A Lamp | 2030 | FIXED_OM | REPLACEMENT | other | USD/gigalumen_year | us | us | 7328833624.865
commercial lighting | Lamp: 100W Equivalent LED A Lamp | 2030 | FIXED_OM | REPLACEMENT | warehouse | USD/gigalumen_year | us | us | 7328833624.865
commercial lighting | Lamp: 100W Equivalent LED A Lamp | 2031 | CAPITAL | NEW | assembly | USD/gigalumen_year | us | us | 92596994068.0056
commercial lighting | Lamp: 100W Equivalent LED A Lamp | 2031 | CAPITAL | NEW | education | USD/gigalumen_year | us | us | 92596994068.0056
commercial lighting | Lamp: 100W Equivalent LED A Lamp | 2031 | CAPITAL | NEW | food sales | USD/gigalumen_year | us | us | 92596994068.0056
commercial lighting | Lamp: 100W Equivalent LED A Lamp | 2031 | CAPITAL | NEW | food service | USD/gigalumen_year | us | us | 92596994068.0056
commercial lighting | Lamp: 100W Equivalent LED A Lamp | 2031 | CAPITAL | NEW | health | USD/gigalumen_year | us | us | 92596994068.0056
commercial lighting | Lamp: 100W Equivalent LED A Lamp | 2031 | CAPITAL | NEW | lodging | USD/gigalumen_year | us | us | 92596994068.0056
commercial lighting | Lamp: 100W Equivalent LED A Lamp | 2031 | CAPITAL | NEW | merc/service | USD/gigalumen_year | us | us | 92596994068.0056
commercial lighting | Lamp: 100W Equivalent LED A Lamp | 2031 | CAPITAL | NEW | office-large | USD/gigalumen_year | us | us | 92596994068.0056
commercial lighting | Lamp: 100W Equivalent LED A Lamp | 2031 | CAPITAL | NEW | office-small | USD/gigalumen_year | us | us | 92596994068.0056
commercial lighting | Lamp: 100W Equivalent LED A Lamp | 2031 | CAPITAL | NEW | other | USD/gigalumen_year | us | us | 92596994068.0056
commercial lighting | Lamp: 100W Equivalent LED A Lamp | 2031 | CAPITAL | NEW | warehouse | USD/gigalumen_year | us | us | 92596994068.0056
commercial lighting | Lamp: 100W Equivalent LED A Lamp | 2031 | CAPITAL | REPLACEMENT | assembly | USD/gigalumen_year | us | us | 92596994068.0056
commercial lighting | Lamp: 100W Equivalent LED A Lamp | 2031 | CAPITAL | REPLACEMENT | education | USD/gigalumen_year | us | us | 92596994068.0056
commercial lighting | Lamp: 100W Equivalent LED A Lamp | 2031 | CAPITAL | REPLACEMENT | food sales | USD/gigalumen_year | us | us | 92596994068.0056
commercial lighting | Lamp: 100W Equivalent LED A Lamp | 2031 | CAPITAL | REPLACEMENT | food service | USD/gigalumen_year | us | us | 92596994068.0056
commercial lighting | Lamp: 100W Equivalent LED A Lamp | 2031 | CAPITAL | REPLACEMENT | health | USD/gigalumen_year | us | us | 92596994068.0056
commercial lighting | Lamp: 100W Equivalent LED A Lamp | 2031 | CAPITAL | REPLACEMENT | lodging | USD/gigalumen_year | us | us | 92596994068.0056
commercial lighting | Lamp: 100W Equivalent LED A Lamp | 2031 | CAPITAL | REPLACEMENT | merc/service | USD/gigalumen_year | us | us | 92596994068.0056
commercial lighting | Lamp: 100W Equivalent LED A Lamp | 2031 | CAPITAL | REPLACEMENT | office-large | USD/gigalumen_year | us | us | 92596994068.0056
commercial lighting | Lamp: 100W Equivalent LED A Lamp | 2031 | CAPITAL | REPLACEMENT | office-small | USD/gigalumen_year | us | us | 92596994068.0056
commercial lighting | Lamp: 100W Equivalent LED A Lamp | 2031 | CAPITAL | REPLACEMENT | other | USD/gigalumen_year | us | us | 92596994068.0056
commercial lighting | Lamp: 100W Equivalent LED A Lamp | 2031 | CAPITAL | REPLACEMENT | warehouse | USD/gigalumen_year | us | us | 92596994068.0056
commercial lighting | Lamp: 100W Equivalent LED A Lamp | 2031 | FIXED_OM | NEW | assembly | USD/gigalumen_year | us | us | 7187894516.6945
commercial lighting | Lamp: 100W Equivalent LED A Lamp | 2031 | FIXED_OM | NEW | education | USD/gigalumen_year | us | us | 7187894516.6945
commercial lighting | Lamp: 100W Equivalent LED A Lamp | 2031 | FIXED_OM | NEW | food sales | USD/gigalumen_year | us | us | 7187894516.6945
commercial lighting | Lamp: 100W Equivalent LED A Lamp | 2031 | FIXED_OM | NEW | food service | USD/gigalumen_year | us | us | 7187894516.6945
commercial lighting | Lamp: 100W Equivalent LED A Lamp | 2031 | FIXED_OM | NEW | health | USD/gigalumen_year | us | us | 7187894516.6945
commercial lighting | Lamp: 100W Equivalent LED A Lamp | 2031 | FIXED_OM | NEW | lodging | USD/gigalumen_year | us | us | 7187894516.6945
commercial lighting | Lamp: 100W Equivalent LED A Lamp | 2031 | FIXED_OM | NEW | merc/service | USD/gigalumen_year | us | us | 7187894516.6945
commercial lighting | Lamp: 100W Equivalent LED A Lamp | 2031 | FIXED_OM | NEW | office-large | USD/gigalumen_year | us | us | 7187894516.6945
commercial lighting | Lamp: 100W Equivalent LED A Lamp | 2031 | FIXED_OM | NEW | office-small | USD/gigalumen_year | us | us | 7187894516.6945
commercial lighting | Lamp: 100W Equivalent LED A Lamp | 2031 | FIXED_OM | NEW | other | USD/gigalumen_year | us | us | 7187894516.6945
commercial lighting | Lamp: 100W Equivalent LED A Lamp | 2031 | FIXED_OM | NEW | warehouse | USD/gigalumen_year | us | us | 7187894516.6945
commercial lighting | Lamp: 100W Equivalent LED A Lamp | 2031 | FIXED_OM | REPLACEMENT | assembly | USD/gigalumen_year | us | us | 7187894516.6945
commercial lighting | Lamp: 100W Equivalent LED A Lamp | 2031 | FIXED_OM | REPLACEMENT | education | USD/gigalumen_year | us | us | 7187894516.6945
commercial lighting | Lamp: 100W Equivalent LED A Lamp | 2031 | FIXED_OM | REPLACEMENT | food sales | USD/gigalumen_year | us | us | 7187894516.6945
commercial lighting | Lamp: 100W Equivalent LED A Lamp | 2031 | FIXED_OM | REPLACEMENT | food service | USD/gigalumen_year | us | us | 7187894516.6945
commercial lighting | Lamp: 100W Equivalent LED A Lamp | 2031 | FIXED_OM | REPLACEMENT | health | USD/gigalumen_year | us | us | 7187894516.6945
commercial lighting | Lamp: 100W Equivalent LED A Lamp | 2031 | FIXED_OM | REPLACEMENT | lodging | USD/gigalumen_year | us | us | 7187894516.6945
commercial lighting | Lamp: 100W Equivalent LED A Lamp | 2031 | FIXED_OM | REPLACEMENT | merc/service | USD/gigalumen_year | us | us | 7187894516.6945
commercial lighting | Lamp: 100W Equivalent LED A Lamp | 2031 | FIXED_OM | REPLACEMENT | office-large | USD/gigalumen_year | us | us | 7187894516.6945
commercial lighting | Lamp: 100W Equivalent LED A Lamp | 2031 | FIXED_OM | REPLACEMENT | office-small | USD/gigalumen_year | us | us | 7187894516.6945
commercial lighting | Lamp: 100W Equivalent LED A Lamp | 2031 | FIXED_OM | REPLACEMENT | other | USD/gigalumen_year | us | us | 7187894516.6945
commercial lighting | Lamp: 100W Equivalent LED A Lamp | 2031 | FIXED_OM | REPLACEMENT | warehouse | USD/gigalumen_year | us | us | 7187894516.6945
commercial lighting | Lamp: 100W Equivalent LED A Lamp | 2032 | CAPITAL | NEW | assembly | USD/gigalumen_year | us | us | 90764785661.7893
commercial lighting | Lamp: 100W Equivalent LED A Lamp | 2032 | CAPITAL | NEW | education | USD/gigalumen_year | us | us | 90764785661.7893
commercial lighting | Lamp: 100W Equivalent LED A Lamp | 2032 | CAPITAL | NEW | food sales | USD/gigalumen_year | us | us | 90764785661.7893
commercial lighting | Lamp: 100W Equivalent LED A Lamp | 2032 | CAPITAL | NEW | food service | USD/gigalumen_year | us | us | 90764785661.7893
commercial lighting | Lamp: 100W Equivalent LED A Lamp | 2032 | CAPITAL | NEW | health | USD/gigalumen_year | us | us | 90764785661.7893
commercial lighting | Lamp: 100W Equivalent LED A Lamp | 2032 | CAPITAL | NEW | lodging | USD/gigalumen_year | us | us | 90764785661.7893
commercial lighting | Lamp: 100W Equivalent LED A Lamp | 2032 | CAPITAL | NEW | merc/service | USD/gigalumen_year | us | us | 90764785661.7893
commercial lighting | Lamp: 100W Equivalent LED A Lamp | 2032 | CAPITAL | NEW | office-large | USD/gigalumen_year | us | us | 90764785661.7893
commercial lighting | Lamp: 100W Equivalent LED A Lamp | 2032 | CAPITAL | NEW | office-small | USD/gigalumen_year | us | us | 90764785661.7893
commercial lighting | Lamp: 100W Equivalent LED A Lamp | 2032 | CAPITAL | NEW | other | USD/gigalumen_year | us | us | 90764785661.7893
commercial lighting | Lamp: 100W Equivalent LED A Lamp | 2032 | CAPITAL | NEW | warehouse | USD/gigalumen_year | us | us | 90764785661.7893
commercial lighting | Lamp: 100W Equivalent LED A Lamp | 2032 | CAPITAL | REPLACEMENT | assembly | USD/gigalumen_year | us | us | 90764785661.7893
commercial lighting | Lamp: 100W Equivalent LED A Lamp | 2032 | CAPITAL | REPLACEMENT | education | USD/gigalumen_year | us | us | 90764785661.7893
commercial lighting | Lamp: 100W Equivalent LED A Lamp | 2032 | CAPITAL | REPLACEMENT | food sales | USD/gigalumen_year | us | us | 90764785661.7893
commercial lighting | Lamp: 100W Equivalent LED A Lamp | 2032 | CAPITAL | REPLACEMENT | food service | USD/gigalumen_year | us | us | 90764785661.7893
commercial lighting | Lamp: 100W Equivalent LED A Lamp | 2032 | CAPITAL | REPLACEMENT | health | USD/gigalumen_year | us | us | 90764785661.7893
commercial lighting | Lamp: 100W Equivalent LED A Lamp | 2032 | CAPITAL | REPLACEMENT | lodging | USD/gigalumen_year | us | us | 90764785661.7893
commercial lighting | Lamp: 100W Equivalent LED A Lamp | 2032 | CAPITAL | REPLACEMENT | merc/service | USD/gigalumen_year | us | us | 90764785661.7893
commercial lighting | Lamp: 100W Equivalent LED A Lamp | 2032 | CAPITAL | REPLACEMENT | office-large | USD/gigalumen_year | us | us | 90764785661.7893
commercial lighting | Lamp: 100W Equivalent LED A Lamp | 2032 | CAPITAL | REPLACEMENT | office-small | USD/gigalumen_year | us | us | 90764785661.7893
commercial lighting | Lamp: 100W Equivalent LED A Lamp | 2032 | CAPITAL | REPLACEMENT | other | USD/gigalumen_year | us | us | 90764785661.7893
commercial lighting | Lamp: 100W Equivalent LED A Lamp | 2032 | CAPITAL | REPLACEMENT | warehouse | USD/gigalumen_year | us | us | 90764785661.7893
commercial lighting | Lamp: 100W Equivalent LED A Lamp | 2032 | FIXED_OM | NEW | assembly | USD/gigalumen_year | us | us | 7046955408.524
commercial lighting | Lamp: 100W Equivalent LED A Lamp | 2032 | FIXED_OM | NEW | education | USD/gigalumen_year | us | us | 7046955408.524
commercial lighting | Lamp: 100W Equivalent LED A Lamp | 2032 | FIXED_OM | NEW | food sales | USD/gigalumen_year | us | us | 7046955408.524
commercial lighting | Lamp: 100W Equivalent LED A Lamp | 2032 | FIXED_OM | NEW | food service | USD/gigalumen_year | us | us | 7046955408.524
commercial lighting | Lamp: 100W Equivalent LED A Lamp | 2032 | FIXED_OM | NEW | health | USD/gigalumen_year | us | us | 7046955408.524
commercial lighting | Lamp: 100W Equivalent LED A Lamp | 2032 | FIXED_OM | NEW | lodging | USD/gigalumen_year | us | us | 7046955408.524
commercial lighting | Lamp: 100W Equivalent LED A Lamp | 2032 | FIXED_OM | NEW | merc/service | USD/gigalumen_year | us | us | 7046955408.524
commercial lighting | Lamp: 100W Equivalent LED A Lamp | 2032 | FIXED_OM | NEW | office-large | USD/gigalumen_year | us | us | 7046955408.524
commercial lighting | Lamp: 100W Equivalent LED A Lamp | 2032 | FIXED_OM | NEW | office-small | USD/gigalumen_year | us | us | 7046955408.524
commercial lighting | Lamp: 100W Equivalent LED A Lamp | 2032 | FIXED_OM | NEW | other | USD/gigalumen_year | us | us | 7046955408.524
commercial lighting | Lamp: 100W Equivalent LED A Lamp | 2032 | FIXED_OM | NEW | warehouse | USD/gigalumen_year | us | us | 7046955408.524
commercial lighting | Lamp: 100W Equivalent LED A Lamp | 2032 | FIXED_OM | REPLACEMENT | assembly | USD/gigalumen_year | us | us | 7046955408.524
commercial lighting | Lamp: 100W Equivalent LED A Lamp | 2032 | FIXED_OM | REPLACEMENT | education | USD/gigalumen_year | us | us | 7046955408.524
commercial lighting | Lamp: 100W Equivalent LED A Lamp | 2032 | FIXED_OM | REPLACEMENT | food sales | USD/gigalumen_year | us | us | 7046955408.524
commercial lighting | Lamp: 100W Equivalent LED A Lamp | 2032 | FIXED_OM | REPLACEMENT | food service | USD/gigalumen_year | us | us | 7046955408.524
commercial lighting | Lamp: 100W Equivalent LED A Lamp | 2032 | FIXED_OM | REPLACEMENT | health | USD/gigalumen_year | us | us | 7046955408.524
commercial lighting | Lamp: 100W Equivalent LED A Lamp | 2032 | FIXED_OM | REPLACEMENT | lodging | USD/gigalumen_year | us | us | 7046955408.524
commercial lighting | Lamp: 100W Equivalent LED A Lamp | 2032 | FIXED_OM | REPLACEMENT | merc/service | USD/gigalumen_year | us | us | 7046955408.524
commercial lighting | Lamp: 100W Equivalent LED A Lamp | 2032 | FIXED_OM | REPLACEMENT | office-large | USD/gigalumen_year | us | us | 7046955408.524
commercial lighting | Lamp: 100W Equivalent LED A Lamp | 2032 | FIXED_OM | REPLACEMENT | office-small | USD/gigalumen_year | us | us | 7046955408.524
commercial lighting | Lamp: 100W Equivalent LED A Lamp | 2032 | FIXED_OM | REPLACEMENT | other | USD/gigalumen_year | us | us | 7046955408.524
commercial lighting | Lamp: 100W Equivalent LED A Lamp | 2032 | FIXED_OM | REPLACEMENT | warehouse | USD/gigalumen_year | us | us | 7046955408.524
commercial lighting | Lamp: 100W Equivalent LED A Lamp | 2033 | CAPITAL | NEW | assembly | USD/gigalumen_year | us | us | 88932577255.5731
commercial lighting | Lamp: 100W Equivalent LED A Lamp | 2033 | CAPITAL | NEW | education | USD/gigalumen_year | us | us | 88932577255.5731
commercial lighting | Lamp: 100W Equivalent LED A Lamp | 2033 | CAPITAL | NEW | food sales | USD/gigalumen_year | us | us | 88932577255.5731
commercial lighting | Lamp: 100W Equivalent LED A Lamp | 2033 | CAPITAL | NEW | food service | USD/gigalumen_year | us | us | 88932577255.5731
commercial lighting | Lamp: 100W Equivalent LED A Lamp | 2033 | CAPITAL | NEW | health | USD/gigalumen_year | us | us | 88932577255.5731
commercial lighting | Lamp: 100W Equivalent LED A Lamp | 2033 | CAPITAL | NEW | lodging | USD/gigalumen_year | us | us | 88932577255.5731
commercial lighting | Lamp: 100W Equivalent LED A Lamp | 2033 | CAPITAL | NEW | merc/service | USD/gigalumen_year | us | us | 88932577255.5731
commercial lighting | Lamp: 100W Equivalent LED A Lamp | 2033 | CAPITAL | NEW | office-large | USD/gigalumen_year | us | us | 88932577255.5731
commercial lighting | Lamp: 100W Equivalent LED A Lamp | 2033 | CAPITAL | NEW | office-small | USD/gigalumen_year | us | us | 88932577255.5731
commercial lighting | Lamp: 100W Equivalent LED A Lamp | 2033 | CAPITAL | NEW | other | USD/gigalumen_year | us | us | 88932577255.5731
commercial lighting | Lamp: 100W Equivalent LED A Lamp | 2033 | CAPITAL | NEW | warehouse | USD/gigalumen_year | us | us | 88932577255.5731
commercial lighting | Lamp: 100W Equivalent LED A Lamp | 2033 | CAPITAL | REPLACEMENT | assembly | USD/gigalumen_year | us | us | 88932577255.5731
commercial lighting | Lamp: 100W Equivalent LED A Lamp | 2033 | CAPITAL | REPLACEMENT | education | USD/gigalumen_year | us | us | 88932577255.5731
commercial lighting | Lamp: 100W Equivalent LED A Lamp | 2033 | CAPITAL | REPLACEMENT | food sales | USD/gigalumen_year | us | us | 88932577255.5731
commercial lighting | Lamp: 100W Equivalent LED A Lamp | 2033 | CAPITAL | REPLACEMENT | food service | USD/gigalumen_year | us | us | 88932577255.5731
commercial lighting | Lamp: 100W Equivalent LED A Lamp | 2033 | CAPITAL | REPLACEMENT | health | USD/gigalumen_year | us | us | 88932577255.5731
commercial lighting | Lamp: 100W Equivalent LED A Lamp | 2033 | CAPITAL | REPLACEMENT | lodging | USD/gigalumen_year | us | us | 88932577255.5731
commercial lighting | Lamp: 100W Equivalent LED A Lamp | 2033 | CAPITAL | REPLACEMENT | merc/service | USD/gigalumen_year | us | us | 88932577255.5731
commercial lighting | Lamp: 100W Equivalent LED A Lamp | 2033 | CAPITAL | REPLACEMENT | office-large | USD/gigalumen_year | us | us | 88932577255.5731
commercial lighting | Lamp: 100W Equivalent LED A Lamp | 2033 | CAPITAL | REPLACEMENT | office-small | USD/gigalumen_year | us | us | 88932577255.5731
commercial lighting | Lamp: 100W Equivalent LED A Lamp | 2033 | CAPITAL | REPLACEMENT | other | USD/gigalumen_year | us | us | 88932577255.5731
commercial lighting | Lamp: 100W Equivalent LED A Lamp | 2033 | CAPITAL | REPLACEMENT | warehouse | USD/gigalumen_year | us | us | 88932577255.5731
commercial lighting | Lamp: 100W Equivalent LED A Lamp | 2033 | FIXED_OM | NEW | assembly | USD/gigalumen_year | us | us | 6906016300.3535
commercial lighting | Lamp: 100W Equivalent LED A Lamp | 2033 | FIXED_OM | NEW | education | USD/gigalumen_year | us | us | 6906016300.3535
commercial lighting | Lamp: 100W Equivalent LED A Lamp | 2033 | FIXED_OM | NEW | food sales | USD/gigalumen_year | us | us | 6906016300.3535
commercial lighting | Lamp: 100W Equivalent LED A Lamp | 2033 | FIXED_OM | NEW | food service | USD/gigalumen_year | us | us | 6906016300.3535
commercial lighting | Lamp: 100W Equivalent LED A Lamp | 2033 | FIXED_OM | NEW | health | USD/gigalumen_year | us | us | 6906016300.3535
commercial lighting | Lamp: 100W Equivalent LED A Lamp | 2033 | FIXED_OM | NEW | lodging | USD/gigalumen_year | us | us | 6906016300.3535
commercial lighting | Lamp: 100W Equivalent LED A Lamp | 2033 | FIXED_OM | NEW | merc/service | USD/gigalumen_year | us | us | 6906016300.3535
commercial lighting | Lamp: 100W Equivalent LED A Lamp | 2033 | FIXED_OM | NEW | office-large | USD/gigalumen_year | us | us | 6906016300.3535
commercial lighting | Lamp: 100W Equivalent LED A Lamp | 2033 | FIXED_OM | NEW | office-small | USD/gigalumen_year | us | us | 6906016300.3535
commercial lighting | Lamp: 100W Equivalent LED A Lamp | 2033 | FIXED_OM | NEW | other | USD/gigalumen_year | us | us | 6906016300.3535
commercial lighting | Lamp: 100W Equivalent LED A Lamp | 2033 | FIXED_OM | NEW | warehouse | USD/gigalumen_year | us | us | 6906016300.3535
commercial lighting | Lamp: 100W Equivalent LED A Lamp | 2033 | FIXED_OM | REPLACEMENT | assembly | USD/gigalumen_year | us | us | 6906016300.3535
commercial lighting | Lamp: 100W Equivalent LED A Lamp | 2033 | FIXED_OM | REPLACEMENT | education | USD/gigalumen_year | us | us | 6906016300.3535
commercial lighting | Lamp: 100W Equivalent LED A Lamp | 2033 | FIXED_OM | REPLACEMENT | food sales | USD/gigalumen_year | us | us | 6906016300.3535
commercial lighting | Lamp: 100W Equivalent LED A Lamp | 2033 | FIXED_OM | REPLACEMENT | food service | USD/gigalumen_year | us | us | 6906016300.3535
commercial lighting | Lamp: 100W Equivalent LED A Lamp | 2033 | FIXED_OM | REPLACEMENT | health | USD/gigalumen_year | us | us | 6906016300.3535
commercial lighting | Lamp: 100W Equivalent LED A Lamp | 2033 | FIXED_OM | REPLACEMENT | lodging | USD/gigalumen_year | us | us | 6906016300.3535
commercial lighting | Lamp: 100W Equivalent LED A Lamp | 2033 | FIXED_OM | REPLACEMENT | merc/service | USD/gigalumen_year | us | us | 6906016300.3535
commercial lighting | Lamp: 100W Equivalent LED A Lamp | 2033 | FIXED_OM | REPLACEMENT | office-large | USD/gigalumen_year | us | us | 6906016300.3535
commercial lighting | Lamp: 100W Equivalent LED A Lamp | 2033 | FIXED_OM | REPLACEMENT | office-small | USD/gigalumen_year | us | us | 6906016300.3535
commercial lighting | Lamp: 100W Equivalent LED A Lamp | 2033 | FIXED_OM | REPLACEMENT | other | USD/gigalumen_year | us | us | 6906016300.3535
commercial lighting | Lamp: 100W Equivalent LED A Lamp | 2033 | FIXED_OM | REPLACEMENT | warehouse | USD/gigalumen_year | us | us | 6906016300.3535
commercial lighting | Lamp: 100W Equivalent LED A Lamp | 2034 | CAPITAL | NEW | assembly | USD/gigalumen_year | us | us | 87100368849.3569
commercial lighting | Lamp: 100W Equivalent LED A Lamp | 2034 | CAPITAL | NEW | education | USD/gigalumen_year | us | us | 87100368849.3569
commercial lighting | Lamp: 100W Equivalent LED A Lamp | 2034 | CAPITAL | NEW | food sales | USD/gigalumen_year | us | us | 87100368849.3569
commercial lighting | Lamp: 100W Equivalent LED A Lamp | 2034 | CAPITAL | NEW | food service | USD/gigalumen_year | us | us | 87100368849.3569
commercial lighting | Lamp: 100W Equivalent LED A Lamp | 2034 | CAPITAL | NEW | health | USD/gigalumen_year | us | us | 87100368849.3569
commercial lighting | Lamp: 100W Equivalent LED A Lamp | 2034 | CAPITAL | NEW | lodging | USD/gigalumen_year | us | us | 87100368849.3569
commercial lighting | Lamp: 100W Equivalent LED A Lamp | 2034 | CAPITAL | NEW | merc/service | USD/gigalumen_year | us | us | 87100368849.3569
commercial lighting | Lamp: 100W Equivalent LED A Lamp | 2034 | CAPITAL | NEW | office-large | USD/gigalumen_year | us | us | 87100368849.3569
commercial lighting | Lamp: 100W Equivalent LED A Lamp | 2034 | CAPITAL | NEW | office-small | USD/gigalumen_year | us | us | 87100368849.3569
commercial lighting | Lamp: 100W Equivalent LED A Lamp | 2034 | CAPITAL | NEW | other | USD/gigalumen_year | us | us | 87100368849.3569
commercial lighting | Lamp: 100W Equivalent LED A Lamp | 2034 | CAPITAL | NEW | warehouse | USD/gigalumen_year | us | us | 87100368849.3569
commercial lighting | Lamp: 100W Equivalent LED A Lamp | 2034 | CAPITAL | REPLACEMENT | assembly | USD/gigalumen_year | us | us | 87100368849.3569
commercial lighting | Lamp: 100W Equivalent LED A Lamp | 2034 | CAPITAL | REPLACEMENT | education | USD/gigalumen_year | us | us | 87100368849.3569
commercial lighting | Lamp: 100W Equivalent LED A Lamp | 2034 | CAPITAL | REPLACEMENT | food sales | USD/gigalumen_year | us | us | 87100368849.3569
commercial lighting | Lamp: 100W Equivalent LED A Lamp | 2034 | CAPITAL | REPLACEMENT | food service | USD/gigalumen_year | us | us | 87100368849.3569
commercial lighting | Lamp: 100W Equivalent LED A Lamp | 2034 | CAPITAL | REPLACEMENT | health | USD/gigalumen_year | us | us | 87100368849.3569
commercial lighting | Lamp: 100W Equivalent LED A Lamp | 2034 | CAPITAL | REPLACEMENT | lodging | USD/gigalumen_year | us | us | 87100368849.3569
commercial lighting | Lamp: 100W Equivalent LED A Lamp | 2034 | CAPITAL | REPLACEMENT | merc/service | USD/gigalumen_year | us | us | 87100368849.3569
commercial lighting | Lamp: 100W Equivalent LED A Lamp | 2034 | CAPITAL | REPLACEMENT | office-large | USD/gigalumen_year | us | us | 87100368849.3569
commercial lighting | Lamp: 100W Equivalent LED A Lamp | 2034 | CAPITAL | REPLACEMENT | office-small | USD/gigalumen_year | us | us | 87100368849.3569
commercial lighting | Lamp: 100W Equivalent LED A Lamp | 2034 | CAPITAL | REPLACEMENT | other | USD/gigalumen_year | us | us | 87100368849.3569
commercial lighting | Lamp: 100W Equivalent LED A Lamp | 2034 | CAPITAL | REPLACEMENT | warehouse | USD/gigalumen_year | us | us | 87100368849.3569
commercial lighting | Lamp: 100W Equivalent LED A Lamp | 2034 | FIXED_OM | NEW | assembly | USD/gigalumen_year | us | us | 6765077192.1831
commercial lighting | Lamp: 100W Equivalent LED A Lamp | 2034 | FIXED_OM | NEW | education | USD/gigalumen_year | us | us | 6765077192.1831
commercial lighting | Lamp: 100W Equivalent LED A Lamp | 2034 | FIXED_OM | NEW | food sales | USD/gigalumen_year | us | us | 6765077192.1831
commercial lighting | Lamp: 100W Equivalent LED A Lamp | 2034 | FIXED_OM | NEW | food service | USD/gigalumen_year | us | us | 6765077192.1831
commercial lighting | Lamp: 100W Equivalent LED A Lamp | 2034 | FIXED_OM | NEW | health | USD/gigalumen_year | us | us | 6765077192.1831
commercial lighting | Lamp: 100W Equivalent LED A Lamp | 2034 | FIXED_OM | NEW | lodging | USD/gigalumen_year | us | us | 6765077192.1831
commercial lighting | Lamp: 100W Equivalent LED A Lamp | 2034 | FIXED_OM | NEW | merc/service | USD/gigalumen_year | us | us | 6765077192.1831
commercial lighting | Lamp: 100W Equivalent LED A Lamp | 2034 | FIXED_OM | NEW | office-large | USD/gigalumen_year | us | us | 6765077192.1831
commercial lighting | Lamp: 100W Equivalent LED A Lamp | 2034 | FIXED_OM | NEW | office-small | USD/gigalumen_year | us | us | 6765077192.1831
commercial lighting | Lamp: 100W Equivalent LED A Lamp | 2034 | FIXED_OM | NEW | other | USD/gigalumen_year | us | us | 6765077192.1831
commercial lighting | Lamp: 100W Equivalent LED A Lamp | 2034 | FIXED_OM | NEW | warehouse | USD/gigalumen_year | us | us | 6765077192.1831
commercial lighting | Lamp: 100W Equivalent LED A Lamp | 2034 | FIXED_OM | REPLACEMENT | assembly | USD/gigalumen_year | us | us | 6765077192.1831
commercial lighting | Lamp: 100W Equivalent LED A Lamp | 2034 | FIXED_OM | REPLACEMENT | education | USD/gigalumen_year | us | us | 6765077192.1831
commercial lighting | Lamp: 100W Equivalent LED A Lamp | 2034 | FIXED_OM | REPLACEMENT | food sales | USD/gigalumen_year | us | us | 6765077192.1831
commercial lighting | Lamp: 100W Equivalent LED A Lamp | 2034 | FIXED_OM | REPLACEMENT | food service | USD/gigalumen_year | us | us | 6765077192.1831
commercial lighting | Lamp: 100W Equivalent LED A Lamp | 2034 | FIXED_OM | REPLACEMENT | health | USD/gigalumen_year | us | us | 6765077192.1831
commercial lighting | Lamp: 100W Equivalent LED A Lamp | 2034 | FIXED_OM | REPLACEMENT | lodging | USD/gigalumen_year | us | us | 6765077192.1831
commercial lighting | Lamp: 100W Equivalent LED A Lamp | 2034 | FIXED_OM | REPLACEMENT | merc/service | USD/gigalumen_year | us | us | 6765077192.1831
commercial lighting | Lamp: 100W Equivalent LED A Lamp | 2034 | FIXED_OM | REPLACEMENT | office-large | USD/gigalumen_year | us | us | 6765077192.1831
commercial lighting | Lamp: 100W Equivalent LED A Lamp | 2034 | FIXED_OM | REPLACEMENT | office-small | USD/gigalumen_year | us | us | 6765077192.1831
commercial lighting | Lamp: 100W Equivalent LED A Lamp | 2034 | FIXED_OM | REPLACEMENT | other | USD/gigalumen_year | us | us | 6765077192.1831
commercial lighting | Lamp: 100W Equivalent LED A Lamp | 2034 | FIXED_OM | REPLACEMENT | warehouse | USD/gigalumen_year | us | us | 6765077192.1831
commercial lighting | Lamp: 100W Equivalent LED A Lamp | 2035 | CAPITAL | NEW | assembly | USD/gigalumen_year | us | us | 85268160443.1406
commercial lighting | Lamp: 100W Equivalent LED A Lamp | 2035 | CAPITAL | NEW | education | USD/gigalumen_year | us | us | 85268160443.1406
commercial lighting | Lamp: 100W Equivalent LED A Lamp | 2035 | CAPITAL | NEW | food sales | USD/gigalumen_year | us | us | 85268160443.1406
commercial lighting | Lamp: 100W Equivalent LED A Lamp | 2035 | CAPITAL | NEW | food service | USD/gigalumen_year | us | us | 85268160443.1406
commercial lighting | Lamp: 100W Equivalent LED A Lamp | 2035 | CAPITAL | NEW | health | USD/gigalumen_year | us | us | 85268160443.1406
commercial lighting | Lamp: 100W Equivalent LED A Lamp | 2035 | CAPITAL | NEW | lodging | USD/gigalumen_year | us | us | 85268160443.1406
commercial lighting | Lamp: 100W Equivalent LED A Lamp | 2035 | CAPITAL | NEW | merc/service | USD/gigalumen_year | us | us | 85268160443.1406
commercial lighting | Lamp: 100W Equivalent LED A Lamp | 2035 | CAPITAL | NEW | office-large | USD/gigalumen_year | us | us | 85268160443.1406
commercial lighting | Lamp: 100W Equivalent LED A Lamp | 2035 | CAPITAL | NEW | office-small | USD/gigalumen_year | us | us | 85268160443.1406
commercial lighting | Lamp: 100W Equivalent LED A Lamp | 2035 | CAPITAL | NEW | other | USD/gigalumen_year | us | us | 85268160443.1406
commercial lighting | Lamp: 100W Equivalent LED A Lamp | 2035 | CAPITAL | NEW | warehouse | USD/gigalumen_year | us | us | 85268160443.1406
commercial lighting | Lamp: 100W Equivalent LED A Lamp | 2035 | CAPITAL | REPLACEMENT | assembly | USD/gigalumen_year | us | us | 85268160443.1406
commercial lighting | Lamp: 100W Equivalent LED A Lamp | 2035 | CAPITAL | REPLACEMENT | education | USD/gigalumen_year | us | us | 85268160443.1406
commercial lighting | Lamp: 100W Equivalent LED A Lamp | 2035 | CAPITAL | REPLACEMENT | food sales | USD/gigalumen_year | us | us | 85268160443.1406
commercial lighting | Lamp: 100W Equivalent LED A Lamp | 2035 | CAPITAL | REPLACEMENT | food service | USD/gigalumen_year | us | us | 85268160443.1406
commercial lighting | Lamp: 100W Equivalent LED A Lamp | 2035 | CAPITAL | REPLACEMENT | health | USD/gigalumen_year | us | us | 85268160443.1406
commercial lighting | Lamp: 100W Equivalent LED A Lamp | 2035 | CAPITAL | REPLACEMENT | lodging | USD/gigalumen_year | us | us | 85268160443.1406
commercial lighting | Lamp: 100W Equivalent LED A Lamp | 2035 | CAPITAL | REPLACEMENT | merc/service | USD/gigalumen_year | us | us | 85268160443.1406
commercial lighting | Lamp: 100W Equivalent LED A Lamp | 2035 | CAPITAL | REPLACEMENT | office-large | USD/gigalumen_year | us | us | 85268160443.1406
commercial lighting | Lamp: 100W Equivalent LED A Lamp | 2035 | CAPITAL | REPLACEMENT | office-small | USD/gigalumen_year | us | us | 85268160443.1406
commercial lighting | Lamp: 100W Equivalent LED A Lamp | 2035 | CAPITAL | REPLACEMENT | other | USD/gigalumen_year | us | us | 85268160443.1406
commercial lighting | Lamp: 100W Equivalent LED A Lamp | 2035 | CAPITAL | REPLACEMENT | warehouse | USD/gigalumen_year | us | us | 85268160443.1406
commercial lighting | Lamp: 100W Equivalent LED A Lamp | 2035 | FIXED_OM | NEW | assembly | USD/gigalumen_year | us | us | 6624138084.0126
commercial lighting | Lamp: 100W Equivalent LED A Lamp | 2035 | FIXED_OM | NEW | education | USD/gigalumen_year | us | us | 6624138084.0126
commercial lighting | Lamp: 100W Equivalent LED A Lamp | 2035 | FIXED_OM | NEW | food sales | USD/gigalumen_year | us | us | 6624138084.0126
commercial lighting | Lamp: 100W Equivalent LED A Lamp | 2035 | FIXED_OM | NEW | food service | USD/gigalumen_year | us | us | 6624138084.0126
commercial lighting | Lamp: 100W Equivalent LED A Lamp | 2035 | FIXED_OM | NEW | health | USD/gigalumen_year | us | us | 6624138084.0126
commercial lighting | Lamp: 100W Equivalent LED A Lamp | 2035 | FIXED_OM | NEW | lodging | USD/gigalumen_year | us | us | 6624138084.0126
commercial lighting | Lamp: 100W Equivalent LED A Lamp | 2035 | FIXED_OM | NEW | merc/service | USD/gigalumen_year | us | us | 6624138084.0126
commercial lighting | Lamp: 100W Equivalent LED A Lamp | 2035 | FIXED_OM | NEW | office-large | USD/gigalumen_year | us | us | 6624138084.0126
commercial lighting | Lamp: 100W Equivalent LED A Lamp | 2035 | FIXED_OM | NEW | office-small | USD/gigalumen_year | us | us | 6624138084.0126
commercial lighting | Lamp: 100W Equivalent LED A Lamp | 2035 | FIXED_OM | NEW | other | USD/gigalumen_year | us | us | 6624138084.0126
commercial lighting | Lamp: 100W Equivalent LED A Lamp | 2035 | FIXED_OM | NEW | warehouse | USD/gigalumen_year | us | us | 6624138084.0126
commercial lighting | Lamp: 100W Equivalent LED A Lamp | 2035 | FIXED_OM | REPLACEMENT | assembly | USD/gigalumen_year | us | us | 6624138084.0126
commercial lighting | Lamp: 100W Equivalent LED A Lamp | 2035 | FIXED_OM | REPLACEMENT | education | USD/gigalumen_year | us | us | 6624138084.0126
commercial lighting | Lamp: 100W Equivalent LED A Lamp | 2035 | FIXED_OM | REPLACEMENT | food sales | USD/gigalumen_year | us | us | 6624138084.0126
commercial lighting | Lamp: 100W Equivalent LED A Lamp | 2035 | FIXED_OM | REPLACEMENT | food service | USD/gigalumen_year | us | us | 6624138084.0126
commercial lighting | Lamp: 100W Equivalent LED A Lamp | 2035 | FIXED_OM | REPLACEMENT | health | USD/gigalumen_year | us | us | 6624138084.0126
commercial lighting | Lamp: 100W Equivalent LED A Lamp | 2035 | FIXED_OM | REPLACEMENT | lodging | USD/gigalumen_year | us | us | 6624138084.0126
commercial lighting | Lamp: 100W Equivalent LED A Lamp | 2035 | FIXED_OM | REPLACEMENT | merc/service | USD/gigalumen_year | us | us | 6624138084.0126
commercial lighting | Lamp: 100W Equivalent LED A Lamp | 2035 | FIXED_OM | REPLACEMENT | office-large | USD/gigalumen_year | us | us | 6624138084.0126
commercial lighting | Lamp: 100W Equivalent LED A Lamp | 2035 | FIXED_OM | REPLACEMENT | office-small | USD/gigalumen_year | us | us | 6624138084.0126
commercial lighting | Lamp: 100W Equivalent LED A Lamp | 2035 | FIXED_OM | REPLACEMENT | other | USD/gigalumen_year | us | us | 6624138084.0126
commercial lighting | Lamp: 100W Equivalent LED A Lamp | 2035 | FIXED_OM | REPLACEMENT | warehouse | USD/gigalumen_year | us | us | 6624138084.0126
commercial lighting | Lamp: 100W Equivalent LED A Lamp | 2036 | CAPITAL | NEW | assembly | USD/gigalumen_year | us | us | 83435952036.9244
commercial lighting | Lamp: 100W Equivalent LED A Lamp | 2036 | CAPITAL | NEW | education | USD/gigalumen_year | us | us | 83435952036.9244
commercial lighting | Lamp: 100W Equivalent LED A Lamp | 2036 | CAPITAL | NEW | food sales | USD/gigalumen_year | us | us | 83435952036.9244
commercial lighting | Lamp: 100W Equivalent LED A Lamp | 2036 | CAPITAL | NEW | food service | USD/gigalumen_year | us | us | 83435952036.9244
commercial lighting | Lamp: 100W Equivalent LED A Lamp | 2036 | CAPITAL | NEW | health | USD/gigalumen_year | us | us | 83435952036.9244
commercial lighting | Lamp: 100W Equivalent LED A Lamp | 2036 | CAPITAL | NEW | lodging | USD/gigalumen_year | us | us | 83435952036.9244
commercial lighting | Lamp: 100W Equivalent LED A Lamp | 2036 | CAPITAL | NEW | merc/service | USD/gigalumen_year | us | us | 83435952036.9244
commercial lighting | Lamp: 100W Equivalent LED A Lamp | 2036 | CAPITAL | NEW | office-large | USD/gigalumen_year | us | us | 83435952036.9244
commercial lighting | Lamp: 100W Equivalent LED A Lamp | 2036 | CAPITAL | NEW | office-small | USD/gigalumen_year | us | us | 83435952036.9244
commercial lighting | Lamp: 100W Equivalent LED A Lamp | 2036 | CAPITAL | NEW | other | USD/gigalumen_year | us | us | 83435952036.9244
commercial lighting | Lamp: 100W Equivalent LED A Lamp | 2036 | CAPITAL | NEW | warehouse | USD/gigalumen_year | us | us | 83435952036.9244
commercial lighting | Lamp: 100W Equivalent LED A Lamp | 2036 | CAPITAL | REPLACEMENT | assembly | USD/gigalumen_year | us | us | 83435952036.9244
commercial lighting | Lamp: 100W Equivalent LED A Lamp | 2036 | CAPITAL | REPLACEMENT | education | USD/gigalumen_year | us | us | 83435952036.9244
commercial lighting | Lamp: 100W Equivalent LED A Lamp | 2036 | CAPITAL | REPLACEMENT | food sales | USD/gigalumen_year | us | us | 83435952036.9244
commercial lighting | Lamp: 100W Equivalent LED A Lamp | 2036 | CAPITAL | REPLACEMENT | food service | USD/gigalumen_year | us | us | 83435952036.9244
commercial lighting | Lamp: 100W Equivalent LED A Lamp | 2036 | CAPITAL | REPLACEMENT | health | USD/gigalumen_year | us | us | 83435952036.9244
commercial lighting | Lamp: 100W Equivalent LED A Lamp | 2036 | CAPITAL | REPLACEMENT | lodging | USD/gigalumen_year | us | us | 83435952036.9244
commercial lighting | Lamp: 100W Equivalent LED A Lamp | 2036 | CAPITAL | REPLACEMENT | merc/service | USD/gigalumen_year | us | us | 83435952036.9244
commercial lighting | Lamp: 100W Equivalent LED A Lamp | 2036 | CAPITAL | REPLACEMENT | office-large | USD/gigalumen_year | us | us | 83435952036.9244
commercial lighting | Lamp: 100W Equivalent LED A Lamp | 2036 | CAPITAL | REPLACEMENT | office-small | USD/gigalumen_year | us | us | 83435952036.9244
commercial lighting | Lamp: 100W Equivalent LED A Lamp | 2036 | CAPITAL | REPLACEMENT | other | USD/gigalumen_year | us | us | 83435952036.9244
commercial lighting | Lamp: 100W Equivalent LED A Lamp | 2036 | CAPITAL | REPLACEMENT | warehouse | USD/gigalumen_year | us | us | 83435952036.9244
commercial lighting | Lamp: 100W Equivalent LED A Lamp | 2036 | FIXED_OM | NEW | assembly | USD/gigalumen_year | us | us | 6483198975.8421
commercial lighting | Lamp: 100W Equivalent LED A Lamp | 2036 | FIXED_OM | NEW | education | USD/gigalumen_year | us | us | 6483198975.8421
commercial lighting | Lamp: 100W Equivalent LED A Lamp | 2036 | FIXED_OM | NEW | food sales | USD/gigalumen_year | us | us | 6483198975.8421
commercial lighting | Lamp: 100W Equivalent LED A Lamp | 2036 | FIXED_OM | NEW | food service | USD/gigalumen_year | us | us | 6483198975.8421
commercial lighting | Lamp: 100W Equivalent LED A Lamp | 2036 | FIXED_OM | NEW | health | USD/gigalumen_year | us | us | 6483198975.8421
commercial lighting | Lamp: 100W Equivalent LED A Lamp | 2036 | FIXED_OM | NEW | lodging | USD/gigalumen_year | us | us | 6483198975.8421
commercial lighting | Lamp: 100W Equivalent LED A Lamp | 2036 | FIXED_OM | NEW | merc/service | USD/gigalumen_year | us | us | 6483198975.8421
commercial lighting | Lamp: 100W Equivalent LED A Lamp | 2036 | FIXED_OM | NEW | office-large | USD/gigalumen_year | us | us | 6483198975.8421
commercial lighting | Lamp: 100W Equivalent LED A Lamp | 2036 | FIXED_OM | NEW | office-small | USD/gigalumen_year | us | us | 6483198975.8421
commercial lighting | Lamp: 100W Equivalent LED A Lamp | 2036 | FIXED_OM | NEW | other | USD/gigalumen_year | us | us | 6483198975.8421
commercial lighting | Lamp: 100W Equivalent LED A Lamp | 2036 | FIXED_OM | NEW | warehouse | USD/gigalumen_year | us | us | 6483198975.8421
commercial lighting | Lamp: 100W Equivalent LED A Lamp | 2036 | FIXED_OM | REPLACEMENT | assembly | USD/gigalumen_year | us | us | 6483198975.8421
commercial lighting | Lamp: 100W Equivalent LED A Lamp | 2036 | FIXED_OM | REPLACEMENT | education | USD/gigalumen_year | us | us | 6483198975.8421
commercial lighting | Lamp: 100W Equivalent LED A Lamp | 2036 | FIXED_OM | REPLACEMENT | food sales | USD/gigalumen_year | us | us | 6483198975.8421
commercial lighting | Lamp: 100W Equivalent LED A Lamp | 2036 | FIXED_OM | REPLACEMENT | food service | USD/gigalumen_year | us | us | 6483198975.8421
commercial lighting | Lamp: 100W Equivalent LED A Lamp | 2036 | FIXED_OM | REPLACEMENT | health | USD/gigalumen_year | us | us | 6483198975.8421
commercial lighting | Lamp: 100W Equivalent LED A Lamp | 2036 | FIXED_OM | REPLACEMENT | lodging | USD/gigalumen_year | us | us | 6483198975.8421
commercial lighting | Lamp: 100W Equivalent LED A Lamp | 2036 | FIXED_OM | REPLACEMENT | merc/service | USD/gigalumen_year | us | us | 6483198975.8421
commercial lighting | Lamp: 100W Equivalent LED A Lamp | 2036 | FIXED_OM | REPLACEMENT | office-large | USD/gigalumen_year | us | us | 6483198975.8421
commercial lighting | Lamp: 100W Equivalent LED A Lamp | 2036 | FIXED_OM | REPLACEMENT | office-small | USD/gigalumen_year | us | us | 6483198975.8421
commercial lighting | Lamp: 100W Equivalent LED A Lamp | 2036 | FIXED_OM | REPLACEMENT | other | USD/gigalumen_year | us | us | 6483198975.8421
commercial lighting | Lamp: 100W Equivalent LED A Lamp | 2036 | FIXED_OM | REPLACEMENT | warehouse | USD/gigalumen_year | us | us | 6483198975.8421
commercial lighting | Lamp: 100W Equivalent LED A Lamp | 2037 | CAPITAL | NEW | assembly | USD/gigalumen_year | us | us | 81603743630.7081
commercial lighting | Lamp: 100W Equivalent LED A Lamp | 2037 | CAPITAL | NEW | education | USD/gigalumen_year | us | us | 81603743630.7081
commercial lighting | Lamp: 100W Equivalent LED A Lamp | 2037 | CAPITAL | NEW | food sales | USD/gigalumen_year | us | us | 81603743630.7081
commercial lighting | Lamp: 100W Equivalent LED A Lamp | 2037 | CAPITAL | NEW | food service | USD/gigalumen_year | us | us | 81603743630.7081
commercial lighting | Lamp: 100W Equivalent LED A Lamp | 2037 | CAPITAL | NEW | health | USD/gigalumen_year | us | us | 81603743630.7081
commercial lighting | Lamp: 100W Equivalent LED A Lamp | 2037 | CAPITAL | NEW | lodging | USD/gigalumen_year | us | us | 81603743630.7081
commercial lighting | Lamp: 100W Equivalent LED A Lamp | 2037 | CAPITAL | NEW | merc/service | USD/gigalumen_year | us | us | 81603743630.7081
commercial lighting | Lamp: 100W Equivalent LED A Lamp | 2037 | CAPITAL | NEW | office-large | USD/gigalumen_year | us | us | 81603743630.7081
commercial lighting | Lamp: 100W Equivalent LED A Lamp | 2037 | CAPITAL | NEW | office-small | USD/gigalumen_year | us | us | 81603743630.7081
commercial lighting | Lamp: 100W Equivalent LED A Lamp | 2037 | CAPITAL | NEW | other | USD/gigalumen_year | us | us | 81603743630.7081
commercial lighting | Lamp: 100W Equivalent LED A Lamp | 2037 | CAPITAL | NEW | warehouse | USD/gigalumen_year | us | us | 81603743630.7081
commercial lighting | Lamp: 100W Equivalent LED A Lamp | 2037 | CAPITAL | REPLACEMENT | assembly | USD/gigalumen_year | us | us | 81603743630.7081
commercial lighting | Lamp: 100W Equivalent LED A Lamp | 2037 | CAPITAL | REPLACEMENT | education | USD/gigalumen_year | us | us | 81603743630.7081
commercial lighting | Lamp: 100W Equivalent LED A Lamp | 2037 | CAPITAL | REPLACEMENT | food sales | USD/gigalumen_year | us | us | 81603743630.7081
commercial lighting | Lamp: 100W Equivalent LED A Lamp | 2037 | CAPITAL | REPLACEMENT | food service | USD/gigalumen_year | us | us | 81603743630.7081
commercial lighting | Lamp: 100W Equivalent LED A Lamp | 2037 | CAPITAL | REPLACEMENT | health | USD/gigalumen_year | us | us | 81603743630.7081
commercial lighting | Lamp: 100W Equivalent LED A Lamp | 2037 | CAPITAL | REPLACEMENT | lodging | USD/gigalumen_year | us | us | 81603743630.7081
commercial lighting | Lamp: 100W Equivalent LED A Lamp | 2037 | CAPITAL | REPLACEMENT | merc/service | USD/gigalumen_year | us | us | 81603743630.7081
commercial lighting | Lamp: 100W Equivalent LED A Lamp | 2037 | CAPITAL | REPLACEMENT | office-large | USD/gigalumen_year | us | us | 81603743630.7081
commercial lighting | Lamp: 100W Equivalent LED A Lamp | 2037 | CAPITAL | REPLACEMENT | office-small | USD/gigalumen_year | us | us | 81603743630.7081
commercial lighting | Lamp: 100W Equivalent LED A Lamp | 2037 | CAPITAL | REPLACEMENT | other | USD/gigalumen_year | us | us | 81603743630.7081
commercial lighting | Lamp: 100W Equivalent LED A Lamp | 2037 | CAPITAL | REPLACEMENT | warehouse | USD/gigalumen_year | us | us | 81603743630.7081
commercial lighting | Lamp: 100W Equivalent LED A Lamp | 2037 | FIXED_OM | NEW | assembly | USD/gigalumen_year | us | us | 6342259867.6716
commercial lighting | Lamp: 100W Equivalent LED A Lamp | 2037 | FIXED_OM | NEW | education | USD/gigalumen_year | us | us | 6342259867.6716
commercial lighting | Lamp: 100W Equivalent LED A Lamp | 2037 | FIXED_OM | NEW | food sales | USD/gigalumen_year | us | us | 6342259867.6716
commercial lighting | Lamp: 100W Equivalent LED A Lamp | 2037 | FIXED_OM | NEW | food service | USD/gigalumen_year | us | us | 6342259867.6716
commercial lighting | Lamp: 100W Equivalent LED A Lamp | 2037 | FIXED_OM | NEW | health | USD/gigalumen_year | us | us | 6342259867.6716
commercial lighting | Lamp: 100W Equivalent LED A Lamp | 2037 | FIXED_OM | NEW | lodging | USD/gigalumen_year | us | us | 6342259867.6716
commercial lighting | Lamp: 100W Equivalent LED A Lamp | 2037 | FIXED_OM | NEW | merc/service | USD/gigalumen_year | us | us | 6342259867.6716
commercial lighting | Lamp: 100W Equivalent LED A Lamp | 2037 | FIXED_OM | NEW | office-large | USD/gigalumen_year | us | us | 6342259867.6716
commercial lighting | Lamp: 100W Equivalent LED A Lamp | 2037 | FIXED_OM | NEW | office-small | USD/gigalumen_year | us | us | 6342259867.6716
commercial lighting | Lamp: 100W Equivalent LED A Lamp | 2037 | FIXED_OM | NEW | other | USD/gigalumen_year | us | us | 6342259867.6716
commercial lighting | Lamp: 100W Equivalent LED A Lamp | 2037 | FIXED_OM | NEW | warehouse | USD/gigalumen_year | us | us | 6342259867.6716
commercial lighting | Lamp: 100W Equivalent LED A Lamp | 2037 | FIXED_OM | REPLACEMENT | assembly | USD/gigalumen_year | us | us | 6342259867.6716
commercial lighting | Lamp: 100W Equivalent LED A Lamp | 2037 | FIXED_OM | REPLACEMENT | education | USD/gigalumen_year | us | us | 6342259867.6716
commercial lighting | Lamp: 100W Equivalent LED A Lamp | 2037 | FIXED_OM | REPLACEMENT | food sales | USD/gigalumen_year | us | us | 6342259867.6716
commercial lighting | Lamp: 100W Equivalent LED A Lamp | 2037 | FIXED_OM | REPLACEMENT | food service | USD/gigalumen_year | us | us | 6342259867.6716
commercial lighting | Lamp: 100W Equivalent LED A Lamp | 2037 | FIXED_OM | REPLACEMENT | health | USD/gigalumen_year | us | us | 6342259867.6716
commercial lighting | Lamp: 100W Equivalent LED A Lamp | 2037 | FIXED_OM | REPLACEMENT | lodging | USD/gigalumen_year | us | us | 6342259867.6716
commercial lighting | Lamp: 100W Equivalent LED A Lamp | 2037 | FIXED_OM | REPLACEMENT | merc/service | USD/gigalumen_year | us | us | 6342259867.6716
commercial lighting | Lamp: 100W Equivalent LED A Lamp | 2037 | FIXED_OM | REPLACEMENT | office-large | USD/gigalumen_year | us | us | 6342259867.6716
commercial lighting | Lamp: 100W Equivalent LED A Lamp | 2037 | FIXED_OM | REPLACEMENT | office-small | USD/gigalumen_year | us | us | 6342259867.6716
commercial lighting | Lamp: 100W Equivalent LED A Lamp | 2037 | FIXED_OM | REPLACEMENT | other | USD/gigalumen_year | us | us | 6342259867.6716
commercial lighting | Lamp: 100W Equivalent LED A Lamp | 2037 | FIXED_OM | REPLACEMENT | warehouse | USD/gigalumen_year | us | us | 6342259867.6716
commercial lighting | Lamp: 100W Equivalent LED A Lamp | 2038 | CAPITAL | NEW | assembly | USD/gigalumen_year | us | us | 79771535224.4919
commercial lighting | Lamp: 100W Equivalent LED A Lamp | 2038 | CAPITAL | NEW | education | USD/gigalumen_year | us | us | 79771535224.4919
commercial lighting | Lamp: 100W Equivalent LED A Lamp | 2038 | CAPITAL | NEW | food sales | USD/gigalumen_year | us | us | 79771535224.4919
commercial lighting | Lamp: 100W Equivalent LED A Lamp | 2038 | CAPITAL | NEW | food service | USD/gigalumen_year | us | us | 79771535224.4919
commercial lighting | Lamp: 100W Equivalent LED A Lamp | 2038 | CAPITAL | NEW | health | USD/gigalumen_year | us | us | 79771535224.4919
commercial lighting | Lamp: 100W Equivalent LED A Lamp | 2038 | CAPITAL | NEW | lodging | USD/gigalumen_year | us | us | 79771535224.4919
commercial lighting | Lamp: 100W Equivalent LED A Lamp | 2038 | CAPITAL | NEW | merc/service | USD/gigalumen_year | us | us | 79771535224.4919
commercial lighting | Lamp: 100W Equivalent LED A Lamp | 2038 | CAPITAL | NEW | office-large | USD/gigalumen_year | us | us | 79771535224.4919
commercial lighting | Lamp: 100W Equivalent LED A Lamp | 2038 | CAPITAL | NEW | office-small | USD/gigalumen_year | us | us | 79771535224.4919
commercial lighting | Lamp: 100W Equivalent LED A Lamp | 2038 | CAPITAL | NEW | other | USD/gigalumen_year | us | us | 79771535224.4919
commercial lighting | Lamp: 100W Equivalent LED A Lamp | 2038 | CAPITAL | NEW | warehouse | USD/gigalumen_year | us | us | 79771535224.4919
commercial lighting | Lamp: 100W Equivalent LED A Lamp | 2038 | CAPITAL | REPLACEMENT | assembly | USD/gigalumen_year | us | us | 79771535224.4919
commercial lighting | Lamp: 100W Equivalent LED A Lamp | 2038 | CAPITAL | REPLACEMENT | education | USD/gigalumen_year | us | us | 79771535224.4919
commercial lighting | Lamp: 100W Equivalent LED A Lamp | 2038 | CAPITAL | REPLACEMENT | food sales | USD/gigalumen_year | us | us | 79771535224.4919
commercial lighting | Lamp: 100W Equivalent LED A Lamp | 2038 | CAPITAL | REPLACEMENT | food service | USD/gigalumen_year | us | us | 79771535224.4919
commercial lighting | Lamp: 100W Equivalent LED A Lamp | 2038 | CAPITAL | REPLACEMENT | health | USD/gigalumen_year | us | us | 79771535224.4919
commercial lighting | Lamp: 100W Equivalent LED A Lamp | 2038 | CAPITAL | REPLACEMENT | lodging | USD/gigalumen_year | us | us | 79771535224.4919
commercial lighting | Lamp: 100W Equivalent LED A Lamp | 2038 | CAPITAL | REPLACEMENT | merc/service | USD/gigalumen_year | us | us | 79771535224.4919
commercial lighting | Lamp: 100W Equivalent LED A Lamp | 2038 | CAPITAL | REPLACEMENT | office-large | USD/gigalumen_year | us | us | 79771535224.4919
commercial lighting | Lamp: 100W Equivalent LED A Lamp | 2038 | CAPITAL | REPLACEMENT | office-small | USD/gigalumen_year | us | us | 79771535224.4919
commercial lighting | Lamp: 100W Equivalent LED A Lamp | 2038 | CAPITAL | REPLACEMENT | other | USD/gigalumen_year | us | us | 79771535224.4919
commercial lighting | Lamp: 100W Equivalent LED A Lamp | 2038 | CAPITAL | REPLACEMENT | warehouse | USD/gigalumen_year | us | us | 79771535224.4919
commercial lighting | Lamp: 100W Equivalent LED A Lamp | 2038 | FIXED_OM | NEW | assembly | USD/gigalumen_year | us | us | 6201320759.5011
commercial lighting | Lamp: 100W Equivalent LED A Lamp | 2038 | FIXED_OM | NEW | education | USD/gigalumen_year | us | us | 6201320759.5011
commercial lighting | Lamp: 100W Equivalent LED A Lamp | 2038 | FIXED_OM | NEW | food sales | USD/gigalumen_year | us | us | 6201320759.5011
commercial lighting | Lamp: 100W Equivalent LED A Lamp | 2038 | FIXED_OM | NEW | food service | USD/gigalumen_year | us | us | 6201320759.5011
commercial lighting | Lamp: 100W Equivalent LED A Lamp | 2038 | FIXED_OM | NEW | health | USD/gigalumen_year | us | us | 6201320759.5011
commercial lighting | Lamp: 100W Equivalent LED A Lamp | 2038 | FIXED_OM | NEW | lodging | USD/gigalumen_year | us | us | 6201320759.5011
commercial lighting | Lamp: 100W Equivalent LED A Lamp | 2038 | FIXED_OM | NEW | merc/service | USD/gigalumen_year | us | us | 6201320759.5011
commercial lighting | Lamp: 100W Equivalent LED A Lamp | 2038 | FIXED_OM | NEW | office-large | USD/gigalumen_year | us | us | 6201320759.5011
commercial lighting | Lamp: 100W Equivalent LED A Lamp | 2038 | FIXED_OM | NEW | office-small | USD/gigalumen_year | us | us | 6201320759.5011
commercial lighting | Lamp: 100W Equivalent LED A Lamp | 2038 | FIXED_OM | NEW | other | USD/gigalumen_year | us | us | 6201320759.5011
commercial lighting | Lamp: 100W Equivalent LED A Lamp | 2038 | FIXED_OM | NEW | warehouse | USD/gigalumen_year | us | us | 6201320759.5011
commercial lighting | Lamp: 100W Equivalent LED A Lamp | 2038 | FIXED_OM | REPLACEMENT | assembly | USD/gigalumen_year | us | us | 6201320759.5011
commercial lighting | Lamp: 100W Equivalent LED A Lamp | 2038 | FIXED_OM | REPLACEMENT | education | USD/gigalumen_year | us | us | 6201320759.5011
commercial lighting | Lamp: 100W Equivalent LED A Lamp | 2038 | FIXED_OM | REPLACEMENT | food sales | USD/gigalumen_year | us | us | 6201320759.5011
commercial lighting | Lamp: 100W Equivalent LED A Lamp | 2038 | FIXED_OM | REPLACEMENT | food service | USD/gigalumen_year | us | us | 6201320759.5011
commercial lighting | Lamp: 100W Equivalent LED A Lamp | 2038 | FIXED_OM | REPLACEMENT | health | USD/gigalumen_year | us | us | 6201320759.5011
commercial lighting | Lamp: 100W Equivalent LED A Lamp | 2038 | FIXED_OM | REPLACEMENT | lodging | USD/gigalumen_year | us | us | 6201320759.5011
commercial lighting | Lamp: 100W Equivalent LED A Lamp | 2038 | FIXED_OM | REPLACEMENT | merc/service | USD/gigalumen_year | us | us | 6201320759.5011
commercial lighting | Lamp: 100W Equivalent LED A Lamp | 2038 | FIXED_OM | REPLACEMENT | office-large | USD/gigalumen_year | us | us | 6201320759.5011
commercial lighting | Lamp: 100W Equivalent LED A Lamp | 2038 | FIXED_OM | REPLACEMENT | office-small | USD/gigalumen_year | us | us | 6201320759.5011
commercial lighting | Lamp: 100W Equivalent LED A Lamp | 2038 | FIXED_OM | REPLACEMENT | other | USD/gigalumen_year | us | us | 6201320759.5011
commercial lighting | Lamp: 100W Equivalent LED A Lamp | 2038 | FIXED_OM | REPLACEMENT | warehouse | USD/gigalumen_year | us | us | 6201320759.5011
commercial lighting | Lamp: 100W Equivalent LED A Lamp | 2039 | CAPITAL | NEW | assembly | USD/gigalumen_year | us | us | 77939326818.2757
commercial lighting | Lamp: 100W Equivalent LED A Lamp | 2039 | CAPITAL | NEW | education | USD/gigalumen_year | us | us | 77939326818.2757
commercial lighting | Lamp: 100W Equivalent LED A Lamp | 2039 | CAPITAL | NEW | food sales | USD/gigalumen_year | us | us | 77939326818.2757
commercial lighting | Lamp: 100W Equivalent LED A Lamp | 2039 | CAPITAL | NEW | food service | USD/gigalumen_year | us | us | 77939326818.2757
commercial lighting | Lamp: 100W Equivalent LED A Lamp | 2039 | CAPITAL | NEW | health | USD/gigalumen_year | us | us | 77939326818.2757
commercial lighting | Lamp: 100W Equivalent LED A Lamp | 2039 | CAPITAL | NEW | lodging | USD/gigalumen_year | us | us | 77939326818.2757
commercial lighting | Lamp: 100W Equivalent LED A Lamp | 2039 | CAPITAL | NEW | merc/service | USD/gigalumen_year | us | us | 77939326818.2757
commercial lighting | Lamp: 100W Equivalent LED A Lamp | 2039 | CAPITAL | NEW | office-large | USD/gigalumen_year | us | us | 77939326818.2757
commercial lighting | Lamp: 100W Equivalent LED A Lamp | 2039 | CAPITAL | NEW | office-small | USD/gigalumen_year | us | us | 77939326818.2757
commercial lighting | Lamp: 100W Equivalent LED A Lamp | 2039 | CAPITAL | NEW | other | USD/gigalumen_year | us | us | 77939326818.2757
commercial lighting | Lamp: 100W Equivalent LED A Lamp | 2039 | CAPITAL | NEW | warehouse | USD/gigalumen_year | us | us | 77939326818.2757
commercial lighting | Lamp: 100W Equivalent LED A Lamp | 2039 | CAPITAL | REPLACEMENT | assembly | USD/gigalumen_year | us | us | 77939326818.2757
commercial lighting | Lamp: 100W Equivalent LED A Lamp | 2039 | CAPITAL | REPLACEMENT | education | USD/gigalumen_year | us | us | 77939326818.2757
commercial lighting | Lamp: 100W Equivalent LED A Lamp | 2039 | CAPITAL | REPLACEMENT | food sales | USD/gigalumen_year | us | us | 77939326818.2757
commercial lighting | Lamp: 100W Equivalent LED A Lamp | 2039 | CAPITAL | REPLACEMENT | food service | USD/gigalumen_year | us | us | 77939326818.2757
commercial lighting | Lamp: 100W Equivalent LED A Lamp | 2039 | CAPITAL | REPLACEMENT | health | USD/gigalumen_year | us | us | 77939326818.2757
commercial lighting | Lamp: 100W Equivalent LED A Lamp | 2039 | CAPITAL | REPLACEMENT | lodging | USD/gigalumen_year | us | us | 77939326818.2757
commercial lighting | Lamp: 100W Equivalent LED A Lamp | 2039 | CAPITAL | REPLACEMENT | merc/service | USD/gigalumen_year | us | us | 77939326818.2757
commercial lighting | Lamp: 100W Equivalent LED A Lamp | 2039 | CAPITAL | REPLACEMENT | office-large | USD/gigalumen_year | us | us | 77939326818.2757
commercial lighting | Lamp: 100W Equivalent LED A Lamp | 2039 | CAPITAL | REPLACEMENT | office-small | USD/gigalumen_year | us | us | 77939326818.2757
commercial lighting | Lamp: 100W Equivalent LED A Lamp | 2039 | CAPITAL | REPLACEMENT | other | USD/gigalumen_year | us | us | 77939326818.2757
commercial lighting | Lamp: 100W Equivalent LED A Lamp | 2039 | CAPITAL | REPLACEMENT | warehouse | USD/gigalumen_year | us | us | 77939326818.2757
commercial lighting | Lamp: 100W Equivalent LED A Lamp | 2039 | FIXED_OM | NEW | assembly | USD/gigalumen_year | us | us | 6060381651.3307
commercial lighting | Lamp: 100W Equivalent LED A Lamp | 2039 | FIXED_OM | NEW | education | USD/gigalumen_year | us | us | 6060381651.3307
commercial lighting | Lamp: 100W Equivalent LED A Lamp | 2039 | FIXED_OM | NEW | food sales | USD/gigalumen_year | us | us | 6060381651.3307
commercial lighting | Lamp: 100W Equivalent LED A Lamp | 2039 | FIXED_OM | NEW | food service | USD/gigalumen_year | us | us | 6060381651.3307
commercial lighting | Lamp: 100W Equivalent LED A Lamp | 2039 | FIXED_OM | NEW | health | USD/gigalumen_year | us | us | 6060381651.3307
commercial lighting | Lamp: 100W Equivalent LED A Lamp | 2039 | FIXED_OM | NEW | lodging | USD/gigalumen_year | us | us | 6060381651.3307
commercial lighting | Lamp: 100W Equivalent LED A Lamp | 2039 | FIXED_OM | NEW | merc/service | USD/gigalumen_year | us | us | 6060381651.3307
commercial lighting | Lamp: 100W Equivalent LED A Lamp | 2039 | FIXED_OM | NEW | office-large | USD/gigalumen_year | us | us | 6060381651.3307
commercial lighting | Lamp: 100W Equivalent LED A Lamp | 2039 | FIXED_OM | NEW | office-small | USD/gigalumen_year | us | us | 6060381651.3307
commercial lighting | Lamp: 100W Equivalent LED A Lamp | 2039 | FIXED_OM | NEW | other | USD/gigalumen_year | us | us | 6060381651.3307
commercial lighting | Lamp: 100W Equivalent LED A Lamp | 2039 | FIXED_OM | NEW | warehouse | USD/gigalumen_year | us | us | 6060381651.3307
commercial lighting | Lamp: 100W Equivalent LED A Lamp | 2039 | FIXED_OM | REPLACEMENT | assembly | USD/gigalumen_year | us | us | 6060381651.3307
commercial lighting | Lamp: 100W Equivalent LED A Lamp | 2039 | FIXED_OM | REPLACEMENT | education | USD/gigalumen_year | us | us | 6060381651.3307
commercial lighting | Lamp: 100W Equivalent LED A Lamp | 2039 | FIXED_OM | REPLACEMENT | food sales | USD/gigalumen_year | us | us | 6060381651.3307
commercial lighting | Lamp: 100W Equivalent LED A Lamp | 2039 | FIXED_OM | REPLACEMENT | food service | USD/gigalumen_year | us | us | 6060381651.3307
commercial lighting | Lamp: 100W Equivalent LED A Lamp | 2039 | FIXED_OM | REPLACEMENT | health | USD/gigalumen_year | us | us | 6060381651.3307
commercial lighting | Lamp: 100W Equivalent LED A Lamp | 2039 | FIXED_OM | REPLACEMENT | lodging | USD/gigalumen_year | us | us | 6060381651.3307
commercial lighting | Lamp: 100W Equivalent LED A Lamp | 2039 | FIXED_OM | REPLACEMENT | merc/service | USD/gigalumen_year | us | us | 6060381651.3307
commercial lighting | Lamp: 100W Equivalent LED A Lamp | 2039 | FIXED_OM | REPLACEMENT | office-large | USD/gigalumen_year | us | us | 6060381651.3307
commercial lighting | Lamp: 100W Equivalent LED A Lamp | 2039 | FIXED_OM | REPLACEMENT | office-small | USD/gigalumen_year | us | us | 6060381651.3307
commercial lighting | Lamp: 100W Equivalent LED A Lamp | 2039 | FIXED_OM | REPLACEMENT | other | USD/gigalumen_year | us | us | 6060381651.3307
commercial lighting | Lamp: 100W Equivalent LED A Lamp | 2039 | FIXED_OM | REPLACEMENT | warehouse | USD/gigalumen_year | us | us | 6060381651.3307
commercial lighting | Lamp: 100W Equivalent LED A Lamp | 2040 | CAPITAL | NEW | assembly | USD/gigalumen_year | us | us | 76107118412.0594
commercial lighting | Lamp: 100W Equivalent LED A Lamp | 2040 | CAPITAL | NEW | education | USD/gigalumen_year | us | us | 76107118412.0594
commercial lighting | Lamp: 100W Equivalent LED A Lamp | 2040 | CAPITAL | NEW | food sales | USD/gigalumen_year | us | us | 76107118412.0594
commercial lighting | Lamp: 100W Equivalent LED A Lamp | 2040 | CAPITAL | NEW | food service | USD/gigalumen_year | us | us | 76107118412.0594
commercial lighting | Lamp: 100W Equivalent LED A Lamp | 2040 | CAPITAL | NEW | health | USD/gigalumen_year | us | us | 76107118412.0594
commercial lighting | Lamp: 100W Equivalent LED A Lamp | 2040 | CAPITAL | NEW | lodging | USD/gigalumen_year | us | us | 76107118412.0594
commercial lighting | Lamp: 100W Equivalent LED A Lamp | 2040 | CAPITAL | NEW | merc/service | USD/gigalumen_year | us | us | 76107118412.0594
commercial lighting | Lamp: 100W Equivalent LED A Lamp | 2040 | CAPITAL | NEW | office-large | USD/gigalumen_year | us | us | 76107118412.0594
commercial lighting | Lamp: 100W Equivalent LED A Lamp | 2040 | CAPITAL | NEW | office-small | USD/gigalumen_year | us | us | 76107118412.0594
commercial lighting | Lamp: 100W Equivalent LED A Lamp | 2040 | CAPITAL | NEW | other | USD/gigalumen_year | us | us | 76107118412.0594
commercial lighting | Lamp: 100W Equivalent LED A Lamp | 2040 | CAPITAL | NEW | warehouse | USD/gigalumen_year | us | us | 76107118412.0594
commercial lighting | Lamp: 100W Equivalent LED A Lamp | 2040 | CAPITAL | REPLACEMENT | assembly | USD/gigalumen_year | us | us | 76107118412.0594
commercial lighting | Lamp: 100W Equivalent LED A Lamp | 2040 | CAPITAL | REPLACEMENT | education | USD/gigalumen_year | us | us | 76107118412.0594
commercial lighting | Lamp: 100W Equivalent LED A Lamp | 2040 | CAPITAL | REPLACEMENT | food sales | USD/gigalumen_year | us | us | 76107118412.0594
commercial lighting | Lamp: 100W Equivalent LED A Lamp | 2040 | CAPITAL | REPLACEMENT | food service | USD/gigalumen_year | us | us | 76107118412.0594
commercial lighting | Lamp: 100W Equivalent LED A Lamp | 2040 | CAPITAL | REPLACEMENT | health | USD/gigalumen_year | us | us | 76107118412.0594
commercial lighting | Lamp: 100W Equivalent LED A Lamp | 2040 | CAPITAL | REPLACEMENT | lodging | USD/gigalumen_year | us | us | 76107118412.0594
commercial lighting | Lamp: 100W Equivalent LED A Lamp | 2040 | CAPITAL | REPLACEMENT | merc/service | USD/gigalumen_year | us | us | 76107118412.0594
commercial lighting | Lamp: 100W Equivalent LED A Lamp | 2040 | CAPITAL | REPLACEMENT | office-large | USD/gigalumen_year | us | us | 76107118412.0594
commercial lighting | Lamp: 100W Equivalent LED A Lamp | 2040 | CAPITAL | REPLACEMENT | office-small | USD/gigalumen_year | us | us | 76107118412.0594
commercial lighting | Lamp: 100W Equivalent LED A Lamp | 2040 | CAPITAL | REPLACEMENT | other | USD/gigalumen_year | us | us | 76107118412.0594
commercial lighting | Lamp: 100W Equivalent LED A Lamp | 2040 | CAPITAL | REPLACEMENT | warehouse | USD/gigalumen_year | us | us | 76107118412.0594
commercial lighting | Lamp: 100W Equivalent LED A Lamp | 2040 | FIXED_OM | NEW | assembly | USD/gigalumen_year | us | us | 5919442543.1602
commercial lighting | Lamp: 100W Equivalent LED A Lamp | 2040 | FIXED_OM | NEW | education | USD/gigalumen_year | us | us | 5919442543.1602
commercial lighting | Lamp: 100W Equivalent LED A Lamp | 2040 | FIXED_OM | NEW | food sales | USD/gigalumen_year | us | us | 5919442543.1602
commercial lighting | Lamp: 100W Equivalent LED A Lamp | 2040 | FIXED_OM | NEW | food service | USD/gigalumen_year | us | us | 5919442543.1602
commercial lighting | Lamp: 100W Equivalent LED A Lamp | 2040 | FIXED_OM | NEW | health | USD/gigalumen_year | us | us | 5919442543.1602
commercial lighting | Lamp: 100W Equivalent LED A Lamp | 2040 | FIXED_OM | NEW | lodging | USD/gigalumen_year | us | us | 5919442543.1602
commercial lighting | Lamp: 100W Equivalent LED A Lamp | 2040 | FIXED_OM | NEW | merc/service | USD/gigalumen_year | us | us | 5919442543.1602
commercial lighting | Lamp: 100W Equivalent LED A Lamp | 2040 | FIXED_OM | NEW | office-large | USD/gigalumen_year | us | us | 5919442543.1602
commercial lighting | Lamp: 100W Equivalent LED A Lamp | 2040 | FIXED_OM | NEW | office-small | USD/gigalumen_year | us | us | 5919442543.1602
commercial lighting | Lamp: 100W Equivalent LED A Lamp | 2040 | FIXED_OM | NEW | other | USD/gigalumen_year | us | us | 5919442543.1602
commercial lighting | Lamp: 100W Equivalent LED A Lamp | 2040 | FIXED_OM | NEW | warehouse | USD/gigalumen_year | us | us | 5919442543.1602
commercial lighting | Lamp: 100W Equivalent LED A Lamp | 2040 | FIXED_OM | REPLACEMENT | assembly | USD/gigalumen_year | us | us | 5919442543.1602
commercial lighting | Lamp: 100W Equivalent LED A Lamp | 2040 | FIXED_OM | REPLACEMENT | education | USD/gigalumen_year | us | us | 5919442543.1602
commercial lighting | Lamp: 100W Equivalent LED A Lamp | 2040 | FIXED_OM | REPLACEMENT | food sales | USD/gigalumen_year | us | us | 5919442543.1602
commercial lighting | Lamp: 100W Equivalent LED A Lamp | 2040 | FIXED_OM | REPLACEMENT | food service | USD/gigalumen_year | us | us | 5919442543.1602
commercial lighting | Lamp: 100W Equivalent LED A Lamp | 2040 | FIXED_OM | REPLACEMENT | health | USD/gigalumen_year | us | us | 5919442543.1602
commercial lighting | Lamp: 100W Equivalent LED A Lamp | 2040 | FIXED_OM | REPLACEMENT | lodging | USD/gigalumen_year | us | us | 5919442543.1602
commercial lighting | Lamp: 100W Equivalent LED A Lamp | 2040 | FIXED_OM | REPLACEMENT | merc/service | USD/gigalumen_year | us | us | 5919442543.1602
commercial lighting | Lamp: 100W Equivalent LED A Lamp | 2040 | FIXED_OM | REPLACEMENT | office-large | USD/gigalumen_year | us | us | 5919442543.1602
commercial lighting | Lamp: 100W Equivalent LED A Lamp | 2040 | FIXED_OM | REPLACEMENT | office-small | USD/gigalumen_year | us | us | 5919442543.1602
commercial lighting | Lamp: 100W Equivalent LED A Lamp | 2040 | FIXED_OM | REPLACEMENT | other | USD/gigalumen_year | us | us | 5919442543.1602
commercial lighting | Lamp: 100W Equivalent LED A Lamp | 2040 | FIXED_OM | REPLACEMENT | warehouse | USD/gigalumen_year | us | us | 5919442543.1602
commercial lighting | Lamp: 100W Equivalent LED A Lamp | 2041 | CAPITAL | NEW | assembly | USD/gigalumen_year | us | us | 76107118412.0594
commercial lighting | Lamp: 100W Equivalent LED A Lamp | 2041 | CAPITAL | NEW | education | USD/gigalumen_year | us | us | 76107118412.0594
commercial lighting | Lamp: 100W Equivalent LED A Lamp | 2041 | CAPITAL | NEW | food sales | USD/gigalumen_year | us | us | 76107118412.0594
commercial lighting | Lamp: 100W Equivalent LED A Lamp | 2041 | CAPITAL | NEW | food service | USD/gigalumen_year | us | us | 76107118412.0594
commercial lighting | Lamp: 100W Equivalent LED A Lamp | 2041 | CAPITAL | NEW | health | USD/gigalumen_year | us | us | 76107118412.0594
commercial lighting | Lamp: 100W Equivalent LED A Lamp | 2041 | CAPITAL | NEW | lodging | USD/gigalumen_year | us | us | 76107118412.0594
commercial lighting | Lamp: 100W Equivalent LED A Lamp | 2041 | CAPITAL | NEW | merc/service | USD/gigalumen_year | us | us | 76107118412.0594
commercial lighting | Lamp: 100W Equivalent LED A Lamp | 2041 | CAPITAL | NEW | office-large | USD/gigalumen_year | us | us | 76107118412.0594
commercial lighting | Lamp: 100W Equivalent LED A Lamp | 2041 | CAPITAL | NEW | office-small | USD/gigalumen_year | us | us | 76107118412.0594
commercial lighting | Lamp: 100W Equivalent LED A Lamp | 2041 | CAPITAL | NEW | other | USD/gigalumen_year | us | us | 76107118412.0594
commercial lighting | Lamp: 100W Equivalent LED A Lamp | 2041 | CAPITAL | NEW | warehouse | USD/gigalumen_year | us | us | 76107118412.0594
commercial lighting | Lamp: 100W Equivalent LED A Lamp | 2041 | CAPITAL | REPLACEMENT | assembly | USD/gigalumen_year | us | us | 76107118412.0594
commercial lighting | Lamp: 100W Equivalent LED A Lamp | 2041 | CAPITAL | REPLACEMENT | education | USD/gigalumen_year | us | us | 76107118412.0594
commercial lighting | Lamp: 100W Equivalent LED A Lamp | 2041 | CAPITAL | REPLACEMENT | food sales | USD/gigalumen_year | us | us | 76107118412.0594
commercial lighting | Lamp: 100W Equivalent LED A Lamp | 2041 | CAPITAL | REPLACEMENT | food service | USD/gigalumen_year | us | us | 76107118412.0594
commercial lighting | Lamp: 100W Equivalent LED A Lamp | 2041 | CAPITAL | REPLACEMENT | health | USD/gigalumen_year | us | us | 76107118412.0594
commercial lighting | Lamp: 100W Equivalent LED A Lamp | 2041 | CAPITAL | REPLACEMENT | lodging | USD/gigalumen_year | us | us | 76107118412.0594
commercial lighting | Lamp: 100W Equivalent LED A Lamp | 2041 | CAPITAL | REPLACEMENT | merc/service | USD/gigalumen_year | us | us | 76107118412.0594
commercial lighting | Lamp: 100W Equivalent LED A Lamp | 2041 | CAPITAL | REPLACEMENT | office-large | USD/gigalumen_year | us | us | 76107118412.0594
commercial lighting | Lamp: 100W Equivalent LED A Lamp | 2041 | CAPITAL | REPLACEMENT | office-small | USD/gigalumen_year | us | us | 76107118412.0594
commercial lighting | Lamp: 100W Equivalent LED A Lamp | 2041 | CAPITAL | REPLACEMENT | other | USD/gigalumen_year | us | us | 76107118412.0594
commercial lighting | Lamp: 100W Equivalent LED A Lamp | 2041 | CAPITAL | REPLACEMENT | warehouse | USD/gigalumen_year | us | us | 76107118412.0594
commercial lighting | Lamp: 100W Equivalent LED A Lamp | 2041 | FIXED_OM | NEW | assembly | USD/gigalumen_year | us | us | 5919442543.1602
commercial lighting | Lamp: 100W Equivalent LED A Lamp | 2041 | FIXED_OM | NEW | education | USD/gigalumen_year | us | us | 5919442543.1602
commercial lighting | Lamp: 100W Equivalent LED A Lamp | 2041 | FIXED_OM | NEW | food sales | USD/gigalumen_year | us | us | 5919442543.1602
commercial lighting | Lamp: 100W Equivalent LED A Lamp | 2041 | FIXED_OM | NEW | food service | USD/gigalumen_year | us | us | 5919442543.1602
commercial lighting | Lamp: 100W Equivalent LED A Lamp | 2041 | FIXED_OM | NEW | health | USD/gigalumen_year | us | us | 5919442543.1602
commercial lighting | Lamp: 100W Equivalent LED A Lamp | 2041 | FIXED_OM | NEW | lodging | USD/gigalumen_year | us | us | 5919442543.1602
commercial lighting | Lamp: 100W Equivalent LED A Lamp | 2041 | FIXED_OM | NEW | merc/service | USD/gigalumen_year | us | us | 5919442543.1602
commercial lighting | Lamp: 100W Equivalent LED A Lamp | 2041 | FIXED_OM | NEW | office-large | USD/gigalumen_year | us | us | 5919442543.1602
commercial lighting | Lamp: 100W Equivalent LED A Lamp | 2041 | FIXED_OM | NEW | office-small | USD/gigalumen_year | us | us | 5919442543.1602
commercial lighting | Lamp: 100W Equivalent LED A Lamp | 2041 | FIXED_OM | NEW | other | USD/gigalumen_year | us | us | 5919442543.1602
commercial lighting | Lamp: 100W Equivalent LED A Lamp | 2041 | FIXED_OM | NEW | warehouse | USD/gigalumen_year | us | us | 5919442543.1602
commercial lighting | Lamp: 100W Equivalent LED A Lamp | 2041 | FIXED_OM | REPLACEMENT | assembly | USD/gigalumen_year | us | us | 5919442543.1602
commercial lighting | Lamp: 100W Equivalent LED A Lamp | 2041 | FIXED_OM | REPLACEMENT | education | USD/gigalumen_year | us | us | 5919442543.1602
commercial lighting | Lamp: 100W Equivalent LED A Lamp | 2041 | FIXED_OM | REPLACEMENT | food sales | USD/gigalumen_year | us | us | 5919442543.1602
commercial lighting | Lamp: 100W Equivalent LED A Lamp | 2041 | FIXED_OM | REPLACEMENT | food service | USD/gigalumen_year | us | us | 5919442543.1602
commercial lighting | Lamp: 100W Equivalent LED A Lamp | 2041 | FIXED_OM | REPLACEMENT | health | USD/gigalumen_year | us | us | 5919442543.1602
commercial lighting | Lamp: 100W Equivalent LED A Lamp | 2041 | FIXED_OM | REPLACEMENT | lodging | USD/gigalumen_year | us | us | 5919442543.1602
commercial lighting | Lamp: 100W Equivalent LED A Lamp | 2041 | FIXED_OM | REPLACEMENT | merc/service | USD/gigalumen_year | us | us | 5919442543.1602
commercial lighting | Lamp: 100W Equivalent LED A Lamp | 2041 | FIXED_OM | REPLACEMENT | office-large | USD/gigalumen_year | us | us | 5919442543.1602
commercial lighting | Lamp: 100W Equivalent LED A Lamp | 2041 | FIXED_OM | REPLACEMENT | office-small | USD/gigalumen_year | us | us | 5919442543.1602
commercial lighting | Lamp: 100W Equivalent LED A Lamp | 2041 | FIXED_OM | REPLACEMENT | other | USD/gigalumen_year | us | us | 5919442543.1602
commercial lighting | Lamp: 100W Equivalent LED A Lamp | 2041 | FIXED_OM | REPLACEMENT | warehouse | USD/gigalumen_year | us | us | 5919442543.1602
commercial lighting | Lamp: 100W Equivalent LED A Lamp | 2042 | CAPITAL | NEW | assembly | USD/gigalumen_year | us | us | 76107118412.0594
commercial lighting | Lamp: 100W Equivalent LED A Lamp | 2042 | CAPITAL | NEW | education | USD/gigalumen_year | us | us | 76107118412.0594
commercial lighting | Lamp: 100W Equivalent LED A Lamp | 2042 | CAPITAL | NEW | food sales | USD/gigalumen_year | us | us | 76107118412.0594
commercial lighting | Lamp: 100W Equivalent LED A Lamp | 2042 | CAPITAL | NEW | food service | USD/gigalumen_year | us | us | 76107118412.0594
commercial lighting | Lamp: 100W Equivalent LED A Lamp | 2042 | CAPITAL | NEW | health | USD/gigalumen_year | us | us | 76107118412.0594
commercial lighting | Lamp: 100W Equivalent LED A Lamp | 2042 | CAPITAL | NEW | lodging | USD/gigalumen_year | us | us | 76107118412.0594
commercial lighting | Lamp: 100W Equivalent LED A Lamp | 2042 | CAPITAL | NEW | merc/service | USD/gigalumen_year | us | us | 76107118412.0594
commercial lighting | Lamp: 100W Equivalent LED A Lamp | 2042 | CAPITAL | NEW | office-large | USD/gigalumen_year | us | us | 76107118412.0594
commercial lighting | Lamp: 100W Equivalent LED A Lamp | 2042 | CAPITAL | NEW | office-small | USD/gigalumen_year | us | us | 76107118412.0594
commercial lighting | Lamp: 100W Equivalent LED A Lamp | 2042 | CAPITAL | NEW | other | USD/gigalumen_year | us | us | 76107118412.0594
commercial lighting | Lamp: 100W Equivalent LED A Lamp | 2042 | CAPITAL | NEW | warehouse | USD/gigalumen_year | us | us | 76107118412.0594
commercial lighting | Lamp: 100W Equivalent LED A Lamp | 2042 | CAPITAL | REPLACEMENT | assembly | USD/gigalumen_year | us | us | 76107118412.0594
commercial lighting | Lamp: 100W Equivalent LED A Lamp | 2042 | CAPITAL | REPLACEMENT | education | USD/gigalumen_year | us | us | 76107118412.0594
commercial lighting | Lamp: 100W Equivalent LED A Lamp | 2042 | CAPITAL | REPLACEMENT | food sales | USD/gigalumen_year | us | us | 76107118412.0594
commercial lighting | Lamp: 100W Equivalent LED A Lamp | 2042 | CAPITAL | REPLACEMENT | food service | USD/gigalumen_year | us | us | 76107118412.0594
commercial lighting | Lamp: 100W Equivalent LED A Lamp | 2042 | CAPITAL | REPLACEMENT | health | USD/gigalumen_year | us | us | 76107118412.0594
commercial lighting | Lamp: 100W Equivalent LED A Lamp | 2042 | CAPITAL | REPLACEMENT | lodging | USD/gigalumen_year | us | us | 76107118412.0594
commercial lighting | Lamp: 100W Equivalent LED A Lamp | 2042 | CAPITAL | REPLACEMENT | merc/service | USD/gigalumen_year | us | us | 76107118412.0594
commercial lighting | Lamp: 100W Equivalent LED A Lamp | 2042 | CAPITAL | REPLACEMENT | office-large | USD/gigalumen_year | us | us | 76107118412.0594
commercial lighting | Lamp: 100W Equivalent LED A Lamp | 2042 | CAPITAL | REPLACEMENT | office-small | USD/gigalumen_year | us | us | 76107118412.0594
commercial lighting | Lamp: 100W Equivalent LED A Lamp | 2042 | CAPITAL | REPLACEMENT | other | USD/gigalumen_year | us | us | 76107118412.0594
commercial lighting | Lamp: 100W Equivalent LED A Lamp | 2042 | CAPITAL | REPLACEMENT | warehouse | USD/gigalumen_year | us | us | 76107118412.0594
commercial lighting | Lamp: 100W Equivalent LED A Lamp | 2042 | FIXED_OM | NEW | assembly | USD/gigalumen_year | us | us | 5919442543.1602
commercial lighting | Lamp: 100W Equivalent LED A Lamp | 2042 | FIXED_OM | NEW | education | USD/gigalumen_year | us | us | 5919442543.1602
commercial lighting | Lamp: 100W Equivalent LED A Lamp | 2042 | FIXED_OM | NEW | food sales | USD/gigalumen_year | us | us | 5919442543.1602
commercial lighting | Lamp: 100W Equivalent LED A Lamp | 2042 | FIXED_OM | NEW | food service | USD/gigalumen_year | us | us | 5919442543.1602
commercial lighting | Lamp: 100W Equivalent LED A Lamp | 2042 | FIXED_OM | NEW | health | USD/gigalumen_year | us | us | 5919442543.1602
commercial lighting | Lamp: 100W Equivalent LED A Lamp | 2042 | FIXED_OM | NEW | lodging | USD/gigalumen_year | us | us | 5919442543.1602
commercial lighting | Lamp: 100W Equivalent LED A Lamp | 2042 | FIXED_OM | NEW | merc/service | USD/gigalumen_year | us | us | 5919442543.1602
commercial lighting | Lamp: 100W Equivalent LED A Lamp | 2042 | FIXED_OM | NEW | office-large | USD/gigalumen_year | us | us | 5919442543.1602
commercial lighting | Lamp: 100W Equivalent LED A Lamp | 2042 | FIXED_OM | NEW | office-small | USD/gigalumen_year | us | us | 5919442543.1602
commercial lighting | Lamp: 100W Equivalent LED A Lamp | 2042 | FIXED_OM | NEW | other | USD/gigalumen_year | us | us | 5919442543.1602
commercial lighting | Lamp: 100W Equivalent LED A Lamp | 2042 | FIXED_OM | NEW | warehouse | USD/gigalumen_year | us | us | 5919442543.1602
commercial lighting | Lamp: 100W Equivalent LED A Lamp | 2042 | FIXED_OM | REPLACEMENT | assembly | USD/gigalumen_year | us | us | 5919442543.1602
commercial lighting | Lamp: 100W Equivalent LED A Lamp | 2042 | FIXED_OM | REPLACEMENT | education | USD/gigalumen_year | us | us | 5919442543.1602
commercial lighting | Lamp: 100W Equivalent LED A Lamp | 2042 | FIXED_OM | REPLACEMENT | food sales | USD/gigalumen_year | us | us | 5919442543.1602
commercial lighting | Lamp: 100W Equivalent LED A Lamp | 2042 | FIXED_OM | REPLACEMENT | food service | USD/gigalumen_year | us | us | 5919442543.1602
commercial lighting | Lamp: 100W Equivalent LED A Lamp | 2042 | FIXED_OM | REPLACEMENT | health | USD/gigalumen_year | us | us | 5919442543.1602
commercial lighting | Lamp: 100W Equivalent LED A Lamp | 2042 | FIXED_OM | REPLACEMENT | lodging | USD/gigalumen_year | us | us | 5919442543.1602
commercial lighting | Lamp: 100W Equivalent LED A Lamp | 2042 | FIXED_OM | REPLACEMENT | merc/service | USD/gigalumen_year | us | us | 5919442543.1602
commercial lighting | Lamp: 100W Equivalent LED A Lamp | 2042 | FIXED_OM | REPLACEMENT | office-large | USD/gigalumen_year | us | us | 5919442543.1602
commercial lighting | Lamp: 100W Equivalent LED A Lamp | 2042 | FIXED_OM | REPLACEMENT | office-small | USD/gigalumen_year | us | us | 5919442543.1602
commercial lighting | Lamp: 100W Equivalent LED A Lamp | 2042 | FIXED_OM | REPLACEMENT | other | USD/gigalumen_year | us | us | 5919442543.1602
commercial lighting | Lamp: 100W Equivalent LED A Lamp | 2042 | FIXED_OM | REPLACEMENT | warehouse | USD/gigalumen_year | us | us | 5919442543.1602
commercial lighting | Lamp: 100W Equivalent LED A Lamp | 2043 | CAPITAL | NEW | assembly | USD/gigalumen_year | us | us | 76107118412.0594
commercial lighting | Lamp: 100W Equivalent LED A Lamp | 2043 | CAPITAL | NEW | education | USD/gigalumen_year | us | us | 76107118412.0594
commercial lighting | Lamp: 100W Equivalent LED A Lamp | 2043 | CAPITAL | NEW | food sales | USD/gigalumen_year | us | us | 76107118412.0594
commercial lighting | Lamp: 100W Equivalent LED A Lamp | 2043 | CAPITAL | NEW | food service | USD/gigalumen_year | us | us | 76107118412.0594
commercial lighting | Lamp: 100W Equivalent LED A Lamp | 2043 | CAPITAL | NEW | health | USD/gigalumen_year | us | us | 76107118412.0594
commercial lighting | Lamp: 100W Equivalent LED A Lamp | 2043 | CAPITAL | NEW | lodging | USD/gigalumen_year | us | us | 76107118412.0594
commercial lighting | Lamp: 100W Equivalent LED A Lamp | 2043 | CAPITAL | NEW | merc/service | USD/gigalumen_year | us | us | 76107118412.0594
commercial lighting | Lamp: 100W Equivalent LED A Lamp | 2043 | CAPITAL | NEW | office-large | USD/gigalumen_year | us | us | 76107118412.0594
commercial lighting | Lamp: 100W Equivalent LED A Lamp | 2043 | CAPITAL | NEW | office-small | USD/gigalumen_year | us | us | 76107118412.0594
commercial lighting | Lamp: 100W Equivalent LED A Lamp | 2043 | CAPITAL | NEW | other | USD/gigalumen_year | us | us | 76107118412.0594
commercial lighting | Lamp: 100W Equivalent LED A Lamp | 2043 | CAPITAL | NEW | warehouse | USD/gigalumen_year | us | us | 76107118412.0594
commercial lighting | Lamp: 100W Equivalent LED A Lamp | 2043 | CAPITAL | REPLACEMENT | assembly | USD/gigalumen_year | us | us | 76107118412.0594
commercial lighting | Lamp: 100W Equivalent LED A Lamp | 2043 | CAPITAL | REPLACEMENT | education | USD/gigalumen_year | us | us | 76107118412.0594
commercial lighting | Lamp: 100W Equivalent LED A Lamp | 2043 | CAPITAL | REPLACEMENT | food sales | USD/gigalumen_year | us | us | 76107118412.0594
commercial lighting | Lamp: 100W Equivalent LED A Lamp | 2043 | CAPITAL | REPLACEMENT | food service | USD/gigalumen_year | us | us | 76107118412.0594
commercial lighting | Lamp: 100W Equivalent LED A Lamp | 2043 | CAPITAL | REPLACEMENT | health | USD/gigalumen_year | us | us | 76107118412.0594
commercial lighting | Lamp: 100W Equivalent LED A Lamp | 2043 | CAPITAL | REPLACEMENT | lodging | USD/gigalumen_year | us | us | 76107118412.0594
commercial lighting | Lamp: 100W Equivalent LED A Lamp | 2043 | CAPITAL | REPLACEMENT | merc/service | USD/gigalumen_year | us | us | 76107118412.0594
commercial lighting | Lamp: 100W Equivalent LED A Lamp | 2043 | CAPITAL | REPLACEMENT | office-large | USD/gigalumen_year | us | us | 76107118412.0594
commercial lighting | Lamp: 100W Equivalent LED A Lamp | 2043 | CAPITAL | REPLACEMENT | office-small | USD/gigalumen_year | us | us | 76107118412.0594
commercial lighting | Lamp: 100W Equivalent LED A Lamp | 2043 | CAPITAL | REPLACEMENT | other | USD/gigalumen_year | us | us | 76107118412.0594
commercial lighting | Lamp: 100W Equivalent LED A Lamp | 2043 | CAPITAL | REPLACEMENT | warehouse | USD/gigalumen_year | us | us | 76107118412.0594
commercial lighting | Lamp: 100W Equivalent LED A Lamp | 2043 | FIXED_OM | NEW | assembly | USD/gigalumen_year | us | us | 5919442543.1602
commercial lighting | Lamp: 100W Equivalent LED A Lamp | 2043 | FIXED_OM | NEW | education | USD/gigalumen_year | us | us | 5919442543.1602
commercial lighting | Lamp: 100W Equivalent LED A Lamp | 2043 | FIXED_OM | NEW | food sales | USD/gigalumen_year | us | us | 5919442543.1602
commercial lighting | Lamp: 100W Equivalent LED A Lamp | 2043 | FIXED_OM | NEW | food service | USD/gigalumen_year | us | us | 5919442543.1602
commercial lighting | Lamp: 100W Equivalent LED A Lamp | 2043 | FIXED_OM | NEW | health | USD/gigalumen_year | us | us | 5919442543.1602
commercial lighting | Lamp: 100W Equivalent LED A Lamp | 2043 | FIXED_OM | NEW | lodging | USD/gigalumen_year | us | us | 5919442543.1602
commercial lighting | Lamp: 100W Equivalent LED A Lamp | 2043 | FIXED_OM | NEW | merc/service | USD/gigalumen_year | us | us | 5919442543.1602
commercial lighting | Lamp: 100W Equivalent LED A Lamp | 2043 | FIXED_OM | NEW | office-large | USD/gigalumen_year | us | us | 5919442543.1602
commercial lighting | Lamp: 100W Equivalent LED A Lamp | 2043 | FIXED_OM | NEW | office-small | USD/gigalumen_year | us | us | 5919442543.1602
commercial lighting | Lamp: 100W Equivalent LED A Lamp | 2043 | FIXED_OM | NEW | other | USD/gigalumen_year | us | us | 5919442543.1602
commercial lighting | Lamp: 100W Equivalent LED A Lamp | 2043 | FIXED_OM | NEW | warehouse | USD/gigalumen_year | us | us | 5919442543.1602
commercial lighting | Lamp: 100W Equivalent LED A Lamp | 2043 | FIXED_OM | REPLACEMENT | assembly | USD/gigalumen_year | us | us | 5919442543.1602
commercial lighting | Lamp: 100W Equivalent LED A Lamp | 2043 | FIXED_OM | REPLACEMENT | education | USD/gigalumen_year | us | us | 5919442543.1602
commercial lighting | Lamp: 100W Equivalent LED A Lamp | 2043 | FIXED_OM | REPLACEMENT | food sales | USD/gigalumen_year | us | us | 5919442543.1602
commercial lighting | Lamp: 100W Equivalent LED A Lamp | 2043 | FIXED_OM | REPLACEMENT | food service | USD/gigalumen_year | us | us | 5919442543.1602
commercial lighting | Lamp: 100W Equivalent LED A Lamp | 2043 | FIXED_OM | REPLACEMENT | health | USD/gigalumen_year | us | us | 5919442543.1602
commercial lighting | Lamp: 100W Equivalent LED A Lamp | 2043 | FIXED_OM | REPLACEMENT | lodging | USD/gigalumen_year | us | us | 5919442543.1602
commercial lighting | Lamp: 100W Equivalent LED A Lamp | 2043 | FIXED_OM | REPLACEMENT | merc/service | USD/gigalumen_year | us | us | 5919442543.1602
commercial lighting | Lamp: 100W Equivalent LED A Lamp | 2043 | FIXED_OM | REPLACEMENT | office-large | USD/gigalumen_year | us | us | 5919442543.1602
commercial lighting | Lamp: 100W Equivalent LED A Lamp | 2043 | FIXED_OM | REPLACEMENT | office-small | USD/gigalumen_year | us | us | 5919442543.1602
commercial lighting | Lamp: 100W Equivalent LED A Lamp | 2043 | FIXED_OM | REPLACEMENT | other | USD/gigalumen_year | us | us | 5919442543.1602
commercial lighting | Lamp: 100W Equivalent LED A Lamp | 2043 | FIXED_OM | REPLACEMENT | warehouse | USD/gigalumen_year | us | us | 5919442543.1602
commercial lighting | Lamp: 100W Equivalent LED A Lamp | 2044 | CAPITAL | NEW | assembly | USD/gigalumen_year | us | us | 76107118412.0594
commercial lighting | Lamp: 100W Equivalent LED A Lamp | 2044 | CAPITAL | NEW | education | USD/gigalumen_year | us | us | 76107118412.0594
commercial lighting | Lamp: 100W Equivalent LED A Lamp | 2044 | CAPITAL | NEW | food sales | USD/gigalumen_year | us | us | 76107118412.0594
commercial lighting | Lamp: 100W Equivalent LED A Lamp | 2044 | CAPITAL | NEW | food service | USD/gigalumen_year | us | us | 76107118412.0594
commercial lighting | Lamp: 100W Equivalent LED A Lamp | 2044 | CAPITAL | NEW | health | USD/gigalumen_year | us | us | 76107118412.0594
commercial lighting | Lamp: 100W Equivalent LED A Lamp | 2044 | CAPITAL | NEW | lodging | USD/gigalumen_year | us | us | 76107118412.0594
commercial lighting | Lamp: 100W Equivalent LED A Lamp | 2044 | CAPITAL | NEW | merc/service | USD/gigalumen_year | us | us | 76107118412.0594
commercial lighting | Lamp: 100W Equivalent LED A Lamp | 2044 | CAPITAL | NEW | office-large | USD/gigalumen_year | us | us | 76107118412.0594
commercial lighting | Lamp: 100W Equivalent LED A Lamp | 2044 | CAPITAL | NEW | office-small | USD/gigalumen_year | us | us | 76107118412.0594
commercial lighting | Lamp: 100W Equivalent LED A Lamp | 2044 | CAPITAL | NEW | other | USD/gigalumen_year | us | us | 76107118412.0594
commercial lighting | Lamp: 100W Equivalent LED A Lamp | 2044 | CAPITAL | NEW | warehouse | USD/gigalumen_year | us | us | 76107118412.0594
commercial lighting | Lamp: 100W Equivalent LED A Lamp | 2044 | CAPITAL | REPLACEMENT | assembly | USD/gigalumen_year | us | us | 76107118412.0594
commercial lighting | Lamp: 100W Equivalent LED A Lamp | 2044 | CAPITAL | REPLACEMENT | education | USD/gigalumen_year | us | us | 76107118412.0594
commercial lighting | Lamp: 100W Equivalent LED A Lamp | 2044 | CAPITAL | REPLACEMENT | food sales | USD/gigalumen_year | us | us | 76107118412.0594
commercial lighting | Lamp: 100W Equivalent LED A Lamp | 2044 | CAPITAL | REPLACEMENT | food service | USD/gigalumen_year | us | us | 76107118412.0594
commercial lighting | Lamp: 100W Equivalent LED A Lamp | 2044 | CAPITAL | REPLACEMENT | health | USD/gigalumen_year | us | us | 76107118412.0594
commercial lighting | Lamp: 100W Equivalent LED A Lamp | 2044 | CAPITAL | REPLACEMENT | lodging | USD/gigalumen_year | us | us | 76107118412.0594
commercial lighting | Lamp: 100W Equivalent LED A Lamp | 2044 | CAPITAL | REPLACEMENT | merc/service | USD/gigalumen_year | us | us | 76107118412.0594
commercial lighting | Lamp: 100W Equivalent LED A Lamp | 2044 | CAPITAL | REPLACEMENT | office-large | USD/gigalumen_year | us | us | 76107118412.0594
commercial lighting | Lamp: 100W Equivalent LED A Lamp | 2044 | CAPITAL | REPLACEMENT | office-small | USD/gigalumen_year | us | us | 76107118412.0594
commercial lighting | Lamp: 100W Equivalent LED A Lamp | 2044 | CAPITAL | REPLACEMENT | other | USD/gigalumen_year | us | us | 76107118412.0594
commercial lighting | Lamp: 100W Equivalent LED A Lamp | 2044 | CAPITAL | REPLACEMENT | warehouse | USD/gigalumen_year | us | us | 76107118412.0594
commercial lighting | Lamp: 100W Equivalent LED A Lamp | 2044 | FIXED_OM | NEW | assembly | USD/gigalumen_year | us | us | 5919442543.1602
commercial lighting | Lamp: 100W Equivalent LED A Lamp | 2044 | FIXED_OM | NEW | education | USD/gigalumen_year | us | us | 5919442543.1602
commercial lighting | Lamp: 100W Equivalent LED A Lamp | 2044 | FIXED_OM | NEW | food sales | USD/gigalumen_year | us | us | 5919442543.1602
commercial lighting | Lamp: 100W Equivalent LED A Lamp | 2044 | FIXED_OM | NEW | food service | USD/gigalumen_year | us | us | 5919442543.1602
commercial lighting | Lamp: 100W Equivalent LED A Lamp | 2044 | FIXED_OM | NEW | health | USD/gigalumen_year | us | us | 5919442543.1602
commercial lighting | Lamp: 100W Equivalent LED A Lamp | 2044 | FIXED_OM | NEW | lodging | USD/gigalumen_year | us | us | 5919442543.1602
commercial lighting | Lamp: 100W Equivalent LED A Lamp | 2044 | FIXED_OM | NEW | merc/service | USD/gigalumen_year | us | us | 5919442543.1602
commercial lighting | Lamp: 100W Equivalent LED A Lamp | 2044 | FIXED_OM | NEW | office-large | USD/gigalumen_year | us | us | 5919442543.1602
commercial lighting | Lamp: 100W Equivalent LED A Lamp | 2044 | FIXED_OM | NEW | office-small | USD/gigalumen_year | us | us | 5919442543.1602
commercial lighting | Lamp: 100W Equivalent LED A Lamp | 2044 | FIXED_OM | NEW | other | USD/gigalumen_year | us | us | 5919442543.1602
commercial lighting | Lamp: 100W Equivalent LED A Lamp | 2044 | FIXED_OM | NEW | warehouse | USD/gigalumen_year | us | us | 5919442543.1602
commercial lighting | Lamp: 100W Equivalent LED A Lamp | 2044 | FIXED_OM | REPLACEMENT | assembly | USD/gigalumen_year | us | us | 5919442543.1602
commercial lighting | Lamp: 100W Equivalent LED A Lamp | 2044 | FIXED_OM | REPLACEMENT | education | USD/gigalumen_year | us | us | 5919442543.1602
commercial lighting | Lamp: 100W Equivalent LED A Lamp | 2044 | FIXED_OM | REPLACEMENT | food sales | USD/gigalumen_year | us | us | 5919442543.1602
commercial lighting | Lamp: 100W Equivalent LED A Lamp | 2044 | FIXED_OM | REPLACEMENT | food service | USD/gigalumen_year | us | us | 5919442543.1602
commercial lighting | Lamp: 100W Equivalent LED A Lamp | 2044 | FIXED_OM | REPLACEMENT | health | USD/gigalumen_year | us | us | 5919442543.1602
commercial lighting | Lamp: 100W Equivalent LED A Lamp | 2044 | FIXED_OM | REPLACEMENT | lodging | USD/gigalumen_year | us | us | 5919442543.1602
commercial lighting | Lamp: 100W Equivalent LED A Lamp | 2044 | FIXED_OM | REPLACEMENT | merc/service | USD/gigalumen_year | us | us | 5919442543.1602
commercial lighting | Lamp: 100W Equivalent LED A Lamp | 2044 | FIXED_OM | REPLACEMENT | office-large | USD/gigalumen_year | us | us | 5919442543.1602
commercial lighting | Lamp: 100W Equivalent LED A Lamp | 2044 | FIXED_OM | REPLACEMENT | office-small | USD/gigalumen_year | us | us | 5919442543.1602
commercial lighting | Lamp: 100W Equivalent LED A Lamp | 2044 | FIXED_OM | REPLACEMENT | other | USD/gigalumen_year | us | us | 5919442543.1602
commercial lighting | Lamp: 100W Equivalent LED A Lamp | 2044 | FIXED_OM | REPLACEMENT | warehouse | USD/gigalumen_year | us | us | 5919442543.1602
commercial lighting | Lamp: 100W Equivalent LED A Lamp | 2045 | CAPITAL | NEW | assembly | USD/gigalumen_year | us | us | 76107118412.0594
commercial lighting | Lamp: 100W Equivalent LED A Lamp | 2045 | CAPITAL | NEW | education | USD/gigalumen_year | us | us | 76107118412.0594
commercial lighting | Lamp: 100W Equivalent LED A Lamp | 2045 | CAPITAL | NEW | food sales | USD/gigalumen_year | us | us | 76107118412.0594
commercial lighting | Lamp: 100W Equivalent LED A Lamp | 2045 | CAPITAL | NEW | food service | USD/gigalumen_year | us | us | 76107118412.0594
commercial lighting | Lamp: 100W Equivalent LED A Lamp | 2045 | CAPITAL | NEW | health | USD/gigalumen_year | us | us | 76107118412.0594
commercial lighting | Lamp: 100W Equivalent LED A Lamp | 2045 | CAPITAL | NEW | lodging | USD/gigalumen_year | us | us | 76107118412.0594
commercial lighting | Lamp: 100W Equivalent LED A Lamp | 2045 | CAPITAL | NEW | merc/service | USD/gigalumen_year | us | us | 76107118412.0594
commercial lighting | Lamp: 100W Equivalent LED A Lamp | 2045 | CAPITAL | NEW | office-large | USD/gigalumen_year | us | us | 76107118412.0594
commercial lighting | Lamp: 100W Equivalent LED A Lamp | 2045 | CAPITAL | NEW | office-small | USD/gigalumen_year | us | us | 76107118412.0594
commercial lighting | Lamp: 100W Equivalent LED A Lamp | 2045 | CAPITAL | NEW | other | USD/gigalumen_year | us | us | 76107118412.0594
commercial lighting | Lamp: 100W Equivalent LED A Lamp | 2045 | CAPITAL | NEW | warehouse | USD/gigalumen_year | us | us | 76107118412.0594
commercial lighting | Lamp: 100W Equivalent LED A Lamp | 2045 | CAPITAL | REPLACEMENT | assembly | USD/gigalumen_year | us | us | 76107118412.0594
commercial lighting | Lamp: 100W Equivalent LED A Lamp | 2045 | CAPITAL | REPLACEMENT | education | USD/gigalumen_year | us | us | 76107118412.0594
commercial lighting | Lamp: 100W Equivalent LED A Lamp | 2045 | CAPITAL | REPLACEMENT | food sales | USD/gigalumen_year | us | us | 76107118412.0594
commercial lighting | Lamp: 100W Equivalent LED A Lamp | 2045 | CAPITAL | REPLACEMENT | food service | USD/gigalumen_year | us | us | 76107118412.0594
commercial lighting | Lamp: 100W Equivalent LED A Lamp | 2045 | CAPITAL | REPLACEMENT | health | USD/gigalumen_year | us | us | 76107118412.0594
commercial lighting | Lamp: 100W Equivalent LED A Lamp | 2045 | CAPITAL | REPLACEMENT | lodging | USD/gigalumen_year | us | us | 76107118412.0594
commercial lighting | Lamp: 100W Equivalent LED A Lamp | 2045 | CAPITAL | REPLACEMENT | merc/service | USD/gigalumen_year | us | us | 76107118412.0594
commercial lighting | Lamp: 100W Equivalent LED A Lamp | 2045 | CAPITAL | REPLACEMENT | office-large | USD/gigalumen_year | us | us | 76107118412.0594
commercial lighting | Lamp: 100W Equivalent LED A Lamp | 2045 | CAPITAL | REPLACEMENT | office-small | USD/gigalumen_year | us | us | 76107118412.0594
commercial lighting | Lamp: 100W Equivalent LED A Lamp | 2045 | CAPITAL | REPLACEMENT | other | USD/gigalumen_year | us | us | 76107118412.0594
commercial lighting | Lamp: 100W Equivalent LED A Lamp | 2045 | CAPITAL | REPLACEMENT | warehouse | USD/gigalumen_year | us | us | 76107118412.0594
commercial lighting | Lamp: 100W Equivalent LED A Lamp | 2045 | FIXED_OM | NEW | assembly | USD/gigalumen_year | us | us | 5919442543.1602
commercial lighting | Lamp: 100W Equivalent LED A Lamp | 2045 | FIXED_OM | NEW | education | USD/gigalumen_year | us | us | 5919442543.1602
commercial lighting | Lamp: 100W Equivalent LED A Lamp | 2045 | FIXED_OM | NEW | food sales | USD/gigalumen_year | us | us | 5919442543.1602
commercial lighting | Lamp: 100W Equivalent LED A Lamp | 2045 | FIXED_OM | NEW | food service | USD/gigalumen_year | us | us | 5919442543.1602
commercial lighting | Lamp: 100W Equivalent LED A Lamp | 2045 | FIXED_OM | NEW | health | USD/gigalumen_year | us | us | 5919442543.1602
commercial lighting | Lamp: 100W Equivalent LED A Lamp | 2045 | FIXED_OM | NEW | lodging | USD/gigalumen_year | us | us | 5919442543.1602
commercial lighting | Lamp: 100W Equivalent LED A Lamp | 2045 | FIXED_OM | NEW | merc/service | USD/gigalumen_year | us | us | 5919442543.1602
commercial lighting | Lamp: 100W Equivalent LED A Lamp | 2045 | FIXED_OM | NEW | office-large | USD/gigalumen_year | us | us | 5919442543.1602
commercial lighting | Lamp: 100W Equivalent LED A Lamp | 2045 | FIXED_OM | NEW | office-small | USD/gigalumen_year | us | us | 5919442543.1602
commercial lighting | Lamp: 100W Equivalent LED A Lamp | 2045 | FIXED_OM | NEW | other | USD/gigalumen_year | us | us | 5919442543.1602
commercial lighting | Lamp: 100W Equivalent LED A Lamp | 2045 | FIXED_OM | NEW | warehouse | USD/gigalumen_year | us | us | 5919442543.1602
commercial lighting | Lamp: 100W Equivalent LED A Lamp | 2045 | FIXED_OM | REPLACEMENT | assembly | USD/gigalumen_year | us | us | 5919442543.1602
commercial lighting | Lamp: 100W Equivalent LED A Lamp | 2045 | FIXED_OM | REPLACEMENT | education | USD/gigalumen_year | us | us | 5919442543.1602
commercial lighting | Lamp: 100W Equivalent LED A Lamp | 2045 | FIXED_OM | REPLACEMENT | food sales | USD/gigalumen_year | us | us | 5919442543.1602
commercial lighting | Lamp: 100W Equivalent LED A Lamp | 2045 | FIXED_OM | REPLACEMENT | food service | USD/gigalumen_year | us | us | 5919442543.1602
commercial lighting | Lamp: 100W Equivalent LED A Lamp | 2045 | FIXED_OM | REPLACEMENT | health | USD/gigalumen_year | us | us | 5919442543.1602
commercial lighting | Lamp: 100W Equivalent LED A Lamp | 2045 | FIXED_OM | REPLACEMENT | lodging | USD/gigalumen_year | us | us | 5919442543.1602
commercial lighting | Lamp: 100W Equivalent LED A Lamp | 2045 | FIXED_OM | REPLACEMENT | merc/service | USD/gigalumen_year | us | us | 5919442543.1602
commercial lighting | Lamp: 100W Equivalent LED A Lamp | 2045 | FIXED_OM | REPLACEMENT | office-large | USD/gigalumen_year | us | us | 5919442543.1602
commercial lighting | Lamp: 100W Equivalent LED A Lamp | 2045 | FIXED_OM | REPLACEMENT | office-small | USD/gigalumen_year | us | us | 5919442543.1602
commercial lighting | Lamp: 100W Equivalent LED A Lamp | 2045 | FIXED_OM | REPLACEMENT | other | USD/gigalumen_year | us | us | 5919442543.1602
commercial lighting | Lamp: 100W Equivalent LED A Lamp | 2045 | FIXED_OM | REPLACEMENT | warehouse | USD/gigalumen_year | us | us | 5919442543.1602
commercial lighting | Lamp: 100W Equivalent LED A Lamp | 2046 | CAPITAL | NEW | assembly | USD/gigalumen_year | us | us | 76107118412.0594
commercial lighting | Lamp: 100W Equivalent LED A Lamp | 2046 | CAPITAL | NEW | education | USD/gigalumen_year | us | us | 76107118412.0594
commercial lighting | Lamp: 100W Equivalent LED A Lamp | 2046 | CAPITAL | NEW | food sales | USD/gigalumen_year | us | us | 76107118412.0594
commercial lighting | Lamp: 100W Equivalent LED A Lamp | 2046 | CAPITAL | NEW | food service | USD/gigalumen_year | us | us | 76107118412.0594
commercial lighting | Lamp: 100W Equivalent LED A Lamp | 2046 | CAPITAL | NEW | health | USD/gigalumen_year | us | us | 76107118412.0594
commercial lighting | Lamp: 100W Equivalent LED A Lamp | 2046 | CAPITAL | NEW | lodging | USD/gigalumen_year | us | us | 76107118412.0594
commercial lighting | Lamp: 100W Equivalent LED A Lamp | 2046 | CAPITAL | NEW | merc/service | USD/gigalumen_year | us | us | 76107118412.0594
commercial lighting | Lamp: 100W Equivalent LED A Lamp | 2046 | CAPITAL | NEW | office-large | USD/gigalumen_year | us | us | 76107118412.0594
commercial lighting | Lamp: 100W Equivalent LED A Lamp | 2046 | CAPITAL | NEW | office-small | USD/gigalumen_year | us | us | 76107118412.0594
commercial lighting | Lamp: 100W Equivalent LED A Lamp | 2046 | CAPITAL | NEW | other | USD/gigalumen_year | us | us | 76107118412.0594
commercial lighting | Lamp: 100W Equivalent LED A Lamp | 2046 | CAPITAL | NEW | warehouse | USD/gigalumen_year | us | us | 76107118412.0594
commercial lighting | Lamp: 100W Equivalent LED A Lamp | 2046 | CAPITAL | REPLACEMENT | assembly | USD/gigalumen_year | us | us | 76107118412.0594
commercial lighting | Lamp: 100W Equivalent LED A Lamp | 2046 | CAPITAL | REPLACEMENT | education | USD/gigalumen_year | us | us | 76107118412.0594
commercial lighting | Lamp: 100W Equivalent LED A Lamp | 2046 | CAPITAL | REPLACEMENT | food sales | USD/gigalumen_year | us | us | 76107118412.0594
commercial lighting | Lamp: 100W Equivalent LED A Lamp | 2046 | CAPITAL | REPLACEMENT | food service | USD/gigalumen_year | us | us | 76107118412.0594
commercial lighting | Lamp: 100W Equivalent LED A Lamp | 2046 | CAPITAL | REPLACEMENT | health | USD/gigalumen_year | us | us | 76107118412.0594
commercial lighting | Lamp: 100W Equivalent LED A Lamp | 2046 | CAPITAL | REPLACEMENT | lodging | USD/gigalumen_year | us | us | 76107118412.0594
commercial lighting | Lamp: 100W Equivalent LED A Lamp | 2046 | CAPITAL | REPLACEMENT | merc/service | USD/gigalumen_year | us | us | 76107118412.0594
commercial lighting | Lamp: 100W Equivalent LED A Lamp | 2046 | CAPITAL | REPLACEMENT | office-large | USD/gigalumen_year | us | us | 76107118412.0594
commercial lighting | Lamp: 100W Equivalent LED A Lamp | 2046 | CAPITAL | REPLACEMENT | office-small | USD/gigalumen_year | us | us | 76107118412.0594
commercial lighting | Lamp: 100W Equivalent LED A Lamp | 2046 | CAPITAL | REPLACEMENT | other | USD/gigalumen_year | us | us | 76107118412.0594
commercial lighting | Lamp: 100W Equivalent LED A Lamp | 2046 | CAPITAL | REPLACEMENT | warehouse | USD/gigalumen_year | us | us | 76107118412.0594
commercial lighting | Lamp: 100W Equivalent LED A Lamp | 2046 | FIXED_OM | NEW | assembly | USD/gigalumen_year | us | us | 5919442543.1602
commercial lighting | Lamp: 100W Equivalent LED A Lamp | 2046 | FIXED_OM | NEW | education | USD/gigalumen_year | us | us | 5919442543.1602
commercial lighting | Lamp: 100W Equivalent LED A Lamp | 2046 | FIXED_OM | NEW | food sales | USD/gigalumen_year | us | us | 5919442543.1602
commercial lighting | Lamp: 100W Equivalent LED A Lamp | 2046 | FIXED_OM | NEW | food service | USD/gigalumen_year | us | us | 5919442543.1602
commercial lighting | Lamp: 100W Equivalent LED A Lamp | 2046 | FIXED_OM | NEW | health | USD/gigalumen_year | us | us | 5919442543.1602
commercial lighting | Lamp: 100W Equivalent LED A Lamp | 2046 | FIXED_OM | NEW | lodging | USD/gigalumen_year | us | us | 5919442543.1602
commercial lighting | Lamp: 100W Equivalent LED A Lamp | 2046 | FIXED_OM | NEW | merc/service | USD/gigalumen_year | us | us | 5919442543.1602
commercial lighting | Lamp: 100W Equivalent LED A Lamp | 2046 | FIXED_OM | NEW | office-large | USD/gigalumen_year | us | us | 5919442543.1602
commercial lighting | Lamp: 100W Equivalent LED A Lamp | 2046 | FIXED_OM | NEW | office-small | USD/gigalumen_year | us | us | 5919442543.1602
commercial lighting | Lamp: 100W Equivalent LED A Lamp | 2046 | FIXED_OM | NEW | other | USD/gigalumen_year | us | us | 5919442543.1602
commercial lighting | Lamp: 100W Equivalent LED A Lamp | 2046 | FIXED_OM | NEW | warehouse | USD/gigalumen_year | us | us | 5919442543.1602
commercial lighting | Lamp: 100W Equivalent LED A Lamp | 2046 | FIXED_OM | REPLACEMENT | assembly | USD/gigalumen_year | us | us | 5919442543.1602
commercial lighting | Lamp: 100W Equivalent LED A Lamp | 2046 | FIXED_OM | REPLACEMENT | education | USD/gigalumen_year | us | us | 5919442543.1602
commercial lighting | Lamp: 100W Equivalent LED A Lamp | 2046 | FIXED_OM | REPLACEMENT | food sales | USD/gigalumen_year | us | us | 5919442543.1602
commercial lighting | Lamp: 100W Equivalent LED A Lamp | 2046 | FIXED_OM | REPLACEMENT | food service | USD/gigalumen_year | us | us | 5919442543.1602
commercial lighting | Lamp: 100W Equivalent LED A Lamp | 2046 | FIXED_OM | REPLACEMENT | health | USD/gigalumen_year | us | us | 5919442543.1602
commercial lighting | Lamp: 100W Equivalent LED A Lamp | 2046 | FIXED_OM | REPLACEMENT | lodging | USD/gigalumen_year | us | us | 5919442543.1602
commercial lighting | Lamp: 100W Equivalent LED A Lamp | 2046 | FIXED_OM | REPLACEMENT | merc/service | USD/gigalumen_year | us | us | 5919442543.1602
commercial lighting | Lamp: 100W Equivalent LED A Lamp | 2046 | FIXED_OM | REPLACEMENT | office-large | USD/gigalumen_year | us | us | 5919442543.1602
commercial lighting | Lamp: 100W Equivalent LED A Lamp | 2046 | FIXED_OM | REPLACEMENT | office-small | USD/gigalumen_year | us | us | 5919442543.1602
commercial lighting | Lamp: 100W Equivalent LED A Lamp | 2046 | FIXED_OM | REPLACEMENT | other | USD/gigalumen_year | us | us | 5919442543.1602
commercial lighting | Lamp: 100W Equivalent LED A Lamp | 2046 | FIXED_OM | REPLACEMENT | warehouse | USD/gigalumen_year | us | us | 5919442543.1602
commercial lighting | Lamp: 100W Equivalent LED A Lamp | 2047 | CAPITAL | NEW | assembly | USD/gigalumen_year | us | us | 76107118412.0594
commercial lighting | Lamp: 100W Equivalent LED A Lamp | 2047 | CAPITAL | NEW | education | USD/gigalumen_year | us | us | 76107118412.0594
commercial lighting | Lamp: 100W Equivalent LED A Lamp | 2047 | CAPITAL | NEW | food sales | USD/gigalumen_year | us | us | 76107118412.0594
commercial lighting | Lamp: 100W Equivalent LED A Lamp | 2047 | CAPITAL | NEW | food service | USD/gigalumen_year | us | us | 76107118412.0594
commercial lighting | Lamp: 100W Equivalent LED A Lamp | 2047 | CAPITAL | NEW | health | USD/gigalumen_year | us | us | 76107118412.0594
commercial lighting | Lamp: 100W Equivalent LED A Lamp | 2047 | CAPITAL | NEW | lodging | USD/gigalumen_year | us | us | 76107118412.0594
commercial lighting | Lamp: 100W Equivalent LED A Lamp | 2047 | CAPITAL | NEW | merc/service | USD/gigalumen_year | us | us | 76107118412.0594
commercial lighting | Lamp: 100W Equivalent LED A Lamp | 2047 | CAPITAL | NEW | office-large | USD/gigalumen_year | us | us | 76107118412.0594
commercial lighting | Lamp: 100W Equivalent LED A Lamp | 2047 | CAPITAL | NEW | office-small | USD/gigalumen_year | us | us | 76107118412.0594
commercial lighting | Lamp: 100W Equivalent LED A Lamp | 2047 | CAPITAL | NEW | other | USD/gigalumen_year | us | us | 76107118412.0594
commercial lighting | Lamp: 100W Equivalent LED A Lamp | 2047 | CAPITAL | NEW | warehouse | USD/gigalumen_year | us | us | 76107118412.0594
commercial lighting | Lamp: 100W Equivalent LED A Lamp | 2047 | CAPITAL | REPLACEMENT | assembly | USD/gigalumen_year | us | us | 76107118412.0594
commercial lighting | Lamp: 100W Equivalent LED A Lamp | 2047 | CAPITAL | REPLACEMENT | education | USD/gigalumen_year | us | us | 76107118412.0594
commercial lighting | Lamp: 100W Equivalent LED A Lamp | 2047 | CAPITAL | REPLACEMENT | food sales | USD/gigalumen_year | us | us | 76107118412.0594
commercial lighting | Lamp: 100W Equivalent LED A Lamp | 2047 | CAPITAL | REPLACEMENT | food service | USD/gigalumen_year | us | us | 76107118412.0594
commercial lighting | Lamp: 100W Equivalent LED A Lamp | 2047 | CAPITAL | REPLACEMENT | health | USD/gigalumen_year | us | us | 76107118412.0594
commercial lighting | Lamp: 100W Equivalent LED A Lamp | 2047 | CAPITAL | REPLACEMENT | lodging | USD/gigalumen_year | us | us | 76107118412.0594
commercial lighting | Lamp: 100W Equivalent LED A Lamp | 2047 | CAPITAL | REPLACEMENT | merc/service | USD/gigalumen_year | us | us | 76107118412.0594
commercial lighting | Lamp: 100W Equivalent LED A Lamp | 2047 | CAPITAL | REPLACEMENT | office-large | USD/gigalumen_year | us | us | 76107118412.0594
commercial lighting | Lamp: 100W Equivalent LED A Lamp | 2047 | CAPITAL | REPLACEMENT | office-small | USD/gigalumen_year | us | us | 76107118412.0594
commercial lighting | Lamp: 100W Equivalent LED A Lamp | 2047 | CAPITAL | REPLACEMENT | other | USD/gigalumen_year | us | us | 76107118412.0594
commercial lighting | Lamp: 100W Equivalent LED A Lamp | 2047 | CAPITAL | REPLACEMENT | warehouse | USD/gigalumen_year | us | us | 76107118412.0594
commercial lighting | Lamp: 100W Equivalent LED A Lamp | 2047 | FIXED_OM | NEW | assembly | USD/gigalumen_year | us | us | 5919442543.1602
commercial lighting | Lamp: 100W Equivalent LED A Lamp | 2047 | FIXED_OM | NEW | education | USD/gigalumen_year | us | us | 5919442543.1602
commercial lighting | Lamp: 100W Equivalent LED A Lamp | 2047 | FIXED_OM | NEW | food sales | USD/gigalumen_year | us | us | 5919442543.1602
commercial lighting | Lamp: 100W Equivalent LED A Lamp | 2047 | FIXED_OM | NEW | food service | USD/gigalumen_year | us | us | 5919442543.1602
commercial lighting | Lamp: 100W Equivalent LED A Lamp | 2047 | FIXED_OM | NEW | health | USD/gigalumen_year | us | us | 5919442543.1602
commercial lighting | Lamp: 100W Equivalent LED A Lamp | 2047 | FIXED_OM | NEW | lodging | USD/gigalumen_year | us | us | 5919442543.1602
commercial lighting | Lamp: 100W Equivalent LED A Lamp | 2047 | FIXED_OM | NEW | merc/service | USD/gigalumen_year | us | us | 5919442543.1602
commercial lighting | Lamp: 100W Equivalent LED A Lamp | 2047 | FIXED_OM | NEW | office-large | USD/gigalumen_year | us | us | 5919442543.1602
commercial lighting | Lamp: 100W Equivalent LED A Lamp | 2047 | FIXED_OM | NEW | office-small | USD/gigalumen_year | us | us | 5919442543.1602
commercial lighting | Lamp: 100W Equivalent LED A Lamp | 2047 | FIXED_OM | NEW | other | USD/gigalumen_year | us | us | 5919442543.1602
commercial lighting | Lamp: 100W Equivalent LED A Lamp | 2047 | FIXED_OM | NEW | warehouse | USD/gigalumen_year | us | us | 5919442543.1602
commercial lighting | Lamp: 100W Equivalent LED A Lamp | 2047 | FIXED_OM | REPLACEMENT | assembly | USD/gigalumen_year | us | us | 5919442543.1602
commercial lighting | Lamp: 100W Equivalent LED A Lamp | 2047 | FIXED_OM | REPLACEMENT | education | USD/gigalumen_year | us | us | 5919442543.1602
commercial lighting | Lamp: 100W Equivalent LED A Lamp | 2047 | FIXED_OM | REPLACEMENT | food sales | USD/gigalumen_year | us | us | 5919442543.1602
commercial lighting | Lamp: 100W Equivalent LED A Lamp | 2047 | FIXED_OM | REPLACEMENT | food service | USD/gigalumen_year | us | us | 5919442543.1602
commercial lighting | Lamp: 100W Equivalent LED A Lamp | 2047 | FIXED_OM | REPLACEMENT | health | USD/gigalumen_year | us | us | 5919442543.1602
commercial lighting | Lamp: 100W Equivalent LED A Lamp | 2047 | FIXED_OM | REPLACEMENT | lodging | USD/gigalumen_year | us | us | 5919442543.1602
commercial lighting | Lamp: 100W Equivalent LED A Lamp | 2047 | FIXED_OM | REPLACEMENT | merc/service | USD/gigalumen_year | us | us | 5919442543.1602
commercial lighting | Lamp: 100W Equivalent LED A Lamp | 2047 | FIXED_OM | REPLACEMENT | office-large | USD/gigalumen_year | us | us | 5919442543.1602
commercial lighting | Lamp: 100W Equivalent LED A Lamp | 2047 | FIXED_OM | REPLACEMENT | office-small | USD/gigalumen_year | us | us | 5919442543.1602
commercial lighting | Lamp: 100W Equivalent LED A Lamp | 2047 | FIXED_OM | REPLACEMENT | other | USD/gigalumen_year | us | us | 5919442543.1602
commercial lighting | Lamp: 100W Equivalent LED A Lamp | 2047 | FIXED_OM | REPLACEMENT | warehouse | USD/gigalumen_year | us | us | 5919442543.1602
commercial lighting | Lamp: 100W Equivalent LED A Lamp | 2048 | CAPITAL | NEW | assembly | USD/gigalumen_year | us | us | 76107118412.0594
commercial lighting | Lamp: 100W Equivalent LED A Lamp | 2048 | CAPITAL | NEW | education | USD/gigalumen_year | us | us | 76107118412.0594
commercial lighting | Lamp: 100W Equivalent LED A Lamp | 2048 | CAPITAL | NEW | food sales | USD/gigalumen_year | us | us | 76107118412.0594
commercial lighting | Lamp: 100W Equivalent LED A Lamp | 2048 | CAPITAL | NEW | food service | USD/gigalumen_year | us | us | 76107118412.0594
commercial lighting | Lamp: 100W Equivalent LED A Lamp | 2048 | CAPITAL | NEW | health | USD/gigalumen_year | us | us | 76107118412.0594
commercial lighting | Lamp: 100W Equivalent LED A Lamp | 2048 | CAPITAL | NEW | lodging | USD/gigalumen_year | us | us | 76107118412.0594
commercial lighting | Lamp: 100W Equivalent LED A Lamp | 2048 | CAPITAL | NEW | merc/service | USD/gigalumen_year | us | us | 76107118412.0594
commercial lighting | Lamp: 100W Equivalent LED A Lamp | 2048 | CAPITAL | NEW | office-large | USD/gigalumen_year | us | us | 76107118412.0594
commercial lighting | Lamp: 100W Equivalent LED A Lamp | 2048 | CAPITAL | NEW | office-small | USD/gigalumen_year | us | us | 76107118412.0594
commercial lighting | Lamp: 100W Equivalent LED A Lamp | 2048 | CAPITAL | NEW | other | USD/gigalumen_year | us | us | 76107118412.0594
commercial lighting | Lamp: 100W Equivalent LED A Lamp | 2048 | CAPITAL | NEW | warehouse | USD/gigalumen_year | us | us | 76107118412.0594
commercial lighting | Lamp: 100W Equivalent LED A Lamp | 2048 | CAPITAL | REPLACEMENT | assembly | USD/gigalumen_year | us | us | 76107118412.0594
commercial lighting | Lamp: 100W Equivalent LED A Lamp | 2048 | CAPITAL | REPLACEMENT | education | USD/gigalumen_year | us | us | 76107118412.0594
commercial lighting | Lamp: 100W Equivalent LED A Lamp | 2048 | CAPITAL | REPLACEMENT | food sales | USD/gigalumen_year | us | us | 76107118412.0594
commercial lighting | Lamp: 100W Equivalent LED A Lamp | 2048 | CAPITAL | REPLACEMENT | food service | USD/gigalumen_year | us | us | 76107118412.0594
commercial lighting | Lamp: 100W Equivalent LED A Lamp | 2048 | CAPITAL | REPLACEMENT | health | USD/gigalumen_year | us | us | 76107118412.0594
commercial lighting | Lamp: 100W Equivalent LED A Lamp | 2048 | CAPITAL | REPLACEMENT | lodging | USD/gigalumen_year | us | us | 76107118412.0594
commercial lighting | Lamp: 100W Equivalent LED A Lamp | 2048 | CAPITAL | REPLACEMENT | merc/service | USD/gigalumen_year | us | us | 76107118412.0594
commercial lighting | Lamp: 100W Equivalent LED A Lamp | 2048 | CAPITAL | REPLACEMENT | office-large | USD/gigalumen_year | us | us | 76107118412.0594
commercial lighting | Lamp: 100W Equivalent LED A Lamp | 2048 | CAPITAL | REPLACEMENT | office-small | USD/gigalumen_year | us | us | 76107118412.0594
commercial lighting | Lamp: 100W Equivalent LED A Lamp | 2048 | CAPITAL | REPLACEMENT | other | USD/gigalumen_year | us | us | 76107118412.0594
commercial lighting | Lamp: 100W Equivalent LED A Lamp | 2048 | CAPITAL | REPLACEMENT | warehouse | USD/gigalumen_year | us | us | 76107118412.0594
commercial lighting | Lamp: 100W Equivalent LED A Lamp | 2048 | FIXED_OM | NEW | assembly | USD/gigalumen_year | us | us | 5919442543.1602
commercial lighting | Lamp: 100W Equivalent LED A Lamp | 2048 | FIXED_OM | NEW | education | USD/gigalumen_year | us | us | 5919442543.1602
commercial lighting | Lamp: 100W Equivalent LED A Lamp | 2048 | FIXED_OM | NEW | food sales | USD/gigalumen_year | us | us | 5919442543.1602
commercial lighting | Lamp: 100W Equivalent LED A Lamp | 2048 | FIXED_OM | NEW | food service | USD/gigalumen_year | us | us | 5919442543.1602
commercial lighting | Lamp: 100W Equivalent LED A Lamp | 2048 | FIXED_OM | NEW | health | USD/gigalumen_year | us | us | 5919442543.1602
commercial lighting | Lamp: 100W Equivalent LED A Lamp | 2048 | FIXED_OM | NEW | lodging | USD/gigalumen_year | us | us | 5919442543.1602
commercial lighting | Lamp: 100W Equivalent LED A Lamp | 2048 | FIXED_OM | NEW | merc/service | USD/gigalumen_year | us | us | 5919442543.1602
commercial lighting | Lamp: 100W Equivalent LED A Lamp | 2048 | FIXED_OM | NEW | office-large | USD/gigalumen_year | us | us | 5919442543.1602
commercial lighting | Lamp: 100W Equivalent LED A Lamp | 2048 | FIXED_OM | NEW | office-small | USD/gigalumen_year | us | us | 5919442543.1602
commercial lighting | Lamp: 100W Equivalent LED A Lamp | 2048 | FIXED_OM | NEW | other | USD/gigalumen_year | us | us | 5919442543.1602
commercial lighting | Lamp: 100W Equivalent LED A Lamp | 2048 | FIXED_OM | NEW | warehouse | USD/gigalumen_year | us | us | 5919442543.1602
commercial lighting | Lamp: 100W Equivalent LED A Lamp | 2048 | FIXED_OM | REPLACEMENT | assembly | USD/gigalumen_year | us | us | 5919442543.1602
commercial lighting | Lamp: 100W Equivalent LED A Lamp | 2048 | FIXED_OM | REPLACEMENT | education | USD/gigalumen_year | us | us | 5919442543.1602
commercial lighting | Lamp: 100W Equivalent LED A Lamp | 2048 | FIXED_OM | REPLACEMENT | food sales | USD/gigalumen_year | us | us | 5919442543.1602
commercial lighting | Lamp: 100W Equivalent LED A Lamp | 2048 | FIXED_OM | REPLACEMENT | food service | USD/gigalumen_year | us | us | 5919442543.1602
commercial lighting | Lamp: 100W Equivalent LED A Lamp | 2048 | FIXED_OM | REPLACEMENT | health | USD/gigalumen_year | us | us | 5919442543.1602
commercial lighting | Lamp: 100W Equivalent LED A Lamp | 2048 | FIXED_OM | REPLACEMENT | lodging | USD/gigalumen_year | us | us | 5919442543.1602
commercial lighting | Lamp: 100W Equivalent LED A Lamp | 2048 | FIXED_OM | REPLACEMENT | merc/service | USD/gigalumen_year | us | us | 5919442543.1602
commercial lighting | Lamp: 100W Equivalent LED A Lamp | 2048 | FIXED_OM | REPLACEMENT | office-large | USD/gigalumen_year | us | us | 5919442543.1602
commercial lighting | Lamp: 100W Equivalent LED A Lamp | 2048 | FIXED_OM | REPLACEMENT | office-small | USD/gigalumen_year | us | us | 5919442543.1602
commercial lighting | Lamp: 100W Equivalent LED A Lamp | 2048 | FIXED_OM | REPLACEMENT | other | USD/gigalumen_year | us | us | 5919442543.1602
commercial lighting | Lamp: 100W Equivalent LED A Lamp | 2048 | FIXED_OM | REPLACEMENT | warehouse | USD/gigalumen_year | us | us | 5919442543.1602
commercial lighting | Lamp: 100W Equivalent LED A Lamp | 2049 | CAPITAL | NEW | assembly | USD/gigalumen_year | us | us | 76107118412.0594
commercial lighting | Lamp: 100W Equivalent LED A Lamp | 2049 | CAPITAL | NEW | education | USD/gigalumen_year | us | us | 76107118412.0594
commercial lighting | Lamp: 100W Equivalent LED A Lamp | 2049 | CAPITAL | NEW | food sales | USD/gigalumen_year | us | us | 76107118412.0594
commercial lighting | Lamp: 100W Equivalent LED A Lamp | 2049 | CAPITAL | NEW | food service | USD/gigalumen_year | us | us | 76107118412.0594
commercial lighting | Lamp: 100W Equivalent LED A Lamp | 2049 | CAPITAL | NEW | health | USD/gigalumen_year | us | us | 76107118412.0594
commercial lighting | Lamp: 100W Equivalent LED A Lamp | 2049 | CAPITAL | NEW | lodging | USD/gigalumen_year | us | us | 76107118412.0594
commercial lighting | Lamp: 100W Equivalent LED A Lamp | 2049 | CAPITAL | NEW | merc/service | USD/gigalumen_year | us | us | 76107118412.0594
commercial lighting | Lamp: 100W Equivalent LED A Lamp | 2049 | CAPITAL | NEW | office-large | USD/gigalumen_year | us | us | 76107118412.0594
commercial lighting | Lamp: 100W Equivalent LED A Lamp | 2049 | CAPITAL | NEW | office-small | USD/gigalumen_year | us | us | 76107118412.0594
commercial lighting | Lamp: 100W Equivalent LED A Lamp | 2049 | CAPITAL | NEW | other | USD/gigalumen_year | us | us | 76107118412.0594
commercial lighting | Lamp: 100W Equivalent LED A Lamp | 2049 | CAPITAL | NEW | warehouse | USD/gigalumen_year | us | us | 76107118412.0594
commercial lighting | Lamp: 100W Equivalent LED A Lamp | 2049 | CAPITAL | REPLACEMENT | assembly | USD/gigalumen_year | us | us | 76107118412.0594
commercial lighting | Lamp: 100W Equivalent LED A Lamp | 2049 | CAPITAL | REPLACEMENT | education | USD/gigalumen_year | us | us | 76107118412.0594
commercial lighting | Lamp: 100W Equivalent LED A Lamp | 2049 | CAPITAL | REPLACEMENT | food sales | USD/gigalumen_year | us | us | 76107118412.0594
commercial lighting | Lamp: 100W Equivalent LED A Lamp | 2049 | CAPITAL | REPLACEMENT | food service | USD/gigalumen_year | us | us | 76107118412.0594
commercial lighting | Lamp: 100W Equivalent LED A Lamp | 2049 | CAPITAL | REPLACEMENT | health | USD/gigalumen_year | us | us | 76107118412.0594
commercial lighting | Lamp: 100W Equivalent LED A Lamp | 2049 | CAPITAL | REPLACEMENT | lodging | USD/gigalumen_year | us | us | 76107118412.0594
commercial lighting | Lamp: 100W Equivalent LED A Lamp | 2049 | CAPITAL | REPLACEMENT | merc/service | USD/gigalumen_year | us | us | 76107118412.0594
commercial lighting | Lamp: 100W Equivalent LED A Lamp | 2049 | CAPITAL | REPLACEMENT | office-large | USD/gigalumen_year | us | us | 76107118412.0594
commercial lighting | Lamp: 100W Equivalent LED A Lamp | 2049 | CAPITAL | REPLACEMENT | office-small | USD/gigalumen_year | us | us | 76107118412.0594
commercial lighting | Lamp: 100W Equivalent LED A Lamp | 2049 | CAPITAL | REPLACEMENT | other | USD/gigalumen_year | us | us | 76107118412.0594
commercial lighting | Lamp: 100W Equivalent LED A Lamp | 2049 | CAPITAL | REPLACEMENT | warehouse | USD/gigalumen_year | us | us | 76107118412.0594
commercial lighting | Lamp: 100W Equivalent LED A Lamp | 2049 | FIXED_OM | NEW | assembly | USD/gigalumen_year | us | us | 5919442543.1602
commercial lighting | Lamp: 100W Equivalent LED A Lamp | 2049 | FIXED_OM | NEW | education | USD/gigalumen_year | us | us | 5919442543.1602
commercial lighting | Lamp: 100W Equivalent LED A Lamp | 2049 | FIXED_OM | NEW | food sales | USD/gigalumen_year | us | us | 5919442543.1602
commercial lighting | Lamp: 100W Equivalent LED A Lamp | 2049 | FIXED_OM | NEW | food service | USD/gigalumen_year | us | us | 5919442543.1602
commercial lighting | Lamp: 100W Equivalent LED A Lamp | 2049 | FIXED_OM | NEW | health | USD/gigalumen_year | us | us | 5919442543.1602
commercial lighting | Lamp: 100W Equivalent LED A Lamp | 2049 | FIXED_OM | NEW | lodging | USD/gigalumen_year | us | us | 5919442543.1602
commercial lighting | Lamp: 100W Equivalent LED A Lamp | 2049 | FIXED_OM | NEW | merc/service | USD/gigalumen_year | us | us | 5919442543.1602
commercial lighting | Lamp: 100W Equivalent LED A Lamp | 2049 | FIXED_OM | NEW | office-large | USD/gigalumen_year | us | us | 5919442543.1602
commercial lighting | Lamp: 100W Equivalent LED A Lamp | 2049 | FIXED_OM | NEW | office-small | USD/gigalumen_year | us | us | 5919442543.1602
commercial lighting | Lamp: 100W Equivalent LED A Lamp | 2049 | FIXED_OM | NEW | other | USD/gigalumen_year | us | us | 5919442543.1602
commercial lighting | Lamp: 100W Equivalent LED A Lamp | 2049 | FIXED_OM | NEW | warehouse | USD/gigalumen_year | us | us | 5919442543.1602
commercial lighting | Lamp: 100W Equivalent LED A Lamp | 2049 | FIXED_OM | REPLACEMENT | assembly | USD/gigalumen_year | us | us | 5919442543.1602
commercial lighting | Lamp: 100W Equivalent LED A Lamp | 2049 | FIXED_OM | REPLACEMENT | education | USD/gigalumen_year | us | us | 5919442543.1602
commercial lighting | Lamp: 100W Equivalent LED A Lamp | 2049 | FIXED_OM | REPLACEMENT | food sales | USD/gigalumen_year | us | us | 5919442543.1602
commercial lighting | Lamp: 100W Equivalent LED A Lamp | 2049 | FIXED_OM | REPLACEMENT | food service | USD/gigalumen_year | us | us | 5919442543.1602
commercial lighting | Lamp: 100W Equivalent LED A Lamp | 2049 | FIXED_OM | REPLACEMENT | health | USD/gigalumen_year | us | us | 5919442543.1602
commercial lighting | Lamp: 100W Equivalent LED A Lamp | 2049 | FIXED_OM | REPLACEMENT | lodging | USD/gigalumen_year | us | us | 5919442543.1602
commercial lighting | Lamp: 100W Equivalent LED A Lamp | 2049 | FIXED_OM | REPLACEMENT | merc/service | USD/gigalumen_year | us | us | 5919442543.1602
commercial lighting | Lamp: 100W Equivalent LED A Lamp | 2049 | FIXED_OM | REPLACEMENT | office-large | USD/gigalumen_year | us | us | 5919442543.1602
commercial lighting | Lamp: 100W Equivalent LED A Lamp | 2049 | FIXED_OM | REPLACEMENT | office-small | USD/gigalumen_year | us | us | 5919442543.1602
commercial lighting | Lamp: 100W Equivalent LED A Lamp | 2049 | FIXED_OM | REPLACEMENT | other | USD/gigalumen_year | us | us | 5919442543.1602
commercial lighting | Lamp: 100W Equivalent LED A Lamp | 2049 | FIXED_OM | REPLACEMENT | warehouse | USD/gigalumen_year | us | us | 5919442543.1602
commercial lighting | Lamp: 100W Equivalent LED A Lamp | 2050 | CAPITAL | NEW | assembly | USD/gigalumen_year | us | us | 76107118412.0594
commercial lighting | Lamp: 100W Equivalent LED A Lamp | 2050 | CAPITAL | NEW | education | USD/gigalumen_year | us | us | 76107118412.0594
commercial lighting | Lamp: 100W Equivalent LED A Lamp | 2050 | CAPITAL | NEW | food sales | USD/gigalumen_year | us | us | 76107118412.0594
commercial lighting | Lamp: 100W Equivalent LED A Lamp | 2050 | CAPITAL | NEW | food service | USD/gigalumen_year | us | us | 76107118412.0594
commercial lighting | Lamp: 100W Equivalent LED A Lamp | 2050 | CAPITAL | NEW | health | USD/gigalumen_year | us | us | 76107118412.0594
commercial lighting | Lamp: 100W Equivalent LED A Lamp | 2050 | CAPITAL | NEW | lodging | USD/gigalumen_year | us | us | 76107118412.0594
commercial lighting | Lamp: 100W Equivalent LED A Lamp | 2050 | CAPITAL | NEW | merc/service | USD/gigalumen_year | us | us | 76107118412.0594
commercial lighting | Lamp: 100W Equivalent LED A Lamp | 2050 | CAPITAL | NEW | office-large | USD/gigalumen_year | us | us | 76107118412.0594
commercial lighting | Lamp: 100W Equivalent LED A Lamp | 2050 | CAPITAL | NEW | office-small | USD/gigalumen_year | us | us | 76107118412.0594
commercial lighting | Lamp: 100W Equivalent LED A Lamp | 2050 | CAPITAL | NEW | other | USD/gigalumen_year | us | us | 76107118412.0594
commercial lighting | Lamp: 100W Equivalent LED A Lamp | 2050 | CAPITAL | NEW | warehouse | USD/gigalumen_year | us | us | 76107118412.0594
commercial lighting | Lamp: 100W Equivalent LED A Lamp | 2050 | CAPITAL | REPLACEMENT | assembly | USD/gigalumen_year | us | us | 76107118412.0594
commercial lighting | Lamp: 100W Equivalent LED A Lamp | 2050 | CAPITAL | REPLACEMENT | education | USD/gigalumen_year | us | us | 76107118412.0594
commercial lighting | Lamp: 100W Equivalent LED A Lamp | 2050 | CAPITAL | REPLACEMENT | food sales | USD/gigalumen_year | us | us | 76107118412.0594
commercial lighting | Lamp: 100W Equivalent LED A Lamp | 2050 | CAPITAL | REPLACEMENT | food service | USD/gigalumen_year | us | us | 76107118412.0594
commercial lighting | Lamp: 100W Equivalent LED A Lamp | 2050 | CAPITAL | REPLACEMENT | health | USD/gigalumen_year | us | us | 76107118412.0594
commercial lighting | Lamp: 100W Equivalent LED A Lamp | 2050 | CAPITAL | REPLACEMENT | lodging | USD/gigalumen_year | us | us | 76107118412.0594
commercial lighting | Lamp: 100W Equivalent LED A Lamp | 2050 | CAPITAL | REPLACEMENT | merc/service | USD/gigalumen_year | us | us | 76107118412.0594
commercial lighting | Lamp: 100W Equivalent LED A Lamp | 2050 | CAPITAL | REPLACEMENT | office-large | USD/gigalumen_year | us | us | 76107118412.0594
commercial lighting | Lamp: 100W Equivalent LED A Lamp | 2050 | CAPITAL | REPLACEMENT | office-small | USD/gigalumen_year | us | us | 76107118412.0594
commercial lighting | Lamp: 100W Equivalent LED A Lamp | 2050 | CAPITAL | REPLACEMENT | other | USD/gigalumen_year | us | us | 76107118412.0594
commercial lighting | Lamp: 100W Equivalent LED A Lamp | 2050 | CAPITAL | REPLACEMENT | warehouse | USD/gigalumen_year | us | us | 76107118412.0594
commercial lighting | Lamp: 100W Equivalent LED A Lamp | 2050 | FIXED_OM | NEW | assembly | USD/gigalumen_year | us | us | 5919442543.1602
commercial lighting | Lamp: 100W Equivalent LED A Lamp | 2050 | FIXED_OM | NEW | education | USD/gigalumen_year | us | us | 5919442543.1602
commercial lighting | Lamp: 100W Equivalent LED A Lamp | 2050 | FIXED_OM | NEW | food sales | USD/gigalumen_year | us | us | 5919442543.1602
commercial lighting | Lamp: 100W Equivalent LED A Lamp | 2050 | FIXED_OM | NEW | food service | USD/gigalumen_year | us | us | 5919442543.1602
commercial lighting | Lamp: 100W Equivalent LED A Lamp | 2050 | FIXED_OM | NEW | health | USD/gigalumen_year | us | us | 5919442543.1602
commercial lighting | Lamp: 100W Equivalent LED A Lamp | 2050 | FIXED_OM | NEW | lodging | USD/gigalumen_year | us | us | 5919442543.1602
commercial lighting | Lamp: 100W Equivalent LED A Lamp | 2050 | FIXED_OM | NEW | merc/service | USD/gigalumen_year | us | us | 5919442543.1602
commercial lighting | Lamp: 100W Equivalent LED A Lamp | 2050 | FIXED_OM | NEW | office-large | USD/gigalumen_year | us | us | 5919442543.1602
commercial lighting | Lamp: 100W Equivalent LED A Lamp | 2050 | FIXED_OM | NEW | office-small | USD/gigalumen_year | us | us | 5919442543.1602
commercial lighting | Lamp: 100W Equivalent LED A Lamp | 2050 | FIXED_OM | NEW | other | USD/gigalumen_year | us | us | 5919442543.1602
commercial lighting | Lamp: 100W Equivalent LED A Lamp | 2050 | FIXED_OM | NEW | warehouse | USD/gigalumen_year | us | us | 5919442543.1602
commercial lighting | Lamp: 100W Equivalent LED A Lamp | 2050 | FIXED_OM | REPLACEMENT | assembly | USD/gigalumen_year | us | us | 5919442543.1602
commercial lighting | Lamp: 100W Equivalent LED A Lamp | 2050 | FIXED_OM | REPLACEMENT | education | USD/gigalumen_year | us | us | 5919442543.1602
commercial lighting | Lamp: 100W Equivalent LED A Lamp | 2050 | FIXED_OM | REPLACEMENT | food sales | USD/gigalumen_year | us | us | 5919442543.1602
commercial lighting | Lamp: 100W Equivalent LED A Lamp | 2050 | FIXED_OM | REPLACEMENT | food service | USD/gigalumen_year | us | us | 5919442543.1602
commercial lighting | Lamp: 100W Equivalent LED A Lamp | 2050 | FIXED_OM | REPLACEMENT | health | USD/gigalumen_year | us | us | 5919442543.1602
commercial lighting | Lamp: 100W Equivalent LED A Lamp | 2050 | FIXED_OM | REPLACEMENT | lodging | USD/gigalumen_year | us | us | 5919442543.1602
commercial lighting | Lamp: 100W Equivalent LED A Lamp | 2050 | FIXED_OM | REPLACEMENT | merc/service | USD/gigalumen_year | us | us | 5919442543.1602
commercial lighting | Lamp: 100W Equivalent LED A Lamp | 2050 | FIXED_OM | REPLACEMENT | office-large | USD/gigalumen_year | us | us | 5919442543.1602
commercial lighting | Lamp: 100W Equivalent LED A Lamp | 2050 | FIXED_OM | REPLACEMENT | office-small | USD/gigalumen_year | us | us | 5919442543.1602
commercial lighting | Lamp: 100W Equivalent LED A Lamp | 2050 | FIXED_OM | REPLACEMENT | other | USD/gigalumen_year | us | us | 5919442543.1602
commercial lighting | Lamp: 100W Equivalent LED A Lamp | 2050 | FIXED_OM | REPLACEMENT | warehouse | USD/gigalumen_year | us | us | 5919442543.1602
commercial lighting | Lamp: Halogen Infrared Reflector (HIR) PAR38 | 2020 | CAPITAL | NEW | assembly | USD/gigalumen_year | us | us | 784936873104.129
commercial lighting | Lamp: Halogen Infrared Reflector (HIR) PAR38 | 2020 | CAPITAL | NEW | education | USD/gigalumen_year | us | us | 784936873104.129
commercial lighting | Lamp: Halogen Infrared Reflector (HIR) PAR38 | 2020 | CAPITAL | NEW | food sales | USD/gigalumen_year | us | us | 784936873104.129
commercial lighting | Lamp: Halogen Infrared Reflector (HIR) PAR38 | 2020 | CAPITAL | NEW | food service | USD/gigalumen_year | us | us | 784936873104.129
commercial lighting | Lamp: Halogen Infrared Reflector (HIR) PAR38 | 2020 | CAPITAL | NEW | health | USD/gigalumen_year | us | us | 784936873104.129
commercial lighting | Lamp: Halogen Infrared Reflector (HIR) PAR38 | 2020 | CAPITAL | NEW | lodging | USD/gigalumen_year | us | us | 784936873104.129
commercial lighting | Lamp: Halogen Infrared Reflector (HIR) PAR38 | 2020 | CAPITAL | NEW | merc/service | USD/gigalumen_year | us | us | 784936873104.129
commercial lighting | Lamp: Halogen Infrared Reflector (HIR) PAR38 | 2020 | CAPITAL | NEW | office-large | USD/gigalumen_year | us | us | 784936873104.129
commercial lighting | Lamp: Halogen Infrared Reflector (HIR) PAR38 | 2020 | CAPITAL | NEW | office-small | USD/gigalumen_year | us | us | 784936873104.129
commercial lighting | Lamp: Halogen Infrared Reflector (HIR) PAR38 | 2020 | CAPITAL | NEW | other | USD/gigalumen_year | us | us | 784936873104.129
commercial lighting | Lamp: Halogen Infrared Reflector (HIR) PAR38 | 2020 | CAPITAL | NEW | warehouse | USD/gigalumen_year | us | us | 784936873104.129
commercial lighting | Lamp: Halogen Infrared Reflector (HIR) PAR38 | 2020 | CAPITAL | REPLACEMENT | assembly | USD/gigalumen_year | us | us | 784936873104.129
commercial lighting | Lamp: Halogen Infrared Reflector (HIR) PAR38 | 2020 | CAPITAL | REPLACEMENT | education | USD/gigalumen_year | us | us | 784936873104.129
commercial lighting | Lamp: Halogen Infrared Reflector (HIR) PAR38 | 2020 | CAPITAL | REPLACEMENT | food sales | USD/gigalumen_year | us | us | 784936873104.129
commercial lighting | Lamp: Halogen Infrared Reflector (HIR) PAR38 | 2020 | CAPITAL | REPLACEMENT | food service | USD/gigalumen_year | us | us | 784936873104.129
commercial lighting | Lamp: Halogen Infrared Reflector (HIR) PAR38 | 2020 | CAPITAL | REPLACEMENT | health | USD/gigalumen_year | us | us | 784936873104.129
commercial lighting | Lamp: Halogen Infrared Reflector (HIR) PAR38 | 2020 | CAPITAL | REPLACEMENT | lodging | USD/gigalumen_year | us | us | 784936873104.129
commercial lighting | Lamp: Halogen Infrared Reflector (HIR) PAR38 | 2020 | CAPITAL | REPLACEMENT | merc/service | USD/gigalumen_year | us | us | 784936873104.129
commercial lighting | Lamp: Halogen Infrared Reflector (HIR) PAR38 | 2020 | CAPITAL | REPLACEMENT | office-large | USD/gigalumen_year | us | us | 784936873104.129
commercial lighting | Lamp: Halogen Infrared Reflector (HIR) PAR38 | 2020 | CAPITAL | REPLACEMENT | office-small | USD/gigalumen_year | us | us | 784936873104.129
commercial lighting | Lamp: Halogen Infrared Reflector (HIR) PAR38 | 2020 | CAPITAL | REPLACEMENT | other | USD/gigalumen_year | us | us | 784936873104.129
commercial lighting | Lamp: Halogen Infrared Reflector (HIR) PAR38 | 2020 | CAPITAL | REPLACEMENT | warehouse | USD/gigalumen_year | us | us | 784936873104.129
commercial lighting | Lamp: Halogen Infrared Reflector (HIR) PAR38 | 2020 | FIXED_OM | NEW | assembly | USD/gigalumen_year | us | us | 83154073820.5834
commercial lighting | Lamp: Halogen Infrared Reflector (HIR) PAR38 | 2020 | FIXED_OM | NEW | education | USD/gigalumen_year | us | us | 83154073820.5834
commercial lighting | Lamp: Halogen Infrared Reflector (HIR) PAR38 | 2020 | FIXED_OM | NEW | food sales | USD/gigalumen_year | us | us | 83154073820.5834
commercial lighting | Lamp: Halogen Infrared Reflector (HIR) PAR38 | 2020 | FIXED_OM | NEW | food service | USD/gigalumen_year | us | us | 83154073820.5834
commercial lighting | Lamp: Halogen Infrared Reflector (HIR) PAR38 | 2020 | FIXED_OM | NEW | health | USD/gigalumen_year | us | us | 83154073820.5834
commercial lighting | Lamp: Halogen Infrared Reflector (HIR) PAR38 | 2020 | FIXED_OM | NEW | lodging | USD/gigalumen_year | us | us | 83154073820.5834
commercial lighting | Lamp: Halogen Infrared Reflector (HIR) PAR38 | 2020 | FIXED_OM | NEW | merc/service | USD/gigalumen_year | us | us | 83154073820.5834
commercial lighting | Lamp: Halogen Infrared Reflector (HIR) PAR38 | 2020 | FIXED_OM | NEW | office-large | USD/gigalumen_year | us | us | 83154073820.5834
commercial lighting | Lamp: Halogen Infrared Reflector (HIR) PAR38 | 2020 | FIXED_OM | NEW | office-small | USD/gigalumen_year | us | us | 83154073820.5834
commercial lighting | Lamp: Halogen Infrared Reflector (HIR) PAR38 | 2020 | FIXED_OM | NEW | other | USD/gigalumen_year | us | us | 83154073820.5834
commercial lighting | Lamp: Halogen Infrared Reflector (HIR) PAR38 | 2020 | FIXED_OM | NEW | warehouse | USD/gigalumen_year | us | us | 83154073820.5834
commercial lighting | Lamp: Halogen Infrared Reflector (HIR) PAR38 | 2020 | FIXED_OM | REPLACEMENT | assembly | USD/gigalumen_year | us | us | 83154073820.5834
commercial lighting | Lamp: Halogen Infrared Reflector (HIR) PAR38 | 2020 | FIXED_OM | REPLACEMENT | education | USD/gigalumen_year | us | us | 83154073820.5834
commercial lighting | Lamp: Halogen Infrared Reflector (HIR) PAR38 | 2020 | FIXED_OM | REPLACEMENT | food sales | USD/gigalumen_year | us | us | 83154073820.5834
commercial lighting | Lamp: Halogen Infrared Reflector (HIR) PAR38 | 2020 | FIXED_OM | REPLACEMENT | food service | USD/gigalumen_year | us | us | 83154073820.5834
commercial lighting | Lamp: Halogen Infrared Reflector (HIR) PAR38 | 2020 | FIXED_OM | REPLACEMENT | health | USD/gigalumen_year | us | us | 83154073820.5834
commercial lighting | Lamp: Halogen Infrared Reflector (HIR) PAR38 | 2020 | FIXED_OM | REPLACEMENT | lodging | USD/gigalumen_year | us | us | 83154073820.5834
commercial lighting | Lamp: Halogen Infrared Reflector (HIR) PAR38 | 2020 | FIXED_OM | REPLACEMENT | merc/service | USD/gigalumen_year | us | us | 83154073820.5834
commercial lighting | Lamp: Halogen Infrared Reflector (HIR) PAR38 | 2020 | FIXED_OM | REPLACEMENT | office-large | USD/gigalumen_year | us | us | 83154073820.5834
commercial lighting | Lamp: Halogen Infrared Reflector (HIR) PAR38 | 2020 | FIXED_OM | REPLACEMENT | office-small | USD/gigalumen_year | us | us | 83154073820.5834
commercial lighting | Lamp: Halogen Infrared Reflector (HIR) PAR38 | 2020 | FIXED_OM | REPLACEMENT | other | USD/gigalumen_year | us | us | 83154073820.5834
commercial lighting | Lamp: Halogen Infrared Reflector (HIR) PAR38 | 2020 | FIXED_OM | REPLACEMENT | warehouse | USD/gigalumen_year | us | us | 83154073820.5834
commercial lighting | Lamp: Halogen Infrared Reflector (HIR) PAR38 | 2021 | CAPITAL | NEW | assembly | USD/gigalumen_year | us | us | 783884527763.123
commercial lighting | Lamp: Halogen Infrared Reflector (HIR) PAR38 | 2021 | CAPITAL | NEW | education | USD/gigalumen_year | us | us | 783884527763.123
commercial lighting | Lamp: Halogen Infrared Reflector (HIR) PAR38 | 2021 | CAPITAL | NEW | food sales | USD/gigalumen_year | us | us | 783884527763.123
commercial lighting | Lamp: Halogen Infrared Reflector (HIR) PAR38 | 2021 | CAPITAL | NEW | food service | USD/gigalumen_year | us | us | 783884527763.123
commercial lighting | Lamp: Halogen Infrared Reflector (HIR) PAR38 | 2021 | CAPITAL | NEW | health | USD/gigalumen_year | us | us | 783884527763.123
commercial lighting | Lamp: Halogen Infrared Reflector (HIR) PAR38 | 2021 | CAPITAL | NEW | lodging | USD/gigalumen_year | us | us | 783884527763.123
commercial lighting | Lamp: Halogen Infrared Reflector (HIR) PAR38 | 2021 | CAPITAL | NEW | merc/service | USD/gigalumen_year | us | us | 783884527763.123
commercial lighting | Lamp: Halogen Infrared Reflector (HIR) PAR38 | 2021 | CAPITAL | NEW | office-large | USD/gigalumen_year | us | us | 783884527763.123
commercial lighting | Lamp: Halogen Infrared Reflector (HIR) PAR38 | 2021 | CAPITAL | NEW | office-small | USD/gigalumen_year | us | us | 783884527763.123
commercial lighting | Lamp: Halogen Infrared Reflector (HIR) PAR38 | 2021 | CAPITAL | NEW | other | USD/gigalumen_year | us | us | 783884527763.123
commercial lighting | Lamp: Halogen Infrared Reflector (HIR) PAR38 | 2021 | CAPITAL | NEW | warehouse | USD/gigalumen_year | us | us | 783884527763.123
commercial lighting | Lamp: Halogen Infrared Reflector (HIR) PAR38 | 2021 | CAPITAL | REPLACEMENT | assembly | USD/gigalumen_year | us | us | 783884527763.123
commercial lighting | Lamp: Halogen Infrared Reflector (HIR) PAR38 | 2021 | CAPITAL | REPLACEMENT | education | USD/gigalumen_year | us | us | 783884527763.123
commercial lighting | Lamp: Halogen Infrared Reflector (HIR) PAR38 | 2021 | CAPITAL | REPLACEMENT | food sales | USD/gigalumen_year | us | us | 783884527763.123
commercial lighting | Lamp: Halogen Infrared Reflector (HIR) PAR38 | 2021 | CAPITAL | REPLACEMENT | food service | USD/gigalumen_year | us | us | 783884527763.123
commercial lighting | Lamp: Halogen Infrared Reflector (HIR) PAR38 | 2021 | CAPITAL | REPLACEMENT | health | USD/gigalumen_year | us | us | 783884527763.123
commercial lighting | Lamp: Halogen Infrared Reflector (HIR) PAR38 | 2021 | CAPITAL | REPLACEMENT | lodging | USD/gigalumen_year | us | us | 783884527763.123
commercial lighting | Lamp: Halogen Infrared Reflector (HIR) PAR38 | 2021 | CAPITAL | REPLACEMENT | merc/service | USD/gigalumen_year | us | us | 783884527763.123
commercial lighting | Lamp: Halogen Infrared Reflector (HIR) PAR38 | 2021 | CAPITAL | REPLACEMENT | office-large | USD/gigalumen_year | us | us | 783884527763.123
commercial lighting | Lamp: Halogen Infrared Reflector (HIR) PAR38 | 2021 | CAPITAL | REPLACEMENT | office-small | USD/gigalumen_year | us | us | 783884527763.123
commercial lighting | Lamp: Halogen Infrared Reflector (HIR) PAR38 | 2021 | CAPITAL | REPLACEMENT | other | USD/gigalumen_year | us | us | 783884527763.123
commercial lighting | Lamp: Halogen Infrared Reflector (HIR) PAR38 | 2021 | CAPITAL | REPLACEMENT | warehouse | USD/gigalumen_year | us | us | 783884527763.123
commercial lighting | Lamp: Halogen Infrared Reflector (HIR) PAR38 | 2021 | FIXED_OM | NEW | assembly | USD/gigalumen_year | us | us | 82505753922.9992
commercial lighting | Lamp: Halogen Infrared Reflector (HIR) PAR38 | 2021 | FIXED_OM | NEW | education | USD/gigalumen_year | us | us | 82505753922.9992
commercial lighting | Lamp: Halogen Infrared Reflector (HIR) PAR38 | 2021 | FIXED_OM | NEW | food sales | USD/gigalumen_year | us | us | 82505753922.9992
commercial lighting | Lamp: Halogen Infrared Reflector (HIR) PAR38 | 2021 | FIXED_OM | NEW | food service | USD/gigalumen_year | us | us | 82505753922.9992
commercial lighting | Lamp: Halogen Infrared Reflector (HIR) PAR38 | 2021 | FIXED_OM | NEW | health | USD/gigalumen_year | us | us | 82505753922.9992
commercial lighting | Lamp: Halogen Infrared Reflector (HIR) PAR38 | 2021 | FIXED_OM | NEW | lodging | USD/gigalumen_year | us | us | 82505753922.9992
commercial lighting | Lamp: Halogen Infrared Reflector (HIR) PAR38 | 2021 | FIXED_OM | NEW | merc/service | USD/gigalumen_year | us | us | 82505753922.9992
commercial lighting | Lamp: Halogen Infrared Reflector (HIR) PAR38 | 2021 | FIXED_OM | NEW | office-large | USD/gigalumen_year | us | us | 82505753922.9992
commercial lighting | Lamp: Halogen Infrared Reflector (HIR) PAR38 | 2021 | FIXED_OM | NEW | office-small | USD/gigalumen_year | us | us | 82505753922.9992
commercial lighting | Lamp: Halogen Infrared Reflector (HIR) PAR38 | 2021 | FIXED_OM | NEW | other | USD/gigalumen_year | us | us | 82505753922.9992
commercial lighting | Lamp: Halogen Infrared Reflector (HIR) PAR38 | 2021 | FIXED_OM | NEW | warehouse | USD/gigalumen_year | us | us | 82505753922.9992
commercial lighting | Lamp: Halogen Infrared Reflector (HIR) PAR38 | 2021 | FIXED_OM | REPLACEMENT | assembly | USD/gigalumen_year | us | us | 82505753922.9992
commercial lighting | Lamp: Halogen Infrared Reflector (HIR) PAR38 | 2021 | FIXED_OM | REPLACEMENT | education | USD/gigalumen_year | us | us | 82505753922.9992
commercial lighting | Lamp: Halogen Infrared Reflector (HIR) PAR38 | 2021 | FIXED_OM | REPLACEMENT | food sales | USD/gigalumen_year | us | us | 82505753922.9992
commercial lighting | Lamp: Halogen Infrared Reflector (HIR) PAR38 | 2021 | FIXED_OM | REPLACEMENT | food service | USD/gigalumen_year | us | us | 82505753922.9992
commercial lighting | Lamp: Halogen Infrared Reflector (HIR) PAR38 | 2021 | FIXED_OM | REPLACEMENT | health | USD/gigalumen_year | us | us | 82505753922.9992
commercial lighting | Lamp: Halogen Infrared Reflector (HIR) PAR38 | 2021 | FIXED_OM | REPLACEMENT | lodging | USD/gigalumen_year | us | us | 82505753922.9992
commercial lighting | Lamp: Halogen Infrared Reflector (HIR) PAR38 | 2021 | FIXED_OM | REPLACEMENT | merc/service | USD/gigalumen_year | us | us | 82505753922.9992
commercial lighting | Lamp: Halogen Infrared Reflector (HIR) PAR38 | 2021 | FIXED_OM | REPLACEMENT | office-large | USD/gigalumen_year | us | us | 82505753922.9992
commercial lighting | Lamp: Halogen Infrared Reflector (HIR) PAR38 | 2021 | FIXED_OM | REPLACEMENT | office-small | USD/gigalumen_year | us | us | 82505753922.9992
commercial lighting | Lamp: Halogen Infrared Reflector (HIR) PAR38 | 2021 | FIXED_OM | REPLACEMENT | other | USD/gigalumen_year | us | us | 82505753922.9992
commercial lighting | Lamp: Halogen Infrared Reflector (HIR) PAR38 | 2021 | FIXED_OM | REPLACEMENT | warehouse | USD/gigalumen_year | us | us | 82505753922.9992
commercial lighting | Lamp: Halogen Infrared Reflector (HIR) PAR38 | 2022 | CAPITAL | NEW | assembly | USD/gigalumen_year | us | us | 782832182422.116
commercial lighting | Lamp: Halogen Infrared Reflector (HIR) PAR38 | 2022 | CAPITAL | NEW | education | USD/gigalumen_year | us | us | 782832182422.116
commercial lighting | Lamp: Halogen Infrared Reflector (HIR) PAR38 | 2022 | CAPITAL | NEW | food sales | USD/gigalumen_year | us | us | 782832182422.116
commercial lighting | Lamp: Halogen Infrared Reflector (HIR) PAR38 | 2022 | CAPITAL | NEW | food service | USD/gigalumen_year | us | us | 782832182422.116
commercial lighting | Lamp: Halogen Infrared Reflector (HIR) PAR38 | 2022 | CAPITAL | NEW | health | USD/gigalumen_year | us | us | 782832182422.116
commercial lighting | Lamp: Halogen Infrared Reflector (HIR) PAR38 | 2022 | CAPITAL | NEW | lodging | USD/gigalumen_year | us | us | 782832182422.116
commercial lighting | Lamp: Halogen Infrared Reflector (HIR) PAR38 | 2022 | CAPITAL | NEW | merc/service | USD/gigalumen_year | us | us | 782832182422.116
commercial lighting | Lamp: Halogen Infrared Reflector (HIR) PAR38 | 2022 | CAPITAL | NEW | office-large | USD/gigalumen_year | us | us | 782832182422.116
commercial lighting | Lamp: Halogen Infrared Reflector (HIR) PAR38 | 2022 | CAPITAL | NEW | office-small | USD/gigalumen_year | us | us | 782832182422.116
commercial lighting | Lamp: Halogen Infrared Reflector (HIR) PAR38 | 2022 | CAPITAL | NEW | other | USD/gigalumen_year | us | us | 782832182422.116
commercial lighting | Lamp: Halogen Infrared Reflector (HIR) PAR38 | 2022 | CAPITAL | NEW | warehouse | USD/gigalumen_year | us | us | 782832182422.116
commercial lighting | Lamp: Halogen Infrared Reflector (HIR) PAR38 | 2022 | CAPITAL | REPLACEMENT | assembly | USD/gigalumen_year | us | us | 782832182422.116
commercial lighting | Lamp: Halogen Infrared Reflector (HIR) PAR38 | 2022 | CAPITAL | REPLACEMENT | education | USD/gigalumen_year | us | us | 782832182422.116
commercial lighting | Lamp: Halogen Infrared Reflector (HIR) PAR38 | 2022 | CAPITAL | REPLACEMENT | food sales | USD/gigalumen_year | us | us | 782832182422.116
commercial lighting | Lamp: Halogen Infrared Reflector (HIR) PAR38 | 2022 | CAPITAL | REPLACEMENT | food service | USD/gigalumen_year | us | us | 782832182422.116
commercial lighting | Lamp: Halogen Infrared Reflector (HIR) PAR38 | 2022 | CAPITAL | REPLACEMENT | health | USD/gigalumen_year | us | us | 782832182422.116
commercial lighting | Lamp: Halogen Infrared Reflector (HIR) PAR38 | 2022 | CAPITAL | REPLACEMENT | lodging | USD/gigalumen_year | us | us | 782832182422.116
commercial lighting | Lamp: Halogen Infrared Reflector (HIR) PAR38 | 2022 | CAPITAL | REPLACEMENT | merc/service | USD/gigalumen_year | us | us | 782832182422.116
commercial lighting | Lamp: Halogen Infrared Reflector (HIR) PAR38 | 2022 | CAPITAL | REPLACEMENT | office-large | USD/gigalumen_year | us | us | 782832182422.116
commercial lighting | Lamp: Halogen Infrared Reflector (HIR) PAR38 | 2022 | CAPITAL | REPLACEMENT | office-small | USD/gigalumen_year | us | us | 782832182422.116
commercial lighting | Lamp: Halogen Infrared Reflector (HIR) PAR38 | 2022 | CAPITAL | REPLACEMENT | other | USD/gigalumen_year | us | us | 782832182422.116
commercial lighting | Lamp: Halogen Infrared Reflector (HIR) PAR38 | 2022 | CAPITAL | REPLACEMENT | warehouse | USD/gigalumen_year | us | us | 782832182422.116
commercial lighting | Lamp: Halogen Infrared Reflector (HIR) PAR38 | 2022 | FIXED_OM | NEW | assembly | USD/gigalumen_year | us | us | 81857434025.415
commercial lighting | Lamp: Halogen Infrared Reflector (HIR) PAR38 | 2022 | FIXED_OM | NEW | education | USD/gigalumen_year | us | us | 81857434025.415
commercial lighting | Lamp: Halogen Infrared Reflector (HIR) PAR38 | 2022 | FIXED_OM | NEW | food sales | USD/gigalumen_year | us | us | 81857434025.415
commercial lighting | Lamp: Halogen Infrared Reflector (HIR) PAR38 | 2022 | FIXED_OM | NEW | food service | USD/gigalumen_year | us | us | 81857434025.415
commercial lighting | Lamp: Halogen Infrared Reflector (HIR) PAR38 | 2022 | FIXED_OM | NEW | health | USD/gigalumen_year | us | us | 81857434025.415
commercial lighting | Lamp: Halogen Infrared Reflector (HIR) PAR38 | 2022 | FIXED_OM | NEW | lodging | USD/gigalumen_year | us | us | 81857434025.415
commercial lighting | Lamp: Halogen Infrared Reflector (HIR) PAR38 | 2022 | FIXED_OM | NEW | merc/service | USD/gigalumen_year | us | us | 81857434025.415
commercial lighting | Lamp: Halogen Infrared Reflector (HIR) PAR38 | 2022 | FIXED_OM | NEW | office-large | USD/gigalumen_year | us | us | 81857434025.415
commercial lighting | Lamp: Halogen Infrared Reflector (HIR) PAR38 | 2022 | FIXED_OM | NEW | office-small | USD/gigalumen_year | us | us | 81857434025.415
commercial lighting | Lamp: Halogen Infrared Reflector (HIR) PAR38 | 2022 | FIXED_OM | NEW | other | USD/gigalumen_year | us | us | 81857434025.415
commercial lighting | Lamp: Halogen Infrared Reflector (HIR) PAR38 | 2022 | FIXED_OM | NEW | warehouse | USD/gigalumen_year | us | us | 81857434025.415
commercial lighting | Lamp: Halogen Infrared Reflector (HIR) PAR38 | 2022 | FIXED_OM | REPLACEMENT | assembly | USD/gigalumen_year | us | us | 81857434025.415
commercial lighting | Lamp: Halogen Infrared Reflector (HIR) PAR38 | 2022 | FIXED_OM | REPLACEMENT | education | USD/gigalumen_year | us | us | 81857434025.415
commercial lighting | Lamp: Halogen Infrared Reflector (HIR) PAR38 | 2022 | FIXED_OM | REPLACEMENT | food sales | USD/gigalumen_year | us | us | 81857434025.415
commercial lighting | Lamp: Halogen Infrared Reflector (HIR) PAR38 | 2022 | FIXED_OM | REPLACEMENT | food service | USD/gigalumen_year | us | us | 81857434025.415
commercial lighting | Lamp: Halogen Infrared Reflector (HIR) PAR38 | 2022 | FIXED_OM | REPLACEMENT | health | USD/gigalumen_year | us | us | 81857434025.415
commercial lighting | Lamp: Halogen Infrared Reflector (HIR) PAR38 | 2022 | FIXED_OM | REPLACEMENT | lodging | USD/gigalumen_year | us | us | 81857434025.415
commercial lighting | Lamp: Halogen Infrared Reflector (HIR) PAR38 | 2022 | FIXED_OM | REPLACEMENT | merc/service | USD/gigalumen_year | us | us | 81857434025.415
commercial lighting | Lamp: Halogen Infrared Reflector (HIR) PAR38 | 2022 | FIXED_OM | REPLACEMENT | office-large | USD/gigalumen_year | us | us | 81857434025.415
commercial lighting | Lamp: Halogen Infrared Reflector (HIR) PAR38 | 2022 | FIXED_OM | REPLACEMENT | office-small | USD/gigalumen_year | us | us | 81857434025.415
commercial lighting | Lamp: Halogen Infrared Reflector (HIR) PAR38 | 2022 | FIXED_OM | REPLACEMENT | other | USD/gigalumen_year | us | us | 81857434025.415
commercial lighting | Lamp: Halogen Infrared Reflector (HIR) PAR38 | 2022 | FIXED_OM | REPLACEMENT | warehouse | USD/gigalumen_year | us | us | 81857434025.415
commercial lighting | Lamp: Halogen Infrared Reflector (HIR) PAR38 | 2023 | CAPITAL | NEW | assembly | USD/gigalumen_year | us | us | 781779837081.11
commercial lighting | Lamp: Halogen Infrared Reflector (HIR) PAR38 | 2023 | CAPITAL | NEW | education | USD/gigalumen_year | us | us | 781779837081.11
commercial lighting | Lamp: Halogen Infrared Reflector (HIR) PAR38 | 2023 | CAPITAL | NEW | food sales | USD/gigalumen_year | us | us | 781779837081.11
commercial lighting | Lamp: Halogen Infrared Reflector (HIR) PAR38 | 2023 | CAPITAL | NEW | food service | USD/gigalumen_year | us | us | 781779837081.11
commercial lighting | Lamp: Halogen Infrared Reflector (HIR) PAR38 | 2023 | CAPITAL | NEW | health | USD/gigalumen_year | us | us | 781779837081.11
commercial lighting | Lamp: Halogen Infrared Reflector (HIR) PAR38 | 2023 | CAPITAL | NEW | lodging | USD/gigalumen_year | us | us | 781779837081.11
commercial lighting | Lamp: Halogen Infrared Reflector (HIR) PAR38 | 2023 | CAPITAL | NEW | merc/service | USD/gigalumen_year | us | us | 781779837081.11
commercial lighting | Lamp: Halogen Infrared Reflector (HIR) PAR38 | 2023 | CAPITAL | NEW | office-large | USD/gigalumen_year | us | us | 781779837081.11
commercial lighting | Lamp: Halogen Infrared Reflector (HIR) PAR38 | 2023 | CAPITAL | NEW | office-small | USD/gigalumen_year | us | us | 781779837081.11
commercial lighting | Lamp: Halogen Infrared Reflector (HIR) PAR38 | 2023 | CAPITAL | NEW | other | USD/gigalumen_year | us | us | 781779837081.11
commercial lighting | Lamp: Halogen Infrared Reflector (HIR) PAR38 | 2023 | CAPITAL | NEW | warehouse | USD/gigalumen_year | us | us | 781779837081.11
commercial lighting | Lamp: Halogen Infrared Reflector (HIR) PAR38 | 2023 | CAPITAL | REPLACEMENT | assembly | USD/gigalumen_year | us | us | 781779837081.11
commercial lighting | Lamp: Halogen Infrared Reflector (HIR) PAR38 | 2023 | CAPITAL | REPLACEMENT | education | USD/gigalumen_year | us | us | 781779837081.11
commercial lighting | Lamp: Halogen Infrared Reflector (HIR) PAR38 | 2023 | CAPITAL | REPLACEMENT | food sales | USD/gigalumen_year | us | us | 781779837081.11
commercial lighting | Lamp: Halogen Infrared Reflector (HIR) PAR38 | 2023 | CAPITAL | REPLACEMENT | food service | USD/gigalumen_year | us | us | 781779837081.11
commercial lighting | Lamp: Halogen Infrared Reflector (HIR) PAR38 | 2023 | CAPITAL | REPLACEMENT | health | USD/gigalumen_year | us | us | 781779837081.11
commercial lighting | Lamp: Halogen Infrared Reflector (HIR) PAR38 | 2023 | CAPITAL | REPLACEMENT | lodging | USD/gigalumen_year | us | us | 781779837081.11
commercial lighting | Lamp: Halogen Infrared Reflector (HIR) PAR38 | 2023 | CAPITAL | REPLACEMENT | merc/service | USD/gigalumen_year | us | us | 781779837081.11
commercial lighting | Lamp: Halogen Infrared Reflector (HIR) PAR38 | 2023 | CAPITAL | REPLACEMENT | office-large | USD/gigalumen_year | us | us | 781779837081.11
commercial lighting | Lamp: Halogen Infrared Reflector (HIR) PAR38 | 2023 | CAPITAL | REPLACEMENT | office-small | USD/gigalumen_year | us | us | 781779837081.11
commercial lighting | Lamp: Halogen Infrared Reflector (HIR) PAR38 | 2023 | CAPITAL | REPLACEMENT | other | USD/gigalumen_year | us | us | 781779837081.11
commercial lighting | Lamp: Halogen Infrared Reflector (HIR) PAR38 | 2023 | CAPITAL | REPLACEMENT | warehouse | USD/gigalumen_year | us | us | 781779837081.11
commercial lighting | Lamp: Halogen Infrared Reflector (HIR) PAR38 | 2023 | FIXED_OM | NEW | assembly | USD/gigalumen_year | us | us | 81209114127.8308
commercial lighting | Lamp: Halogen Infrared Reflector (HIR) PAR38 | 2023 | FIXED_OM | NEW | education | USD/gigalumen_year | us | us | 81209114127.8308
commercial lighting | Lamp: Halogen Infrared Reflector (HIR) PAR38 | 2023 | FIXED_OM | NEW | food sales | USD/gigalumen_year | us | us | 81209114127.8308
commercial lighting | Lamp: Halogen Infrared Reflector (HIR) PAR38 | 2023 | FIXED_OM | NEW | food service | USD/gigalumen_year | us | us | 81209114127.8308
commercial lighting | Lamp: Halogen Infrared Reflector (HIR) PAR38 | 2023 | FIXED_OM | NEW | health | USD/gigalumen_year | us | us | 81209114127.8308
commercial lighting | Lamp: Halogen Infrared Reflector (HIR) PAR38 | 2023 | FIXED_OM | NEW | lodging | USD/gigalumen_year | us | us | 81209114127.8308
commercial lighting | Lamp: Halogen Infrared Reflector (HIR) PAR38 | 2023 | FIXED_OM | NEW | merc/service | USD/gigalumen_year | us | us | 81209114127.8308
commercial lighting | Lamp: Halogen Infrared Reflector (HIR) PAR38 | 2023 | FIXED_OM | NEW | office-large | USD/gigalumen_year | us | us | 81209114127.8308
commercial lighting | Lamp: Halogen Infrared Reflector (HIR) PAR38 | 2023 | FIXED_OM | NEW | office-small | USD/gigalumen_year | us | us | 81209114127.8308
commercial lighting | Lamp: Halogen Infrared Reflector (HIR) PAR38 | 2023 | FIXED_OM | NEW | other | USD/gigalumen_year | us | us | 81209114127.8308
commercial lighting | Lamp: Halogen Infrared Reflector (HIR) PAR38 | 2023 | FIXED_OM | NEW | warehouse | USD/gigalumen_year | us | us | 81209114127.8308
commercial lighting | Lamp: Halogen Infrared Reflector (HIR) PAR38 | 2023 | FIXED_OM | REPLACEMENT | assembly | USD/gigalumen_year | us | us | 81209114127.8308
commercial lighting | Lamp: Halogen Infrared Reflector (HIR) PAR38 | 2023 | FIXED_OM | REPLACEMENT | education | USD/gigalumen_year | us | us | 81209114127.8308
commercial lighting | Lamp: Halogen Infrared Reflector (HIR) PAR38 | 2023 | FIXED_OM | REPLACEMENT | food sales | USD/gigalumen_year | us | us | 81209114127.8308
commercial lighting | Lamp: Halogen Infrared Reflector (HIR) PAR38 | 2023 | FIXED_OM | REPLACEMENT | food service | USD/gigalumen_year | us | us | 81209114127.8308
commercial lighting | Lamp: Halogen Infrared Reflector (HIR) PAR38 | 2023 | FIXED_OM | REPLACEMENT | health | USD/gigalumen_year | us | us | 81209114127.8308
commercial lighting | Lamp: Halogen Infrared Reflector (HIR) PAR38 | 2023 | FIXED_OM | REPLACEMENT | lodging | USD/gigalumen_year | us | us | 81209114127.8308
commercial lighting | Lamp: Halogen Infrared Reflector (HIR) PAR38 | 2023 | FIXED_OM | REPLACEMENT | merc/service | USD/gigalumen_year | us | us | 81209114127.8308
commercial lighting | Lamp: Halogen Infrared Reflector (HIR) PAR38 | 2023 | FIXED_OM | REPLACEMENT | office-large | USD/gigalumen_year | us | us | 81209114127.8308
commercial lighting | Lamp: Halogen Infrared Reflector (HIR) PAR38 | 2023 | FIXED_OM | REPLACEMENT | office-small | USD/gigalumen_year | us | us | 81209114127.8308
commercial lighting | Lamp: Halogen Infrared Reflector (HIR) PAR38 | 2023 | FIXED_OM | REPLACEMENT | other | USD/gigalumen_year | us | us | 81209114127.8308
commercial lighting | Lamp: Halogen Infrared Reflector (HIR) PAR38 | 2023 | FIXED_OM | REPLACEMENT | warehouse | USD/gigalumen_year | us | us | 81209114127.8308
commercial lighting | Lamp: Halogen Infrared Reflector (HIR) PAR38 | 2024 | CAPITAL | NEW | assembly | USD/gigalumen_year | us | us | 780727491740.104
commercial lighting | Lamp: Halogen Infrared Reflector (HIR) PAR38 | 2024 | CAPITAL | NEW | education | USD/gigalumen_year | us | us | 780727491740.104
commercial lighting | Lamp: Halogen Infrared Reflector (HIR) PAR38 | 2024 | CAPITAL | NEW | food sales | USD/gigalumen_year | us | us | 780727491740.104
commercial lighting | Lamp: Halogen Infrared Reflector (HIR) PAR38 | 2024 | CAPITAL | NEW | food service | USD/gigalumen_year | us | us | 780727491740.104
commercial lighting | Lamp: Halogen Infrared Reflector (HIR) PAR38 | 2024 | CAPITAL | NEW | health | USD/gigalumen_year | us | us | 780727491740.104
commercial lighting | Lamp: Halogen Infrared Reflector (HIR) PAR38 | 2024 | CAPITAL | NEW | lodging | USD/gigalumen_year | us | us | 780727491740.104
commercial lighting | Lamp: Halogen Infrared Reflector (HIR) PAR38 | 2024 | CAPITAL | NEW | merc/service | USD/gigalumen_year | us | us | 780727491740.104
commercial lighting | Lamp: Halogen Infrared Reflector (HIR) PAR38 | 2024 | CAPITAL | NEW | office-large | USD/gigalumen_year | us | us | 780727491740.104
commercial lighting | Lamp: Halogen Infrared Reflector (HIR) PAR38 | 2024 | CAPITAL | NEW | office-small | USD/gigalumen_year | us | us | 780727491740.104
commercial lighting | Lamp: Halogen Infrared Reflector (HIR) PAR38 | 2024 | CAPITAL | NEW | other | USD/gigalumen_year | us | us | 780727491740.104
commercial lighting | Lamp: Halogen Infrared Reflector (HIR) PAR38 | 2024 | CAPITAL | NEW | warehouse | USD/gigalumen_year | us | us | 780727491740.104
commercial lighting | Lamp: Halogen Infrared Reflector (HIR) PAR38 | 2024 | CAPITAL | REPLACEMENT | assembly | USD/gigalumen_year | us | us | 780727491740.104
commercial lighting | Lamp: Halogen Infrared Reflector (HIR) PAR38 | 2024 | CAPITAL | REPLACEMENT | education | USD/gigalumen_year | us | us | 780727491740.104
commercial lighting | Lamp: Halogen Infrared Reflector (HIR) PAR38 | 2024 | CAPITAL | REPLACEMENT | food sales | USD/gigalumen_year | us | us | 780727491740.104
commercial lighting | Lamp: Halogen Infrared Reflector (HIR) PAR38 | 2024 | CAPITAL | REPLACEMENT | food service | USD/gigalumen_year | us | us | 780727491740.104
commercial lighting | Lamp: Halogen Infrared Reflector (HIR) PAR38 | 2024 | CAPITAL | REPLACEMENT | health | USD/gigalumen_year | us | us | 780727491740.104
commercial lighting | Lamp: Halogen Infrared Reflector (HIR) PAR38 | 2024 | CAPITAL | REPLACEMENT | lodging | USD/gigalumen_year | us | us | 780727491740.104
commercial lighting | Lamp: Halogen Infrared Reflector (HIR) PAR38 | 2024 | CAPITAL | REPLACEMENT | merc/service | USD/gigalumen_year | us | us | 780727491740.104
commercial lighting | Lamp: Halogen Infrared Reflector (HIR) PAR38 | 2024 | CAPITAL | REPLACEMENT | office-large | USD/gigalumen_year | us | us | 780727491740.104
commercial lighting | Lamp: Halogen Infrared Reflector (HIR) PAR38 | 2024 | CAPITAL | REPLACEMENT | office-small | USD/gigalumen_year | us | us | 780727491740.104
commercial lighting | Lamp: Halogen Infrared Reflector (HIR) PAR38 | 2024 | CAPITAL | REPLACEMENT | other | USD/gigalumen_year | us | us | 780727491740.104
commercial lighting | Lamp: Halogen Infrared Reflector (HIR) PAR38 | 2024 | CAPITAL | REPLACEMENT | warehouse | USD/gigalumen_year | us | us | 780727491740.104
commercial lighting | Lamp: Halogen Infrared Reflector (HIR) PAR38 | 2024 | FIXED_OM | NEW | assembly | USD/gigalumen_year | us | us | 80560794230.2466
commercial lighting | Lamp: Halogen Infrared Reflector (HIR) PAR38 | 2024 | FIXED_OM | NEW | education | USD/gigalumen_year | us | us | 80560794230.2466
commercial lighting | Lamp: Halogen Infrared Reflector (HIR) PAR38 | 2024 | FIXED_OM | NEW | food sales | USD/gigalumen_year | us | us | 80560794230.2466
commercial lighting | Lamp: Halogen Infrared Reflector (HIR) PAR38 | 2024 | FIXED_OM | NEW | food service | USD/gigalumen_year | us | us | 80560794230.2466
commercial lighting | Lamp: Halogen Infrared Reflector (HIR) PAR38 | 2024 | FIXED_OM | NEW | health | USD/gigalumen_year | us | us | 80560794230.2466
commercial lighting | Lamp: Halogen Infrared Reflector (HIR) PAR38 | 2024 | FIXED_OM | NEW | lodging | USD/gigalumen_year | us | us | 80560794230.2466
commercial lighting | Lamp: Halogen Infrared Reflector (HIR) PAR38 | 2024 | FIXED_OM | NEW | merc/service | USD/gigalumen_year | us | us | 80560794230.2466
commercial lighting | Lamp: Halogen Infrared Reflector (HIR) PAR38 | 2024 | FIXED_OM | NEW | office-large | USD/gigalumen_year | us | us | 80560794230.2466
commercial lighting | Lamp: Halogen Infrared Reflector (HIR) PAR38 | 2024 | FIXED_OM | NEW | office-small | USD/gigalumen_year | us | us | 80560794230.2466
commercial lighting | Lamp: Halogen Infrared Reflector (HIR) PAR38 | 2024 | FIXED_OM | NEW | other | USD/gigalumen_year | us | us | 80560794230.2466
commercial lighting | Lamp: Halogen Infrared Reflector (HIR) PAR38 | 2024 | FIXED_OM | NEW | warehouse | USD/gigalumen_year | us | us | 80560794230.2466
commercial lighting | Lamp: Halogen Infrared Reflector (HIR) PAR38 | 2024 | FIXED_OM | REPLACEMENT | assembly | USD/gigalumen_year | us | us | 80560794230.2466
commercial lighting | Lamp: Halogen Infrared Reflector (HIR) PAR38 | 2024 | FIXED_OM | REPLACEMENT | education | USD/gigalumen_year | us | us | 80560794230.2466
commercial lighting | Lamp: Halogen Infrared Reflector (HIR) PAR38 | 2024 | FIXED_OM | REPLACEMENT | food sales | USD/gigalumen_year | us | us | 80560794230.2466
commercial lighting | Lamp: Halogen Infrared Reflector (HIR) PAR38 | 2024 | FIXED_OM | REPLACEMENT | food service | USD/gigalumen_year | us | us | 80560794230.2466
commercial lighting | Lamp: Halogen Infrared Reflector (HIR) PAR38 | 2024 | FIXED_OM | REPLACEMENT | health | USD/gigalumen_year | us | us | 80560794230.2466
commercial lighting | Lamp: Halogen Infrared Reflector (HIR) PAR38 | 2024 | FIXED_OM | REPLACEMENT | lodging | USD/gigalumen_year | us | us | 80560794230.2466
commercial lighting | Lamp: Halogen Infrared Reflector (HIR) PAR38 | 2024 | FIXED_OM | REPLACEMENT | merc/service | USD/gigalumen_year | us | us | 80560794230.2466
commercial lighting | Lamp: Halogen Infrared Reflector (HIR) PAR38 | 2024 | FIXED_OM | REPLACEMENT | office-large | USD/gigalumen_year | us | us | 80560794230.2466
commercial lighting | Lamp: Halogen Infrared Reflector (HIR) PAR38 | 2024 | FIXED_OM | REPLACEMENT | office-small | USD/gigalumen_year | us | us | 80560794230.2466
commercial lighting | Lamp: Halogen Infrared Reflector (HIR) PAR38 | 2024 | FIXED_OM | REPLACEMENT | other | USD/gigalumen_year | us | us | 80560794230.2466
commercial lighting | Lamp: Halogen Infrared Reflector (HIR) PAR38 | 2024 | FIXED_OM | REPLACEMENT | warehouse | USD/gigalumen_year | us | us | 80560794230.2466
commercial lighting | Lamp: Halogen Infrared Reflector (HIR) PAR38 | 2025 | CAPITAL | NEW | assembly | USD/gigalumen_year | us | us | 779675146399.097
commercial lighting | Lamp: Halogen Infrared Reflector (HIR) PAR38 | 2025 | CAPITAL | NEW | education | USD/gigalumen_year | us | us | 779675146399.097
commercial lighting | Lamp: Halogen Infrared Reflector (HIR) PAR38 | 2025 | CAPITAL | NEW | food sales | USD/gigalumen_year | us | us | 779675146399.097
commercial lighting | Lamp: Halogen Infrared Reflector (HIR) PAR38 | 2025 | CAPITAL | NEW | food service | USD/gigalumen_year | us | us | 779675146399.097
commercial lighting | Lamp: Halogen Infrared Reflector (HIR) PAR38 | 2025 | CAPITAL | NEW | health | USD/gigalumen_year | us | us | 779675146399.097
commercial lighting | Lamp: Halogen Infrared Reflector (HIR) PAR38 | 2025 | CAPITAL | NEW | lodging | USD/gigalumen_year | us | us | 779675146399.097
commercial lighting | Lamp: Halogen Infrared Reflector (HIR) PAR38 | 2025 | CAPITAL | NEW | merc/service | USD/gigalumen_year | us | us | 779675146399.097
commercial lighting | Lamp: Halogen Infrared Reflector (HIR) PAR38 | 2025 | CAPITAL | NEW | office-large | USD/gigalumen_year | us | us | 779675146399.097
commercial lighting | Lamp: Halogen Infrared Reflector (HIR) PAR38 | 2025 | CAPITAL | NEW | office-small | USD/gigalumen_year | us | us | 779675146399.097
commercial lighting | Lamp: Halogen Infrared Reflector (HIR) PAR38 | 2025 | CAPITAL | NEW | other | USD/gigalumen_year | us | us | 779675146399.097
commercial lighting | Lamp: Halogen Infrared Reflector (HIR) PAR38 | 2025 | CAPITAL | NEW | warehouse | USD/gigalumen_year | us | us | 779675146399.097
commercial lighting | Lamp: Halogen Infrared Reflector (HIR) PAR38 | 2025 | CAPITAL | REPLACEMENT | assembly | USD/gigalumen_year | us | us | 779675146399.097
commercial lighting | Lamp: Halogen Infrared Reflector (HIR) PAR38 | 2025 | CAPITAL | REPLACEMENT | education | USD/gigalumen_year | us | us | 779675146399.097
commercial lighting | Lamp: Halogen Infrared Reflector (HIR) PAR38 | 2025 | CAPITAL | REPLACEMENT | food sales | USD/gigalumen_year | us | us | 779675146399.097
commercial lighting | Lamp: Halogen Infrared Reflector (HIR) PAR38 | 2025 | CAPITAL | REPLACEMENT | food service | USD/gigalumen_year | us | us | 779675146399.097
commercial lighting | Lamp: Halogen Infrared Reflector (HIR) PAR38 | 2025 | CAPITAL | REPLACEMENT | health | USD/gigalumen_year | us | us | 779675146399.097
commercial lighting | Lamp: Halogen Infrared Reflector (HIR) PAR38 | 2025 | CAPITAL | REPLACEMENT | lodging | USD/gigalumen_year | us | us | 779675146399.097
commercial lighting | Lamp: Halogen Infrared Reflector (HIR) PAR38 | 2025 | CAPITAL | REPLACEMENT | merc/service | USD/gigalumen_year | us | us | 779675146399.097
commercial lighting | Lamp: Halogen Infrared Reflector (HIR) PAR38 | 2025 | CAPITAL | REPLACEMENT | office-large | USD/gigalumen_year | us | us | 779675146399.097
commercial lighting | Lamp: Halogen Infrared Reflector (HIR) PAR38 | 2025 | CAPITAL | REPLACEMENT | office-small | USD/gigalumen_year | us | us | 779675146399.097
commercial lighting | Lamp: Halogen Infrared Reflector (HIR) PAR38 | 2025 | CAPITAL | REPLACEMENT | other | USD/gigalumen_year | us | us | 779675146399.097
commercial lighting | Lamp: Halogen Infrared Reflector (HIR) PAR38 | 2025 | CAPITAL | REPLACEMENT | warehouse | USD/gigalumen_year | us | us | 779675146399.097
commercial lighting | Lamp: Halogen Infrared Reflector (HIR) PAR38 | 2025 | FIXED_OM | NEW | assembly | USD/gigalumen_year | us | us | 79912474332.6624
commercial lighting | Lamp: Halogen Infrared Reflector (HIR) PAR38 | 2025 | FIXED_OM | NEW | education | USD/gigalumen_year | us | us | 79912474332.6624
commercial lighting | Lamp: Halogen Infrared Reflector (HIR) PAR38 | 2025 | FIXED_OM | NEW | food sales | USD/gigalumen_year | us | us | 79912474332.6624
commercial lighting | Lamp: Halogen Infrared Reflector (HIR) PAR38 | 2025 | FIXED_OM | NEW | food service | USD/gigalumen_year | us | us | 79912474332.6624
commercial lighting | Lamp: Halogen Infrared Reflector (HIR) PAR38 | 2025 | FIXED_OM | NEW | health | USD/gigalumen_year | us | us | 79912474332.6624
commercial lighting | Lamp: Halogen Infrared Reflector (HIR) PAR38 | 2025 | FIXED_OM | NEW | lodging | USD/gigalumen_year | us | us | 79912474332.6624
commercial lighting | Lamp: Halogen Infrared Reflector (HIR) PAR38 | 2025 | FIXED_OM | NEW | merc/service | USD/gigalumen_year | us | us | 79912474332.6624
commercial lighting | Lamp: Halogen Infrared Reflector (HIR) PAR38 | 2025 | FIXED_OM | NEW | office-large | USD/gigalumen_year | us | us | 79912474332.6624
commercial lighting | Lamp: Halogen Infrared Reflector (HIR) PAR38 | 2025 | FIXED_OM | NEW | office-small | USD/gigalumen_year | us | us | 79912474332.6624
commercial lighting | Lamp: Halogen Infrared Reflector (HIR) PAR38 | 2025 | FIXED_OM | NEW | other | USD/gigalumen_year | us | us | 79912474332.6624
commercial lighting | Lamp: Halogen Infrared Reflector (HIR) PAR38 | 2025 | FIXED_OM | NEW | warehouse | USD/gigalumen_year | us | us | 79912474332.6624
commercial lighting | Lamp: Halogen Infrared Reflector (HIR) PAR38 | 2025 | FIXED_OM | REPLACEMENT | assembly | USD/gigalumen_year | us | us | 79912474332.6624
commercial lighting | Lamp: Halogen Infrared Reflector (HIR) PAR38 | 2025 | FIXED_OM | REPLACEMENT | education | USD/gigalumen_year | us | us | 79912474332.6624
commercial lighting | Lamp: Halogen Infrared Reflector (HIR) PAR38 | 2025 | FIXED_OM | REPLACEMENT | food sales | USD/gigalumen_year | us | us | 79912474332.6624
commercial lighting | Lamp: Halogen Infrared Reflector (HIR) PAR38 | 2025 | FIXED_OM | REPLACEMENT | food service | USD/gigalumen_year | us | us | 79912474332.6624
commercial lighting | Lamp: Halogen Infrared Reflector (HIR) PAR38 | 2025 | FIXED_OM | REPLACEMENT | health | USD/gigalumen_year | us | us | 79912474332.6624
commercial lighting | Lamp: Halogen Infrared Reflector (HIR) PAR38 | 2025 | FIXED_OM | REPLACEMENT | lodging | USD/gigalumen_year | us | us | 79912474332.6624
commercial lighting | Lamp: Halogen Infrared Reflector (HIR) PAR38 | 2025 | FIXED_OM | REPLACEMENT | merc/service | USD/gigalumen_year | us | us | 79912474332.6624
commercial lighting | Lamp: Halogen Infrared Reflector (HIR) PAR38 | 2025 | FIXED_OM | REPLACEMENT | office-large | USD/gigalumen_year | us | us | 79912474332.6624
commercial lighting | Lamp: Halogen Infrared Reflector (HIR) PAR38 | 2025 | FIXED_OM | REPLACEMENT | office-small | USD/gigalumen_year | us | us | 79912474332.6624
commercial lighting | Lamp: Halogen Infrared Reflector (HIR) PAR38 | 2025 | FIXED_OM | REPLACEMENT | other | USD/gigalumen_year | us | us | 79912474332.6624
commercial lighting | Lamp: Halogen Infrared Reflector (HIR) PAR38 | 2025 | FIXED_OM | REPLACEMENT | warehouse | USD/gigalumen_year | us | us | 79912474332.6624
commercial lighting | Lamp: Halogen Infrared Reflector (HIR) PAR38 | 2026 | CAPITAL | NEW | assembly | USD/gigalumen_year | us | us | 778622801058.0909
commercial lighting | Lamp: Halogen Infrared Reflector (HIR) PAR38 | 2026 | CAPITAL | NEW | education | USD/gigalumen_year | us | us | 778622801058.0909
commercial lighting | Lamp: Halogen Infrared Reflector (HIR) PAR38 | 2026 | CAPITAL | NEW | food sales | USD/gigalumen_year | us | us | 778622801058.0909
commercial lighting | Lamp: Halogen Infrared Reflector (HIR) PAR38 | 2026 | CAPITAL | NEW | food service | USD/gigalumen_year | us | us | 778622801058.0909
commercial lighting | Lamp: Halogen Infrared Reflector (HIR) PAR38 | 2026 | CAPITAL | NEW | health | USD/gigalumen_year | us | us | 778622801058.0909
commercial lighting | Lamp: Halogen Infrared Reflector (HIR) PAR38 | 2026 | CAPITAL | NEW | lodging | USD/gigalumen_year | us | us | 778622801058.0909
commercial lighting | Lamp: Halogen Infrared Reflector (HIR) PAR38 | 2026 | CAPITAL | NEW | merc/service | USD/gigalumen_year | us | us | 778622801058.0909
commercial lighting | Lamp: Halogen Infrared Reflector (HIR) PAR38 | 2026 | CAPITAL | NEW | office-large | USD/gigalumen_year | us | us | 778622801058.0909
commercial lighting | Lamp: Halogen Infrared Reflector (HIR) PAR38 | 2026 | CAPITAL | NEW | office-small | USD/gigalumen_year | us | us | 778622801058.0909
commercial lighting | Lamp: Halogen Infrared Reflector (HIR) PAR38 | 2026 | CAPITAL | NEW | other | USD/gigalumen_year | us | us | 778622801058.0909
commercial lighting | Lamp: Halogen Infrared Reflector (HIR) PAR38 | 2026 | CAPITAL | NEW | warehouse | USD/gigalumen_year | us | us | 778622801058.0909
commercial lighting | Lamp: Halogen Infrared Reflector (HIR) PAR38 | 2026 | CAPITAL | REPLACEMENT | assembly | USD/gigalumen_year | us | us | 778622801058.0909
commercial lighting | Lamp: Halogen Infrared Reflector (HIR) PAR38 | 2026 | CAPITAL | REPLACEMENT | education | USD/gigalumen_year | us | us | 778622801058.0909
commercial lighting | Lamp: Halogen Infrared Reflector (HIR) PAR38 | 2026 | CAPITAL | REPLACEMENT | food sales | USD/gigalumen_year | us | us | 778622801058.0909
commercial lighting | Lamp: Halogen Infrared Reflector (HIR) PAR38 | 2026 | CAPITAL | REPLACEMENT | food service | USD/gigalumen_year | us | us | 778622801058.0909
commercial lighting | Lamp: Halogen Infrared Reflector (HIR) PAR38 | 2026 | CAPITAL | REPLACEMENT | health | USD/gigalumen_year | us | us | 778622801058.0909
commercial lighting | Lamp: Halogen Infrared Reflector (HIR) PAR38 | 2026 | CAPITAL | REPLACEMENT | lodging | USD/gigalumen_year | us | us | 778622801058.0909
commercial lighting | Lamp: Halogen Infrared Reflector (HIR) PAR38 | 2026 | CAPITAL | REPLACEMENT | merc/service | USD/gigalumen_year | us | us | 778622801058.0909
commercial lighting | Lamp: Halogen Infrared Reflector (HIR) PAR38 | 2026 | CAPITAL | REPLACEMENT | office-large | USD/gigalumen_year | us | us | 778622801058.0909
commercial lighting | Lamp: Halogen Infrared Reflector (HIR) PAR38 | 2026 | CAPITAL | REPLACEMENT | office-small | USD/gigalumen_year | us | us | 778622801058.0909
commercial lighting | Lamp: Halogen Infrared Reflector (HIR) PAR38 | 2026 | CAPITAL | REPLACEMENT | other | USD/gigalumen_year | us | us | 778622801058.0909
commercial lighting | Lamp: Halogen Infrared Reflector (HIR) PAR38 | 2026 | CAPITAL | REPLACEMENT | warehouse | USD/gigalumen_year | us | us | 778622801058.0909
commercial lighting | Lamp: Halogen Infrared Reflector (HIR) PAR38 | 2026 | FIXED_OM | NEW | assembly | USD/gigalumen_year | us | us | 79264154435.0782
commercial lighting | Lamp: Halogen Infrared Reflector (HIR) PAR38 | 2026 | FIXED_OM | NEW | education | USD/gigalumen_year | us | us | 79264154435.0782
commercial lighting | Lamp: Halogen Infrared Reflector (HIR) PAR38 | 2026 | FIXED_OM | NEW | food sales | USD/gigalumen_year | us | us | 79264154435.0782
commercial lighting | Lamp: Halogen Infrared Reflector (HIR) PAR38 | 2026 | FIXED_OM | NEW | food service | USD/gigalumen_year | us | us | 79264154435.0782
commercial lighting | Lamp: Halogen Infrared Reflector (HIR) PAR38 | 2026 | FIXED_OM | NEW | health | USD/gigalumen_year | us | us | 79264154435.0782
commercial lighting | Lamp: Halogen Infrared Reflector (HIR) PAR38 | 2026 | FIXED_OM | NEW | lodging | USD/gigalumen_year | us | us | 79264154435.0782
commercial lighting | Lamp: Halogen Infrared Reflector (HIR) PAR38 | 2026 | FIXED_OM | NEW | merc/service | USD/gigalumen_year | us | us | 79264154435.0782
commercial lighting | Lamp: Halogen Infrared Reflector (HIR) PAR38 | 2026 | FIXED_OM | NEW | office-large | USD/gigalumen_year | us | us | 79264154435.0782
commercial lighting | Lamp: Halogen Infrared Reflector (HIR) PAR38 | 2026 | FIXED_OM | NEW | office-small | USD/gigalumen_year | us | us | 79264154435.0782
commercial lighting | Lamp: Halogen Infrared Reflector (HIR) PAR38 | 2026 | FIXED_OM | NEW | other | USD/gigalumen_year | us | us | 79264154435.0782
commercial lighting | Lamp: Halogen Infrared Reflector (HIR) PAR38 | 2026 | FIXED_OM | NEW | warehouse | USD/gigalumen_year | us | us | 79264154435.0782
commercial lighting | Lamp: Halogen Infrared Reflector (HIR) PAR38 | 2026 | FIXED_OM | REPLACEMENT | assembly | USD/gigalumen_year | us | us | 79264154435.0782
commercial lighting | Lamp: Halogen Infrared Reflector (HIR) PAR38 | 2026 | FIXED_OM | REPLACEMENT | education | USD/gigalumen_year | us | us | 79264154435.0782
commercial lighting | Lamp: Halogen Infrared Reflector (HIR) PAR38 | 2026 | FIXED_OM | REPLACEMENT | food sales | USD/gigalumen_year | us | us | 79264154435.0782
commercial lighting | Lamp: Halogen Infrared Reflector (HIR) PAR38 | 2026 | FIXED_OM | REPLACEMENT | food service | USD/gigalumen_year | us | us | 79264154435.0782
commercial lighting | Lamp: Halogen Infrared Reflector (HIR) PAR38 | 2026 | FIXED_OM | REPLACEMENT | health | USD/gigalumen_year | us | us | 79264154435.0782
commercial lighting | Lamp: Halogen Infrared Reflector (HIR) PAR38 | 2026 | FIXED_OM | REPLACEMENT | lodging | USD/gigalumen_year | us | us | 79264154435.0782
commercial lighting | Lamp: Halogen Infrared Reflector (HIR) PAR38 | 2026 | FIXED_OM | REPLACEMENT | merc/service | USD/gigalumen_year | us | us | 79264154435.0782
commercial lighting | Lamp: Halogen Infrared Reflector (HIR) PAR38 | 2026 | FIXED_OM | REPLACEMENT | office-large | USD/gigalumen_year | us | us | 79264154435.0782
commercial lighting | Lamp: Halogen Infrared Reflector (HIR) PAR38 | 2026 | FIXED_OM | REPLACEMENT | office-small | USD/gigalumen_year | us | us | 79264154435.0782
commercial lighting | Lamp: Halogen Infrared Reflector (HIR) PAR38 | 2026 | FIXED_OM | REPLACEMENT | other | USD/gigalumen_year | us | us | 79264154435.0782
commercial lighting | Lamp: Halogen Infrared Reflector (HIR) PAR38 | 2026 | FIXED_OM | REPLACEMENT | warehouse | USD/gigalumen_year | us | us | 79264154435.0782
commercial lighting | Lamp: Halogen Infrared Reflector (HIR) PAR38 | 2027 | CAPITAL | NEW | assembly | USD/gigalumen_year | us | us | 777570455717.085
commercial lighting | Lamp: Halogen Infrared Reflector (HIR) PAR38 | 2027 | CAPITAL | NEW | education | USD/gigalumen_year | us | us | 777570455717.085
commercial lighting | Lamp: Halogen Infrared Reflector (HIR) PAR38 | 2027 | CAPITAL | NEW | food sales | USD/gigalumen_year | us | us | 777570455717.085
commercial lighting | Lamp: Halogen Infrared Reflector (HIR) PAR38 | 2027 | CAPITAL | NEW | food service | USD/gigalumen_year | us | us | 777570455717.085
commercial lighting | Lamp: Halogen Infrared Reflector (HIR) PAR38 | 2027 | CAPITAL | NEW | health | USD/gigalumen_year | us | us | 777570455717.085
commercial lighting | Lamp: Halogen Infrared Reflector (HIR) PAR38 | 2027 | CAPITAL | NEW | lodging | USD/gigalumen_year | us | us | 777570455717.085
commercial lighting | Lamp: Halogen Infrared Reflector (HIR) PAR38 | 2027 | CAPITAL | NEW | merc/service | USD/gigalumen_year | us | us | 777570455717.085
commercial lighting | Lamp: Halogen Infrared Reflector (HIR) PAR38 | 2027 | CAPITAL | NEW | office-large | USD/gigalumen_year | us | us | 777570455717.085
commercial lighting | Lamp: Halogen Infrared Reflector (HIR) PAR38 | 2027 | CAPITAL | NEW | office-small | USD/gigalumen_year | us | us | 777570455717.085
commercial lighting | Lamp: Halogen Infrared Reflector (HIR) PAR38 | 2027 | CAPITAL | NEW | other | USD/gigalumen_year | us | us | 777570455717.085
commercial lighting | Lamp: Halogen Infrared Reflector (HIR) PAR38 | 2027 | CAPITAL | NEW | warehouse | USD/gigalumen_year | us | us | 777570455717.085
commercial lighting | Lamp: Halogen Infrared Reflector (HIR) PAR38 | 2027 | CAPITAL | REPLACEMENT | assembly | USD/gigalumen_year | us | us | 777570455717.085
commercial lighting | Lamp: Halogen Infrared Reflector (HIR) PAR38 | 2027 | CAPITAL | REPLACEMENT | education | USD/gigalumen_year | us | us | 777570455717.085
commercial lighting | Lamp: Halogen Infrared Reflector (HIR) PAR38 | 2027 | CAPITAL | REPLACEMENT | food sales | USD/gigalumen_year | us | us | 777570455717.085
commercial lighting | Lamp: Halogen Infrared Reflector (HIR) PAR38 | 2027 | CAPITAL | REPLACEMENT | food service | USD/gigalumen_year | us | us | 777570455717.085
commercial lighting | Lamp: Halogen Infrared Reflector (HIR) PAR38 | 2027 | CAPITAL | REPLACEMENT | health | USD/gigalumen_year | us | us | 777570455717.085
commercial lighting | Lamp: Halogen Infrared Reflector (HIR) PAR38 | 2027 | CAPITAL | REPLACEMENT | lodging | USD/gigalumen_year | us | us | 777570455717.085
commercial lighting | Lamp: Halogen Infrared Reflector (HIR) PAR38 | 2027 | CAPITAL | REPLACEMENT | merc/service | USD/gigalumen_year | us | us | 777570455717.085
commercial lighting | Lamp: Halogen Infrared Reflector (HIR) PAR38 | 2027 | CAPITAL | REPLACEMENT | office-large | USD/gigalumen_year | us | us | 777570455717.085
commercial lighting | Lamp: Halogen Infrared Reflector (HIR) PAR38 | 2027 | CAPITAL | REPLACEMENT | office-small | USD/gigalumen_year | us | us | 777570455717.085
commercial lighting | Lamp: Halogen Infrared Reflector (HIR) PAR38 | 2027 | CAPITAL | REPLACEMENT | other | USD/gigalumen_year | us | us | 777570455717.085
commercial lighting | Lamp: Halogen Infrared Reflector (HIR) PAR38 | 2027 | CAPITAL | REPLACEMENT | warehouse | USD/gigalumen_year | us | us | 777570455717.085
commercial lighting | Lamp: Halogen Infrared Reflector (HIR) PAR38 | 2027 | FIXED_OM | NEW | assembly | USD/gigalumen_year | us | us | 78615834537.494
commercial lighting | Lamp: Halogen Infrared Reflector (HIR) PAR38 | 2027 | FIXED_OM | NEW | education | USD/gigalumen_year | us | us | 78615834537.494
commercial lighting | Lamp: Halogen Infrared Reflector (HIR) PAR38 | 2027 | FIXED_OM | NEW | food sales | USD/gigalumen_year | us | us | 78615834537.494
commercial lighting | Lamp: Halogen Infrared Reflector (HIR) PAR38 | 2027 | FIXED_OM | NEW | food service | USD/gigalumen_year | us | us | 78615834537.494
commercial lighting | Lamp: Halogen Infrared Reflector (HIR) PAR38 | 2027 | FIXED_OM | NEW | health | USD/gigalumen_year | us | us | 78615834537.494
commercial lighting | Lamp: Halogen Infrared Reflector (HIR) PAR38 | 2027 | FIXED_OM | NEW | lodging | USD/gigalumen_year | us | us | 78615834537.494
commercial lighting | Lamp: Halogen Infrared Reflector (HIR) PAR38 | 2027 | FIXED_OM | NEW | merc/service | USD/gigalumen_year | us | us | 78615834537.494
commercial lighting | Lamp: Halogen Infrared Reflector (HIR) PAR38 | 2027 | FIXED_OM | NEW | office-large | USD/gigalumen_year | us | us | 78615834537.494
commercial lighting | Lamp: Halogen Infrared Reflector (HIR) PAR38 | 2027 | FIXED_OM | NEW | office-small | USD/gigalumen_year | us | us | 78615834537.494
commercial lighting | Lamp: Halogen Infrared Reflector (HIR) PAR38 | 2027 | FIXED_OM | NEW | other | USD/gigalumen_year | us | us | 78615834537.494
commercial lighting | Lamp: Halogen Infrared Reflector (HIR) PAR38 | 2027 | FIXED_OM | NEW | warehouse | USD/gigalumen_year | us | us | 78615834537.494
commercial lighting | Lamp: Halogen Infrared Reflector (HIR) PAR38 | 2027 | FIXED_OM | REPLACEMENT | assembly | USD/gigalumen_year | us | us | 78615834537.494
commercial lighting | Lamp: Halogen Infrared Reflector (HIR) PAR38 | 2027 | FIXED_OM | REPLACEMENT | education | USD/gigalumen_year | us | us | 78615834537.494
commercial lighting | Lamp: Halogen Infrared Reflector (HIR) PAR38 | 2027 | FIXED_OM | REPLACEMENT | food sales | USD/gigalumen_year | us | us | 78615834537.494
commercial lighting | Lamp: Halogen Infrared Reflector (HIR) PAR38 | 2027 | FIXED_OM | REPLACEMENT | food service | USD/gigalumen_year | us | us | 78615834537.494
commercial lighting | Lamp: Halogen Infrared Reflector (HIR) PAR38 | 2027 | FIXED_OM | REPLACEMENT | health | USD/gigalumen_year | us | us | 78615834537.494
commercial lighting | Lamp: Halogen Infrared Reflector (HIR) PAR38 | 2027 | FIXED_OM | REPLACEMENT | lodging | USD/gigalumen_year | us | us | 78615834537.494
commercial lighting | Lamp: Halogen Infrared Reflector (HIR) PAR38 | 2027 | FIXED_OM | REPLACEMENT | merc/service | USD/gigalumen_year | us | us | 78615834537.494
commercial lighting | Lamp: Halogen Infrared Reflector (HIR) PAR38 | 2027 | FIXED_OM | REPLACEMENT | office-large | USD/gigalumen_year | us | us | 78615834537.494
commercial lighting | Lamp: Halogen Infrared Reflector (HIR) PAR38 | 2027 | FIXED_OM | REPLACEMENT | office-small | USD/gigalumen_year | us | us | 78615834537.494
commercial lighting | Lamp: Halogen Infrared Reflector (HIR) PAR38 | 2027 | FIXED_OM | REPLACEMENT | other | USD/gigalumen_year | us | us | 78615834537.494
commercial lighting | Lamp: Halogen Infrared Reflector (HIR) PAR38 | 2027 | FIXED_OM | REPLACEMENT | warehouse | USD/gigalumen_year | us | us | 78615834537.494
commercial lighting | Lamp: Halogen Infrared Reflector (HIR) PAR38 | 2028 | CAPITAL | NEW | assembly | USD/gigalumen_year | us | us | 776518110376.079
commercial lighting | Lamp: Halogen Infrared Reflector (HIR) PAR38 | 2028 | CAPITAL | NEW | education | USD/gigalumen_year | us | us | 776518110376.079
commercial lighting | Lamp: Halogen Infrared Reflector (HIR) PAR38 | 2028 | CAPITAL | NEW | food sales | USD/gigalumen_year | us | us | 776518110376.079
commercial lighting | Lamp: Halogen Infrared Reflector (HIR) PAR38 | 2028 | CAPITAL | NEW | food service | USD/gigalumen_year | us | us | 776518110376.079
commercial lighting | Lamp: Halogen Infrared Reflector (HIR) PAR38 | 2028 | CAPITAL | NEW | health | USD/gigalumen_year | us | us | 776518110376.079
commercial lighting | Lamp: Halogen Infrared Reflector (HIR) PAR38 | 2028 | CAPITAL | NEW | lodging | USD/gigalumen_year | us | us | 776518110376.079
commercial lighting | Lamp: Halogen Infrared Reflector (HIR) PAR38 | 2028 | CAPITAL | NEW | merc/service | USD/gigalumen_year | us | us | 776518110376.079
commercial lighting | Lamp: Halogen Infrared Reflector (HIR) PAR38 | 2028 | CAPITAL | NEW | office-large | USD/gigalumen_year | us | us | 776518110376.079
commercial lighting | Lamp: Halogen Infrared Reflector (HIR) PAR38 | 2028 | CAPITAL | NEW | office-small | USD/gigalumen_year | us | us | 776518110376.079
commercial lighting | Lamp: Halogen Infrared Reflector (HIR) PAR38 | 2028 | CAPITAL | NEW | other | USD/gigalumen_year | us | us | 776518110376.079
commercial lighting | Lamp: Halogen Infrared Reflector (HIR) PAR38 | 2028 | CAPITAL | NEW | warehouse | USD/gigalumen_year | us | us | 776518110376.079
commercial lighting | Lamp: Halogen Infrared Reflector (HIR) PAR38 | 2028 | CAPITAL | REPLACEMENT | assembly | USD/gigalumen_year | us | us | 776518110376.079
commercial lighting | Lamp: Halogen Infrared Reflector (HIR) PAR38 | 2028 | CAPITAL | REPLACEMENT | education | USD/gigalumen_year | us | us | 776518110376.079
commercial lighting | Lamp: Halogen Infrared Reflector (HIR) PAR38 | 2028 | CAPITAL | REPLACEMENT | food sales | USD/gigalumen_year | us | us | 776518110376.079
commercial lighting | Lamp: Halogen Infrared Reflector (HIR) PAR38 | 2028 | CAPITAL | REPLACEMENT | food service | USD/gigalumen_year | us | us | 776518110376.079
commercial lighting | Lamp: Halogen Infrared Reflector (HIR) PAR38 | 2028 | CAPITAL | REPLACEMENT | health | USD/gigalumen_year | us | us | 776518110376.079
commercial lighting | Lamp: Halogen Infrared Reflector (HIR) PAR38 | 2028 | CAPITAL | REPLACEMENT | lodging | USD/gigalumen_year | us | us | 776518110376.079
commercial lighting | Lamp: Halogen Infrared Reflector (HIR) PAR38 | 2028 | CAPITAL | REPLACEMENT | merc/service | USD/gigalumen_year | us | us | 776518110376.079
commercial lighting | Lamp: Halogen Infrared Reflector (HIR) PAR38 | 2028 | CAPITAL | REPLACEMENT | office-large | USD/gigalumen_year | us | us | 776518110376.079
commercial lighting | Lamp: Halogen Infrared Reflector (HIR) PAR38 | 2028 | CAPITAL | REPLACEMENT | office-small | USD/gigalumen_year | us | us | 776518110376.079
commercial lighting | Lamp: Halogen Infrared Reflector (HIR) PAR38 | 2028 | CAPITAL | REPLACEMENT | other | USD/gigalumen_year | us | us | 776518110376.079
commercial lighting | Lamp: Halogen Infrared Reflector (HIR) PAR38 | 2028 | CAPITAL | REPLACEMENT | warehouse | USD/gigalumen_year | us | us | 776518110376.079
commercial lighting | Lamp: Halogen Infrared Reflector (HIR) PAR38 | 2028 | FIXED_OM | NEW | assembly | USD/gigalumen_year | us | us | 77967514639.9097
commercial lighting | Lamp: Halogen Infrared Reflector (HIR) PAR38 | 2028 | FIXED_OM | NEW | education | USD/gigalumen_year | us | us | 77967514639.9097
commercial lighting | Lamp: Halogen Infrared Reflector (HIR) PAR38 | 2028 | FIXED_OM | NEW | food sales | USD/gigalumen_year | us | us | 77967514639.9097
commercial lighting | Lamp: Halogen Infrared Reflector (HIR) PAR38 | 2028 | FIXED_OM | NEW | food service | USD/gigalumen_year | us | us | 77967514639.9097
commercial lighting | Lamp: Halogen Infrared Reflector (HIR) PAR38 | 2028 | FIXED_OM | NEW | health | USD/gigalumen_year | us | us | 77967514639.9097
commercial lighting | Lamp: Halogen Infrared Reflector (HIR) PAR38 | 2028 | FIXED_OM | NEW | lodging | USD/gigalumen_year | us | us | 77967514639.9097
commercial lighting | Lamp: Halogen Infrared Reflector (HIR) PAR38 | 2028 | FIXED_OM | NEW | merc/service | USD/gigalumen_year | us | us | 77967514639.9097
commercial lighting | Lamp: Halogen Infrared Reflector (HIR) PAR38 | 2028 | FIXED_OM | NEW | office-large | USD/gigalumen_year | us | us | 77967514639.9097
commercial lighting | Lamp: Halogen Infrared Reflector (HIR) PAR38 | 2028 | FIXED_OM | NEW | office-small | USD/gigalumen_year | us | us | 77967514639.9097
commercial lighting | Lamp: Halogen Infrared Reflector (HIR) PAR38 | 2028 | FIXED_OM | NEW | other | USD/gigalumen_year | us | us | 77967514639.9097
commercial lighting | Lamp: Halogen Infrared Reflector (HIR) PAR38 | 2028 | FIXED_OM | NEW | warehouse | USD/gigalumen_year | us | us | 77967514639.9097
commercial lighting | Lamp: Halogen Infrared Reflector (HIR) PAR38 | 2028 | FIXED_OM | REPLACEMENT | assembly | USD/gigalumen_year | us | us | 77967514639.9097
commercial lighting | Lamp: Halogen Infrared Reflector (HIR) PAR38 | 2028 | FIXED_OM | REPLACEMENT | education | USD/gigalumen_year | us | us | 77967514639.9097
commercial lighting | Lamp: Halogen Infrared Reflector (HIR) PAR38 | 2028 | FIXED_OM | REPLACEMENT | food sales | USD/gigalumen_year | us | us | 77967514639.9097
commercial lighting | Lamp: Halogen Infrared Reflector (HIR) PAR38 | 2028 | FIXED_OM | REPLACEMENT | food service | USD/gigalumen_year | us | us | 77967514639.9097
commercial lighting | Lamp: Halogen Infrared Reflector (HIR) PAR38 | 2028 | FIXED_OM | REPLACEMENT | health | USD/gigalumen_year | us | us | 77967514639.9097
commercial lighting | Lamp: Halogen Infrared Reflector (HIR) PAR38 | 2028 | FIXED_OM | REPLACEMENT | lodging | USD/gigalumen_year | us | us | 77967514639.9097
commercial lighting | Lamp: Halogen Infrared Reflector (HIR) PAR38 | 2028 | FIXED_OM | REPLACEMENT | merc/service | USD/gigalumen_year | us | us | 77967514639.9097
commercial lighting | Lamp: Halogen Infrared Reflector (HIR) PAR38 | 2028 | FIXED_OM | REPLACEMENT | office-large | USD/gigalumen_year | us | us | 77967514639.9097
commercial lighting | Lamp: Halogen Infrared Reflector (HIR) PAR38 | 2028 | FIXED_OM | REPLACEMENT | office-small | USD/gigalumen_year | us | us | 77967514639.9097
commercial lighting | Lamp: Halogen Infrared Reflector (HIR) PAR38 | 2028 | FIXED_OM | REPLACEMENT | other | USD/gigalumen_year | us | us | 77967514639.9097
commercial lighting | Lamp: Halogen Infrared Reflector (HIR) PAR38 | 2028 | FIXED_OM | REPLACEMENT | warehouse | USD/gigalumen_year | us | us | 77967514639.9097
commercial lighting | Lamp: Halogen Infrared Reflector (HIR) PAR38 | 2029 | CAPITAL | NEW | assembly | USD/gigalumen_year | us | us | 775465765035.072
commercial lighting | Lamp: Halogen Infrared Reflector (HIR) PAR38 | 2029 | CAPITAL | NEW | education | USD/gigalumen_year | us | us | 775465765035.072
commercial lighting | Lamp: Halogen Infrared Reflector (HIR) PAR38 | 2029 | CAPITAL | NEW | food sales | USD/gigalumen_year | us | us | 775465765035.072
commercial lighting | Lamp: Halogen Infrared Reflector (HIR) PAR38 | 2029 | CAPITAL | NEW | food service | USD/gigalumen_year | us | us | 775465765035.072
commercial lighting | Lamp: Halogen Infrared Reflector (HIR) PAR38 | 2029 | CAPITAL | NEW | health | USD/gigalumen_year | us | us | 775465765035.072
commercial lighting | Lamp: Halogen Infrared Reflector (HIR) PAR38 | 2029 | CAPITAL | NEW | lodging | USD/gigalumen_year | us | us | 775465765035.072
commercial lighting | Lamp: Halogen Infrared Reflector (HIR) PAR38 | 2029 | CAPITAL | NEW | merc/service | USD/gigalumen_year | us | us | 775465765035.072
commercial lighting | Lamp: Halogen Infrared Reflector (HIR) PAR38 | 2029 | CAPITAL | NEW | office-large | USD/gigalumen_year | us | us | 775465765035.072
commercial lighting | Lamp: Halogen Infrared Reflector (HIR) PAR38 | 2029 | CAPITAL | NEW | office-small | USD/gigalumen_year | us | us | 775465765035.072
commercial lighting | Lamp: Halogen Infrared Reflector (HIR) PAR38 | 2029 | CAPITAL | NEW | other | USD/gigalumen_year | us | us | 775465765035.072
commercial lighting | Lamp: Halogen Infrared Reflector (HIR) PAR38 | 2029 | CAPITAL | NEW | warehouse | USD/gigalumen_year | us | us | 775465765035.072
commercial lighting | Lamp: Halogen Infrared Reflector (HIR) PAR38 | 2029 | CAPITAL | REPLACEMENT | assembly | USD/gigalumen_year | us | us | 775465765035.072
commercial lighting | Lamp: Halogen Infrared Reflector (HIR) PAR38 | 2029 | CAPITAL | REPLACEMENT | education | USD/gigalumen_year | us | us | 775465765035.072
commercial lighting | Lamp: Halogen Infrared Reflector (HIR) PAR38 | 2029 | CAPITAL | REPLACEMENT | food sales | USD/gigalumen_year | us | us | 775465765035.072
commercial lighting | Lamp: Halogen Infrared Reflector (HIR) PAR38 | 2029 | CAPITAL | REPLACEMENT | food service | USD/gigalumen_year | us | us | 775465765035.072
commercial lighting | Lamp: Halogen Infrared Reflector (HIR) PAR38 | 2029 | CAPITAL | REPLACEMENT | health | USD/gigalumen_year | us | us | 775465765035.072
commercial lighting | Lamp: Halogen Infrared Reflector (HIR) PAR38 | 2029 | CAPITAL | REPLACEMENT | lodging | USD/gigalumen_year | us | us | 775465765035.072
commercial lighting | Lamp: Halogen Infrared Reflector (HIR) PAR38 | 2029 | CAPITAL | REPLACEMENT | merc/service | USD/gigalumen_year | us | us | 775465765035.072
commercial lighting | Lamp: Halogen Infrared Reflector (HIR) PAR38 | 2029 | CAPITAL | REPLACEMENT | office-large | USD/gigalumen_year | us | us | 775465765035.072
commercial lighting | Lamp: Halogen Infrared Reflector (HIR) PAR38 | 2029 | CAPITAL | REPLACEMENT | office-small | USD/gigalumen_year | us | us | 775465765035.072
commercial lighting | Lamp: Halogen Infrared Reflector (HIR) PAR38 | 2029 | CAPITAL | REPLACEMENT | other | USD/gigalumen_year | us | us | 775465765035.072
commercial lighting | Lamp: Halogen Infrared Reflector (HIR) PAR38 | 2029 | CAPITAL | REPLACEMENT | warehouse | USD/gigalumen_year | us | us | 775465765035.072
commercial lighting | Lamp: Halogen Infrared Reflector (HIR) PAR38 | 2029 | FIXED_OM | NEW | assembly | USD/gigalumen_year | us | us | 77319194742.3255
commercial lighting | Lamp: Halogen Infrared Reflector (HIR) PAR38 | 2029 | FIXED_OM | NEW | education | USD/gigalumen_year | us | us | 77319194742.3255
commercial lighting | Lamp: Halogen Infrared Reflector (HIR) PAR38 | 2029 | FIXED_OM | NEW | food sales | USD/gigalumen_year | us | us | 77319194742.3255
commercial lighting | Lamp: Halogen Infrared Reflector (HIR) PAR38 | 2029 | FIXED_OM | NEW | food service | USD/gigalumen_year | us | us | 77319194742.3255
commercial lighting | Lamp: Halogen Infrared Reflector (HIR) PAR38 | 2029 | FIXED_OM | NEW | health | USD/gigalumen_year | us | us | 77319194742.3255
commercial lighting | Lamp: Halogen Infrared Reflector (HIR) PAR38 | 2029 | FIXED_OM | NEW | lodging | USD/gigalumen_year | us | us | 77319194742.3255
commercial lighting | Lamp: Halogen Infrared Reflector (HIR) PAR38 | 2029 | FIXED_OM | NEW | merc/service | USD/gigalumen_year | us | us | 77319194742.3255
commercial lighting | Lamp: Halogen Infrared Reflector (HIR) PAR38 | 2029 | FIXED_OM | NEW | office-large | USD/gigalumen_year | us | us | 77319194742.3255
commercial lighting | Lamp: Halogen Infrared Reflector (HIR) PAR38 | 2029 | FIXED_OM | NEW | office-small | USD/gigalumen_year | us | us | 77319194742.3255
commercial lighting | Lamp: Halogen Infrared Reflector (HIR) PAR38 | 2029 | FIXED_OM | NEW | other | USD/gigalumen_year | us | us | 77319194742.3255
commercial lighting | Lamp: Halogen Infrared Reflector (HIR) PAR38 | 2029 | FIXED_OM | NEW | warehouse | USD/gigalumen_year | us | us | 77319194742.3255
commercial lighting | Lamp: Halogen Infrared Reflector (HIR) PAR38 | 2029 | FIXED_OM | REPLACEMENT | assembly | USD/gigalumen_year | us | us | 77319194742.3255
commercial lighting | Lamp: Halogen Infrared Reflector (HIR) PAR38 | 2029 | FIXED_OM | REPLACEMENT | education | USD/gigalumen_year | us | us | 77319194742.3255
commercial lighting | Lamp: Halogen Infrared Reflector (HIR) PAR38 | 2029 | FIXED_OM | REPLACEMENT | food sales | USD/gigalumen_year | us | us | 77319194742.3255
commercial lighting | Lamp: Halogen Infrared Reflector (HIR) PAR38 | 2029 | FIXED_OM | REPLACEMENT | food service | USD/gigalumen_year | us | us | 77319194742.3255
commercial lighting | Lamp: Halogen Infrared Reflector (HIR) PAR38 | 2029 | FIXED_OM | REPLACEMENT | health | USD/gigalumen_year | us | us | 77319194742.3255
commercial lighting | Lamp: Halogen Infrared Reflector (HIR) PAR38 | 2029 | FIXED_OM | REPLACEMENT | lodging | USD/gigalumen_year | us | us | 77319194742.3255
commercial lighting | Lamp: Halogen Infrared Reflector (HIR) PAR38 | 2029 | FIXED_OM | REPLACEMENT | merc/service | USD/gigalumen_year | us | us | 77319194742.3255
commercial lighting | Lamp: Halogen Infrared Reflector (HIR) PAR38 | 2029 | FIXED_OM | REPLACEMENT | office-large | USD/gigalumen_year | us | us | 77319194742.3255
commercial lighting | Lamp: Halogen Infrared Reflector (HIR) PAR38 | 2029 | FIXED_OM | REPLACEMENT | office-small | USD/gigalumen_year | us | us | 77319194742.3255
commercial lighting | Lamp: Halogen Infrared Reflector (HIR) PAR38 | 2029 | FIXED_OM | REPLACEMENT | other | USD/gigalumen_year | us | us | 77319194742.3255
commercial lighting | Lamp: Halogen Infrared Reflector (HIR) PAR38 | 2029 | FIXED_OM | REPLACEMENT | warehouse | USD/gigalumen_year | us | us | 77319194742.3255
commercial lighting | Lamp: Halogen Infrared Reflector (HIR) PAR38 | 2030 | CAPITAL | NEW | assembly | USD/gigalumen_year | us | us | 774413419694.066
commercial lighting | Lamp: Halogen Infrared Reflector (HIR) PAR38 | 2030 | CAPITAL | NEW | education | USD/gigalumen_year | us | us | 774413419694.066
commercial lighting | Lamp: Halogen Infrared Reflector (HIR) PAR38 | 2030 | CAPITAL | NEW | food sales | USD/gigalumen_year | us | us | 774413419694.066
commercial lighting | Lamp: Halogen Infrared Reflector (HIR) PAR38 | 2030 | CAPITAL | NEW | food service | USD/gigalumen_year | us | us | 774413419694.066
commercial lighting | Lamp: Halogen Infrared Reflector (HIR) PAR38 | 2030 | CAPITAL | NEW | health | USD/gigalumen_year | us | us | 774413419694.066
commercial lighting | Lamp: Halogen Infrared Reflector (HIR) PAR38 | 2030 | CAPITAL | NEW | lodging | USD/gigalumen_year | us | us | 774413419694.066
commercial lighting | Lamp: Halogen Infrared Reflector (HIR) PAR38 | 2030 | CAPITAL | NEW | merc/service | USD/gigalumen_year | us | us | 774413419694.066
commercial lighting | Lamp: Halogen Infrared Reflector (HIR) PAR38 | 2030 | CAPITAL | NEW | office-large | USD/gigalumen_year | us | us | 774413419694.066
commercial lighting | Lamp: Halogen Infrared Reflector (HIR) PAR38 | 2030 | CAPITAL | NEW | office-small | USD/gigalumen_year | us | us | 774413419694.066
commercial lighting | Lamp: Halogen Infrared Reflector (HIR) PAR38 | 2030 | CAPITAL | NEW | other | USD/gigalumen_year | us | us | 774413419694.066
commercial lighting | Lamp: Halogen Infrared Reflector (HIR) PAR38 | 2030 | CAPITAL | NEW | warehouse | USD/gigalumen_year | us | us | 774413419694.066
commercial lighting | Lamp: Halogen Infrared Reflector (HIR) PAR38 | 2030 | CAPITAL | REPLACEMENT | assembly | USD/gigalumen_year | us | us | 774413419694.066
commercial lighting | Lamp: Halogen Infrared Reflector (HIR) PAR38 | 2030 | CAPITAL | REPLACEMENT | education | USD/gigalumen_year | us | us | 774413419694.066
commercial lighting | Lamp: Halogen Infrared Reflector (HIR) PAR38 | 2030 | CAPITAL | REPLACEMENT | food sales | USD/gigalumen_year | us | us | 774413419694.066
commercial lighting | Lamp: Halogen Infrared Reflector (HIR) PAR38 | 2030 | CAPITAL | REPLACEMENT | food service | USD/gigalumen_year | us | us | 774413419694.066
commercial lighting | Lamp: Halogen Infrared Reflector (HIR) PAR38 | 2030 | CAPITAL | REPLACEMENT | health | USD/gigalumen_year | us | us | 774413419694.066
commercial lighting | Lamp: Halogen Infrared Reflector (HIR) PAR38 | 2030 | CAPITAL | REPLACEMENT | lodging | USD/gigalumen_year | us | us | 774413419694.066
commercial lighting | Lamp: Halogen Infrared Reflector (HIR) PAR38 | 2030 | CAPITAL | REPLACEMENT | merc/service | USD/gigalumen_year | us | us | 774413419694.066
commercial lighting | Lamp: Halogen Infrared Reflector (HIR) PAR38 | 2030 | CAPITAL | REPLACEMENT | office-large | USD/gigalumen_year | us | us | 774413419694.066
commercial lighting | Lamp: Halogen Infrared Reflector (HIR) PAR38 | 2030 | CAPITAL | REPLACEMENT | office-small | USD/gigalumen_year | us | us | 774413419694.066
commercial lighting | Lamp: Halogen Infrared Reflector (HIR) PAR38 | 2030 | CAPITAL | REPLACEMENT | other | USD/gigalumen_year | us | us | 774413419694.066
commercial lighting | Lamp: Halogen Infrared Reflector (HIR) PAR38 | 2030 | CAPITAL | REPLACEMENT | warehouse | USD/gigalumen_year | us | us | 774413419694.066
commercial lighting | Lamp: Halogen Infrared Reflector (HIR) PAR38 | 2030 | FIXED_OM | NEW | assembly | USD/gigalumen_year | us | us | 76670874844.7413
commercial lighting | Lamp: Halogen Infrared Reflector (HIR) PAR38 | 2030 | FIXED_OM | NEW | education | USD/gigalumen_year | us | us | 76670874844.7413
commercial lighting | Lamp: Halogen Infrared Reflector (HIR) PAR38 | 2030 | FIXED_OM | NEW | food sales | USD/gigalumen_year | us | us | 76670874844.7413
commercial lighting | Lamp: Halogen Infrared Reflector (HIR) PAR38 | 2030 | FIXED_OM | NEW | food service | USD/gigalumen_year | us | us | 76670874844.7413
commercial lighting | Lamp: Halogen Infrared Reflector (HIR) PAR38 | 2030 | FIXED_OM | NEW | health | USD/gigalumen_year | us | us | 76670874844.7413
commercial lighting | Lamp: Halogen Infrared Reflector (HIR) PAR38 | 2030 | FIXED_OM | NEW | lodging | USD/gigalumen_year | us | us | 76670874844.7413
commercial lighting | Lamp: Halogen Infrared Reflector (HIR) PAR38 | 2030 | FIXED_OM | NEW | merc/service | USD/gigalumen_year | us | us | 76670874844.7413
commercial lighting | Lamp: Halogen Infrared Reflector (HIR) PAR38 | 2030 | FIXED_OM | NEW | office-large | USD/gigalumen_year | us | us | 76670874844.7413
commercial lighting | Lamp: Halogen Infrared Reflector (HIR) PAR38 | 2030 | FIXED_OM | NEW | office-small | USD/gigalumen_year | us | us | 76670874844.7413
commercial lighting | Lamp: Halogen Infrared Reflector (HIR) PAR38 | 2030 | FIXED_OM | NEW | other | USD/gigalumen_year | us | us | 76670874844.7413
commercial lighting | Lamp: Halogen Infrared Reflector (HIR) PAR38 | 2030 | FIXED_OM | NEW | warehouse | USD/gigalumen_year | us | us | 76670874844.7413
commercial lighting | Lamp: Halogen Infrared Reflector (HIR) PAR38 | 2030 | FIXED_OM | REPLACEMENT | assembly | USD/gigalumen_year | us | us | 76670874844.7413
commercial lighting | Lamp: Halogen Infrared Reflector (HIR) PAR38 | 2030 | FIXED_OM | REPLACEMENT | education | USD/gigalumen_year | us | us | 76670874844.7413
commercial lighting | Lamp: Halogen Infrared Reflector (HIR) PAR38 | 2030 | FIXED_OM | REPLACEMENT | food sales | USD/gigalumen_year | us | us | 76670874844.7413
commercial lighting | Lamp: Halogen Infrared Reflector (HIR) PAR38 | 2030 | FIXED_OM | REPLACEMENT | food service | USD/gigalumen_year | us | us | 76670874844.7413
commercial lighting | Lamp: Halogen Infrared Reflector (HIR) PAR38 | 2030 | FIXED_OM | REPLACEMENT | health | USD/gigalumen_year | us | us | 76670874844.7413
commercial lighting | Lamp: Halogen Infrared Reflector (HIR) PAR38 | 2030 | FIXED_OM | REPLACEMENT | lodging | USD/gigalumen_year | us | us | 76670874844.7413
commercial lighting | Lamp: Halogen Infrared Reflector (HIR) PAR38 | 2030 | FIXED_OM | REPLACEMENT | merc/service | USD/gigalumen_year | us | us | 76670874844.7413
commercial lighting | Lamp: Halogen Infrared Reflector (HIR) PAR38 | 2030 | FIXED_OM | REPLACEMENT | office-large | USD/gigalumen_year | us | us | 76670874844.7413
commercial lighting | Lamp: Halogen Infrared Reflector (HIR) PAR38 | 2030 | FIXED_OM | REPLACEMENT | office-small | USD/gigalumen_year | us | us | 76670874844.7413
commercial lighting | Lamp: Halogen Infrared Reflector (HIR) PAR38 | 2030 | FIXED_OM | REPLACEMENT | other | USD/gigalumen_year | us | us | 76670874844.7413
commercial lighting | Lamp: Halogen Infrared Reflector (HIR) PAR38 | 2030 | FIXED_OM | REPLACEMENT | warehouse | USD/gigalumen_year | us | us | 76670874844.7413
commercial lighting | Lamp: Halogen Infrared Reflector (HIR) PAR38 | 2031 | CAPITAL | NEW | assembly | USD/gigalumen_year | us | us | 773408054055.783
commercial lighting | Lamp: Halogen Infrared Reflector (HIR) PAR38 | 2031 | CAPITAL | NEW | education | USD/gigalumen_year | us | us | 773408054055.783
commercial lighting | Lamp: Halogen Infrared Reflector (HIR) PAR38 | 2031 | CAPITAL | NEW | food sales | USD/gigalumen_year | us | us | 773408054055.783
commercial lighting | Lamp: Halogen Infrared Reflector (HIR) PAR38 | 2031 | CAPITAL | NEW | food service | USD/gigalumen_year | us | us | 773408054055.783
commercial lighting | Lamp: Halogen Infrared Reflector (HIR) PAR38 | 2031 | CAPITAL | NEW | health | USD/gigalumen_year | us | us | 773408054055.783
commercial lighting | Lamp: Halogen Infrared Reflector (HIR) PAR38 | 2031 | CAPITAL | NEW | lodging | USD/gigalumen_year | us | us | 773408054055.783
commercial lighting | Lamp: Halogen Infrared Reflector (HIR) PAR38 | 2031 | CAPITAL | NEW | merc/service | USD/gigalumen_year | us | us | 773408054055.783
commercial lighting | Lamp: Halogen Infrared Reflector (HIR) PAR38 | 2031 | CAPITAL | NEW | office-large | USD/gigalumen_year | us | us | 773408054055.783
commercial lighting | Lamp: Halogen Infrared Reflector (HIR) PAR38 | 2031 | CAPITAL | NEW | office-small | USD/gigalumen_year | us | us | 773408054055.783
commercial lighting | Lamp: Halogen Infrared Reflector (HIR) PAR38 | 2031 | CAPITAL | NEW | other | USD/gigalumen_year | us | us | 773408054055.783
commercial lighting | Lamp: Halogen Infrared Reflector (HIR) PAR38 | 2031 | CAPITAL | NEW | warehouse | USD/gigalumen_year | us | us | 773408054055.783
commercial lighting | Lamp: Halogen Infrared Reflector (HIR) PAR38 | 2031 | CAPITAL | REPLACEMENT | assembly | USD/gigalumen_year | us | us | 773408054055.783
commercial lighting | Lamp: Halogen Infrared Reflector (HIR) PAR38 | 2031 | CAPITAL | REPLACEMENT | education | USD/gigalumen_year | us | us | 773408054055.783
commercial lighting | Lamp: Halogen Infrared Reflector (HIR) PAR38 | 2031 | CAPITAL | REPLACEMENT | food sales | USD/gigalumen_year | us | us | 773408054055.783
commercial lighting | Lamp: Halogen Infrared Reflector (HIR) PAR38 | 2031 | CAPITAL | REPLACEMENT | food service | USD/gigalumen_year | us | us | 773408054055.783
commercial lighting | Lamp: Halogen Infrared Reflector (HIR) PAR38 | 2031 | CAPITAL | REPLACEMENT | health | USD/gigalumen_year | us | us | 773408054055.783
commercial lighting | Lamp: Halogen Infrared Reflector (HIR) PAR38 | 2031 | CAPITAL | REPLACEMENT | lodging | USD/gigalumen_year | us | us | 773408054055.783
commercial lighting | Lamp: Halogen Infrared Reflector (HIR) PAR38 | 2031 | CAPITAL | REPLACEMENT | merc/service | USD/gigalumen_year | us | us | 773408054055.783
commercial lighting | Lamp: Halogen Infrared Reflector (HIR) PAR38 | 2031 | CAPITAL | REPLACEMENT | office-large | USD/gigalumen_year | us | us | 773408054055.783
commercial lighting | Lamp: Halogen Infrared Reflector (HIR) PAR38 | 2031 | CAPITAL | REPLACEMENT | office-small | USD/gigalumen_year | us | us | 773408054055.783
commercial lighting | Lamp: Halogen Infrared Reflector (HIR) PAR38 | 2031 | CAPITAL | REPLACEMENT | other | USD/gigalumen_year | us | us | 773408054055.783
commercial lighting | Lamp: Halogen Infrared Reflector (HIR) PAR38 | 2031 | CAPITAL | REPLACEMENT | warehouse | USD/gigalumen_year | us | us | 773408054055.783
commercial lighting | Lamp: Halogen Infrared Reflector (HIR) PAR38 | 2031 | FIXED_OM | NEW | assembly | USD/gigalumen_year | us | us | 76069534649.8806
commercial lighting | Lamp: Halogen Infrared Reflector (HIR) PAR38 | 2031 | FIXED_OM | NEW | education | USD/gigalumen_year | us | us | 76069534649.8806
commercial lighting | Lamp: Halogen Infrared Reflector (HIR) PAR38 | 2031 | FIXED_OM | NEW | food sales | USD/gigalumen_year | us | us | 76069534649.8806
commercial lighting | Lamp: Halogen Infrared Reflector (HIR) PAR38 | 2031 | FIXED_OM | NEW | food service | USD/gigalumen_year | us | us | 76069534649.8806
commercial lighting | Lamp: Halogen Infrared Reflector (HIR) PAR38 | 2031 | FIXED_OM | NEW | health | USD/gigalumen_year | us | us | 76069534649.8806
commercial lighting | Lamp: Halogen Infrared Reflector (HIR) PAR38 | 2031 | FIXED_OM | NEW | lodging | USD/gigalumen_year | us | us | 76069534649.8806
commercial lighting | Lamp: Halogen Infrared Reflector (HIR) PAR38 | 2031 | FIXED_OM | NEW | merc/service | USD/gigalumen_year | us | us | 76069534649.8806
commercial lighting | Lamp: Halogen Infrared Reflector (HIR) PAR38 | 2031 | FIXED_OM | NEW | office-large | USD/gigalumen_year | us | us | 76069534649.8806
commercial lighting | Lamp: Halogen Infrared Reflector (HIR) PAR38 | 2031 | FIXED_OM | NEW | office-small | USD/gigalumen_year | us | us | 76069534649.8806
commercial lighting | Lamp: Halogen Infrared Reflector (HIR) PAR38 | 2031 | FIXED_OM | NEW | other | USD/gigalumen_year | us | us | 76069534649.8806
commercial lighting | Lamp: Halogen Infrared Reflector (HIR) PAR38 | 2031 | FIXED_OM | NEW | warehouse | USD/gigalumen_year | us | us | 76069534649.8806
commercial lighting | Lamp: Halogen Infrared Reflector (HIR) PAR38 | 2031 | FIXED_OM | REPLACEMENT | assembly | USD/gigalumen_year | us | us | 76069534649.8806
commercial lighting | Lamp: Halogen Infrared Reflector (HIR) PAR38 | 2031 | FIXED_OM | REPLACEMENT | education | USD/gigalumen_year | us | us | 76069534649.8806
commercial lighting | Lamp: Halogen Infrared Reflector (HIR) PAR38 | 2031 | FIXED_OM | REPLACEMENT | food sales | USD/gigalumen_year | us | us | 76069534649.8806
commercial lighting | Lamp: Halogen Infrared Reflector (HIR) PAR38 | 2031 | FIXED_OM | REPLACEMENT | food service | USD/gigalumen_year | us | us | 76069534649.8806
commercial lighting | Lamp: Halogen Infrared Reflector (HIR) PAR38 | 2031 | FIXED_OM | REPLACEMENT | health | USD/gigalumen_year | us | us | 76069534649.8806
commercial lighting | Lamp: Halogen Infrared Reflector (HIR) PAR38 | 2031 | FIXED_OM | REPLACEMENT | lodging | USD/gigalumen_year | us | us | 76069534649.8806
commercial lighting | Lamp: Halogen Infrared Reflector (HIR) PAR38 | 2031 | FIXED_OM | REPLACEMENT | merc/service | USD/gigalumen_year | us | us | 76069534649.8806
commercial lighting | Lamp: Halogen Infrared Reflector (HIR) PAR38 | 2031 | FIXED_OM | REPLACEMENT | office-large | USD/gigalumen_year | us | us | 76069534649.8806
commercial lighting | Lamp: Halogen Infrared Reflector (HIR) PAR38 | 2031 | FIXED_OM | REPLACEMENT | office-small | USD/gigalumen_year | us | us | 76069534649.8806
commercial lighting | Lamp: Halogen Infrared Reflector (HIR) PAR38 | 2031 | FIXED_OM | REPLACEMENT | other | USD/gigalumen_year | us | us | 76069534649.8806
commercial lighting | Lamp: Halogen Infrared Reflector (HIR) PAR38 | 2031 | FIXED_OM | REPLACEMENT | warehouse | USD/gigalumen_year | us | us | 76069534649.8806
commercial lighting | Lamp: Halogen Infrared Reflector (HIR) PAR38 | 2032 | CAPITAL | NEW | assembly | USD/gigalumen_year | us | us | 772402688417.501
commercial lighting | Lamp: Halogen Infrared Reflector (HIR) PAR38 | 2032 | CAPITAL | NEW | education | USD/gigalumen_year | us | us | 772402688417.501
commercial lighting | Lamp: Halogen Infrared Reflector (HIR) PAR38 | 2032 | CAPITAL | NEW | food sales | USD/gigalumen_year | us | us | 772402688417.501
commercial lighting | Lamp: Halogen Infrared Reflector (HIR) PAR38 | 2032 | CAPITAL | NEW | food service | USD/gigalumen_year | us | us | 772402688417.501
commercial lighting | Lamp: Halogen Infrared Reflector (HIR) PAR38 | 2032 | CAPITAL | NEW | health | USD/gigalumen_year | us | us | 772402688417.501
commercial lighting | Lamp: Halogen Infrared Reflector (HIR) PAR38 | 2032 | CAPITAL | NEW | lodging | USD/gigalumen_year | us | us | 772402688417.501
commercial lighting | Lamp: Halogen Infrared Reflector (HIR) PAR38 | 2032 | CAPITAL | NEW | merc/service | USD/gigalumen_year | us | us | 772402688417.501
commercial lighting | Lamp: Halogen Infrared Reflector (HIR) PAR38 | 2032 | CAPITAL | NEW | office-large | USD/gigalumen_year | us | us | 772402688417.501
commercial lighting | Lamp: Halogen Infrared Reflector (HIR) PAR38 | 2032 | CAPITAL | NEW | office-small | USD/gigalumen_year | us | us | 772402688417.501
commercial lighting | Lamp: Halogen Infrared Reflector (HIR) PAR38 | 2032 | CAPITAL | NEW | other | USD/gigalumen_year | us | us | 772402688417.501
commercial lighting | Lamp: Halogen Infrared Reflector (HIR) PAR38 | 2032 | CAPITAL | NEW | warehouse | USD/gigalumen_year | us | us | 772402688417.501
commercial lighting | Lamp: Halogen Infrared Reflector (HIR) PAR38 | 2032 | CAPITAL | REPLACEMENT | assembly | USD/gigalumen_year | us | us | 772402688417.501
commercial lighting | Lamp: Halogen Infrared Reflector (HIR) PAR38 | 2032 | CAPITAL | REPLACEMENT | education | USD/gigalumen_year | us | us | 772402688417.501
commercial lighting | Lamp: Halogen Infrared Reflector (HIR) PAR38 | 2032 | CAPITAL | REPLACEMENT | food sales | USD/gigalumen_year | us | us | 772402688417.501
commercial lighting | Lamp: Halogen Infrared Reflector (HIR) PAR38 | 2032 | CAPITAL | REPLACEMENT | food service | USD/gigalumen_year | us | us | 772402688417.501
commercial lighting | Lamp: Halogen Infrared Reflector (HIR) PAR38 | 2032 | CAPITAL | REPLACEMENT | health | USD/gigalumen_year | us | us | 772402688417.501
commercial lighting | Lamp: Halogen Infrared Reflector (HIR) PAR38 | 2032 | CAPITAL | REPLACEMENT | lodging | USD/gigalumen_year | us | us | 772402688417.501
commercial lighting | Lamp: Halogen Infrared Reflector (HIR) PAR38 | 2032 | CAPITAL | REPLACEMENT | merc/service | USD/gigalumen_year | us | us | 772402688417.501
commercial lighting | Lamp: Halogen Infrared Reflector (HIR) PAR38 | 2032 | CAPITAL | REPLACEMENT | office-large | USD/gigalumen_year | us | us | 772402688417.501
commercial lighting | Lamp: Halogen Infrared Reflector (HIR) PAR38 | 2032 | CAPITAL | REPLACEMENT | office-small | USD/gigalumen_year | us | us | 772402688417.501
commercial lighting | Lamp: Halogen Infrared Reflector (HIR) PAR38 | 2032 | CAPITAL | REPLACEMENT | other | USD/gigalumen_year | us | us | 772402688417.501
commercial lighting | Lamp: Halogen Infrared Reflector (HIR) PAR38 | 2032 | CAPITAL | REPLACEMENT | warehouse | USD/gigalumen_year | us | us | 772402688417.501
commercial lighting | Lamp: Halogen Infrared Reflector (HIR) PAR38 | 2032 | FIXED_OM | NEW | assembly | USD/gigalumen_year | us | us | 75468194455.0199
commercial lighting | Lamp: Halogen Infrared Reflector (HIR) PAR38 | 2032 | FIXED_OM | NEW | education | USD/gigalumen_year | us | us | 75468194455.0199
commercial lighting | Lamp: Halogen Infrared Reflector (HIR) PAR38 | 2032 | FIXED_OM | NEW | food sales | USD/gigalumen_year | us | us | 75468194455.0199
commercial lighting | Lamp: Halogen Infrared Reflector (HIR) PAR38 | 2032 | FIXED_OM | NEW | food service | USD/gigalumen_year | us | us | 75468194455.0199
commercial lighting | Lamp: Halogen Infrared Reflector (HIR) PAR38 | 2032 | FIXED_OM | NEW | health | USD/gigalumen_year | us | us | 75468194455.0199
commercial lighting | Lamp: Halogen Infrared Reflector (HIR) PAR38 | 2032 | FIXED_OM | NEW | lodging | USD/gigalumen_year | us | us | 75468194455.0199
commercial lighting | Lamp: Halogen Infrared Reflector (HIR) PAR38 | 2032 | FIXED_OM | NEW | merc/service | USD/gigalumen_year | us | us | 75468194455.0199
commercial lighting | Lamp: Halogen Infrared Reflector (HIR) PAR38 | 2032 | FIXED_OM | NEW | office-large | USD/gigalumen_year | us | us | 75468194455.0199
commercial lighting | Lamp: Halogen Infrared Reflector (HIR) PAR38 | 2032 | FIXED_OM | NEW | office-small | USD/gigalumen_year | us | us | 75468194455.0199
commercial lighting | Lamp: Halogen Infrared Reflector (HIR) PAR38 | 2032 | FIXED_OM | NEW | other | USD/gigalumen_year | us | us | 75468194455.0199
commercial lighting | Lamp: Halogen Infrared Reflector (HIR) PAR38 | 2032 | FIXED_OM | NEW | warehouse | USD/gigalumen_year | us | us | 75468194455.0199
commercial lighting | Lamp: Halogen Infrared Reflector (HIR) PAR38 | 2032 | FIXED_OM | REPLACEMENT | assembly | USD/gigalumen_year | us | us | 75468194455.0199
commercial lighting | Lamp: Halogen Infrared Reflector (HIR) PAR38 | 2032 | FIXED_OM | REPLACEMENT | education | USD/gigalumen_year | us | us | 75468194455.0199
commercial lighting | Lamp: Halogen Infrared Reflector (HIR) PAR38 | 2032 | FIXED_OM | REPLACEMENT | food sales | USD/gigalumen_year | us | us | 75468194455.0199
commercial lighting | Lamp: Halogen Infrared Reflector (HIR) PAR38 | 2032 | FIXED_OM | REPLACEMENT | food service | USD/gigalumen_year | us | us | 75468194455.0199
commercial lighting | Lamp: Halogen Infrared Reflector (HIR) PAR38 | 2032 | FIXED_OM | REPLACEMENT | health | USD/gigalumen_year | us | us | 75468194455.0199
commercial lighting | Lamp: Halogen Infrared Reflector (HIR) PAR38 | 2032 | FIXED_OM | REPLACEMENT | lodging | USD/gigalumen_year | us | us | 75468194455.0199
commercial lighting | Lamp: Halogen Infrared Reflector (HIR) PAR38 | 2032 | FIXED_OM | REPLACEMENT | merc/service | USD/gigalumen_year | us | us | 75468194455.0199
commercial lighting | Lamp: Halogen Infrared Reflector (HIR) PAR38 | 2032 | FIXED_OM | REPLACEMENT | office-large | USD/gigalumen_year | us | us | 75468194455.0199
commercial lighting | Lamp: Halogen Infrared Reflector (HIR) PAR38 | 2032 | FIXED_OM | REPLACEMENT | office-small | USD/gigalumen_year | us | us | 75468194455.0199
commercial lighting | Lamp: Halogen Infrared Reflector (HIR) PAR38 | 2032 | FIXED_OM | REPLACEMENT | other | USD/gigalumen_year | us | us | 75468194455.0199
commercial lighting | Lamp: Halogen Infrared Reflector (HIR) PAR38 | 2032 | FIXED_OM | REPLACEMENT | warehouse | USD/gigalumen_year | us | us | 75468194455.0199
commercial lighting | Lamp: Halogen Infrared Reflector (HIR) PAR38 | 2033 | CAPITAL | NEW | assembly | USD/gigalumen_year | us | us | 771397322779.218
commercial lighting | Lamp: Halogen Infrared Reflector (HIR) PAR38 | 2033 | CAPITAL | NEW | education | USD/gigalumen_year | us | us | 771397322779.218
commercial lighting | Lamp: Halogen Infrared Reflector (HIR) PAR38 | 2033 | CAPITAL | NEW | food sales | USD/gigalumen_year | us | us | 771397322779.218
commercial lighting | Lamp: Halogen Infrared Reflector (HIR) PAR38 | 2033 | CAPITAL | NEW | food service | USD/gigalumen_year | us | us | 771397322779.218
commercial lighting | Lamp: Halogen Infrared Reflector (HIR) PAR38 | 2033 | CAPITAL | NEW | health | USD/gigalumen_year | us | us | 771397322779.218
commercial lighting | Lamp: Halogen Infrared Reflector (HIR) PAR38 | 2033 | CAPITAL | NEW | lodging | USD/gigalumen_year | us | us | 771397322779.218
commercial lighting | Lamp: Halogen Infrared Reflector (HIR) PAR38 | 2033 | CAPITAL | NEW | merc/service | USD/gigalumen_year | us | us | 771397322779.218
commercial lighting | Lamp: Halogen Infrared Reflector (HIR) PAR38 | 2033 | CAPITAL | NEW | office-large | USD/gigalumen_year | us | us | 771397322779.218
commercial lighting | Lamp: Halogen Infrared Reflector (HIR) PAR38 | 2033 | CAPITAL | NEW | office-small | USD/gigalumen_year | us | us | 771397322779.218
commercial lighting | Lamp: Halogen Infrared Reflector (HIR) PAR38 | 2033 | CAPITAL | NEW | other | USD/gigalumen_year | us | us | 771397322779.218
commercial lighting | Lamp: Halogen Infrared Reflector (HIR) PAR38 | 2033 | CAPITAL | NEW | warehouse | USD/gigalumen_year | us | us | 771397322779.218
commercial lighting | Lamp: Halogen Infrared Reflector (HIR) PAR38 | 2033 | CAPITAL | REPLACEMENT | assembly | USD/gigalumen_year | us | us | 771397322779.218
commercial lighting | Lamp: Halogen Infrared Reflector (HIR) PAR38 | 2033 | CAPITAL | REPLACEMENT | education | USD/gigalumen_year | us | us | 771397322779.218
commercial lighting | Lamp: Halogen Infrared Reflector (HIR) PAR38 | 2033 | CAPITAL | REPLACEMENT | food sales | USD/gigalumen_year | us | us | 771397322779.218
commercial lighting | Lamp: Halogen Infrared Reflector (HIR) PAR38 | 2033 | CAPITAL | REPLACEMENT | food service | USD/gigalumen_year | us | us | 771397322779.218
commercial lighting | Lamp: Halogen Infrared Reflector (HIR) PAR38 | 2033 | CAPITAL | REPLACEMENT | health | USD/gigalumen_year | us | us | 771397322779.218
commercial lighting | Lamp: Halogen Infrared Reflector (HIR) PAR38 | 2033 | CAPITAL | REPLACEMENT | lodging | USD/gigalumen_year | us | us | 771397322779.218
commercial lighting | Lamp: Halogen Infrared Reflector (HIR) PAR38 | 2033 | CAPITAL | REPLACEMENT | merc/service | USD/gigalumen_year | us | us | 771397322779.218
commercial lighting | Lamp: Halogen Infrared Reflector (HIR) PAR38 | 2033 | CAPITAL | REPLACEMENT | office-large | USD/gigalumen_year | us | us | 771397322779.218
commercial lighting | Lamp: Halogen Infrared Reflector (HIR) PAR38 | 2033 | CAPITAL | REPLACEMENT | office-small | USD/gigalumen_year | us | us | 771397322779.218
commercial lighting | Lamp: Halogen Infrared Reflector (HIR) PAR38 | 2033 | CAPITAL | REPLACEMENT | other | USD/gigalumen_year | us | us | 771397322779.218
commercial lighting | Lamp: Halogen Infrared Reflector (HIR) PAR38 | 2033 | CAPITAL | REPLACEMENT | warehouse | USD/gigalumen_year | us | us | 771397322779.218
commercial lighting | Lamp: Halogen Infrared Reflector (HIR) PAR38 | 2033 | FIXED_OM | NEW | assembly | USD/gigalumen_year | us | us | 74866854260.1592
commercial lighting | Lamp: Halogen Infrared Reflector (HIR) PAR38 | 2033 | FIXED_OM | NEW | education | USD/gigalumen_year | us | us | 74866854260.1592
commercial lighting | Lamp: Halogen Infrared Reflector (HIR) PAR38 | 2033 | FIXED_OM | NEW | food sales | USD/gigalumen_year | us | us | 74866854260.1592
commercial lighting | Lamp: Halogen Infrared Reflector (HIR) PAR38 | 2033 | FIXED_OM | NEW | food service | USD/gigalumen_year | us | us | 74866854260.1592
commercial lighting | Lamp: Halogen Infrared Reflector (HIR) PAR38 | 2033 | FIXED_OM | NEW | health | USD/gigalumen_year | us | us | 74866854260.1592
commercial lighting | Lamp: Halogen Infrared Reflector (HIR) PAR38 | 2033 | FIXED_OM | NEW | lodging | USD/gigalumen_year | us | us | 74866854260.1592
commercial lighting | Lamp: Halogen Infrared Reflector (HIR) PAR38 | 2033 | FIXED_OM | NEW | merc/service | USD/gigalumen_year | us | us | 74866854260.1592
commercial lighting | Lamp: Halogen Infrared Reflector (HIR) PAR38 | 2033 | FIXED_OM | NEW | office-large | USD/gigalumen_year | us | us | 74866854260.1592
commercial lighting | Lamp: Halogen Infrared Reflector (HIR) PAR38 | 2033 | FIXED_OM | NEW | office-small | USD/gigalumen_year | us | us | 74866854260.1592
commercial lighting | Lamp: Halogen Infrared Reflector (HIR) PAR38 | 2033 | FIXED_OM | NEW | other | USD/gigalumen_year | us | us | 74866854260.1592
commercial lighting | Lamp: Halogen Infrared Reflector (HIR) PAR38 | 2033 | FIXED_OM | NEW | warehouse | USD/gigalumen_year | us | us | 74866854260.1592
commercial lighting | Lamp: Halogen Infrared Reflector (HIR) PAR38 | 2033 | FIXED_OM | REPLACEMENT | assembly | USD/gigalumen_year | us | us | 74866854260.1592
commercial lighting | Lamp: Halogen Infrared Reflector (HIR) PAR38 | 2033 | FIXED_OM | REPLACEMENT | education | USD/gigalumen_year | us | us | 74866854260.1592
commercial lighting | Lamp: Halogen Infrared Reflector (HIR) PAR38 | 2033 | FIXED_OM | REPLACEMENT | food sales | USD/gigalumen_year | us | us | 74866854260.1592
commercial lighting | Lamp: Halogen Infrared Reflector (HIR) PAR38 | 2033 | FIXED_OM | REPLACEMENT | food service | USD/gigalumen_year | us | us | 74866854260.1592
commercial lighting | Lamp: Halogen Infrared Reflector (HIR) PAR38 | 2033 | FIXED_OM | REPLACEMENT | health | USD/gigalumen_year | us | us | 74866854260.1592
commercial lighting | Lamp: Halogen Infrared Reflector (HIR) PAR38 | 2033 | FIXED_OM | REPLACEMENT | lodging | USD/gigalumen_year | us | us | 74866854260.1592
commercial lighting | Lamp: Halogen Infrared Reflector (HIR) PAR38 | 2033 | FIXED_OM | REPLACEMENT | merc/service | USD/gigalumen_year | us | us | 74866854260.1592
commercial lighting | Lamp: Halogen Infrared Reflector (HIR) PAR38 | 2033 | FIXED_OM | REPLACEMENT | office-large | USD/gigalumen_year | us | us | 74866854260.1592
commercial lighting | Lamp: Halogen Infrared Reflector (HIR) PAR38 | 2033 | FIXED_OM | REPLACEMENT | office-small | USD/gigalumen_year | us | us | 74866854260.1592
commercial lighting | Lamp: Halogen Infrared Reflector (HIR) PAR38 | 2033 | FIXED_OM | REPLACEMENT | other | USD/gigalumen_year | us | us | 74866854260.1592
commercial lighting | Lamp: Halogen Infrared Reflector (HIR) PAR38 | 2033 | FIXED_OM | REPLACEMENT | warehouse | USD/gigalumen_year | us | us | 74866854260.1592
commercial lighting | Lamp: Halogen Infrared Reflector (HIR) PAR38 | 2034 | CAPITAL | NEW | assembly | USD/gigalumen_year | us | us | 770391957140.9351
commercial lighting | Lamp: Halogen Infrared Reflector (HIR) PAR38 | 2034 | CAPITAL | NEW | education | USD/gigalumen_year | us | us | 770391957140.9351
commercial lighting | Lamp: Halogen Infrared Reflector (HIR) PAR38 | 2034 | CAPITAL | NEW | food sales | USD/gigalumen_year | us | us | 770391957140.9351
commercial lighting | Lamp: Halogen Infrared Reflector (HIR) PAR38 | 2034 | CAPITAL | NEW | food service | USD/gigalumen_year | us | us | 770391957140.9351
commercial lighting | Lamp: Halogen Infrared Reflector (HIR) PAR38 | 2034 | CAPITAL | NEW | health | USD/gigalumen_year | us | us | 770391957140.9351
commercial lighting | Lamp: Halogen Infrared Reflector (HIR) PAR38 | 2034 | CAPITAL | NEW | lodging | USD/gigalumen_year | us | us | 770391957140.9351
commercial lighting | Lamp: Halogen Infrared Reflector (HIR) PAR38 | 2034 | CAPITAL | NEW | merc/service | USD/gigalumen_year | us | us | 770391957140.9351
commercial lighting | Lamp: Halogen Infrared Reflector (HIR) PAR38 | 2034 | CAPITAL | NEW | office-large | USD/gigalumen_year | us | us | 770391957140.9351
commercial lighting | Lamp: Halogen Infrared Reflector (HIR) PAR38 | 2034 | CAPITAL | NEW | office-small | USD/gigalumen_year | us | us | 770391957140.9351
commercial lighting | Lamp: Halogen Infrared Reflector (HIR) PAR38 | 2034 | CAPITAL | NEW | other | USD/gigalumen_year | us | us | 770391957140.9351
commercial lighting | Lamp: Halogen Infrared Reflector (HIR) PAR38 | 2034 | CAPITAL | NEW | warehouse | USD/gigalumen_year | us | us | 770391957140.9351
commercial lighting | Lamp: Halogen Infrared Reflector (HIR) PAR38 | 2034 | CAPITAL | REPLACEMENT | assembly | USD/gigalumen_year | us | us | 770391957140.9351
commercial lighting | Lamp: Halogen Infrared Reflector (HIR) PAR38 | 2034 | CAPITAL | REPLACEMENT | education | USD/gigalumen_year | us | us | 770391957140.9351
commercial lighting | Lamp: Halogen Infrared Reflector (HIR) PAR38 | 2034 | CAPITAL | REPLACEMENT | food sales | USD/gigalumen_year | us | us | 770391957140.9351
commercial lighting | Lamp: Halogen Infrared Reflector (HIR) PAR38 | 2034 | CAPITAL | REPLACEMENT | food service | USD/gigalumen_year | us | us | 770391957140.9351
commercial lighting | Lamp: Halogen Infrared Reflector (HIR) PAR38 | 2034 | CAPITAL | REPLACEMENT | health | USD/gigalumen_year | us | us | 770391957140.9351
commercial lighting | Lamp: Halogen Infrared Reflector (HIR) PAR38 | 2034 | CAPITAL | REPLACEMENT | lodging | USD/gigalumen_year | us | us | 770391957140.9351
commercial lighting | Lamp: Halogen Infrared Reflector (HIR) PAR38 | 2034 | CAPITAL | REPLACEMENT | merc/service | USD/gigalumen_year | us | us | 770391957140.9351
commercial lighting | Lamp: Halogen Infrared Reflector (HIR) PAR38 | 2034 | CAPITAL | REPLACEMENT | office-large | USD/gigalumen_year | us | us | 770391957140.9351
commercial lighting | Lamp: Halogen Infrared Reflector (HIR) PAR38 | 2034 | CAPITAL | REPLACEMENT | office-small | USD/gigalumen_year | us | us | 770391957140.9351
commercial lighting | Lamp: Halogen Infrared Reflector (HIR) PAR38 | 2034 | CAPITAL | REPLACEMENT | other | USD/gigalumen_year | us | us | 770391957140.9351
commercial lighting | Lamp: Halogen Infrared Reflector (HIR) PAR38 | 2034 | CAPITAL | REPLACEMENT | warehouse | USD/gigalumen_year | us | us | 770391957140.9351
commercial lighting | Lamp: Halogen Infrared Reflector (HIR) PAR38 | 2034 | FIXED_OM | NEW | assembly | USD/gigalumen_year | us | us | 74265514065.2985
commercial lighting | Lamp: Halogen Infrared Reflector (HIR) PAR38 | 2034 | FIXED_OM | NEW | education | USD/gigalumen_year | us | us | 74265514065.2985
commercial lighting | Lamp: Halogen Infrared Reflector (HIR) PAR38 | 2034 | FIXED_OM | NEW | food sales | USD/gigalumen_year | us | us | 74265514065.2985
commercial lighting | Lamp: Halogen Infrared Reflector (HIR) PAR38 | 2034 | FIXED_OM | NEW | food service | USD/gigalumen_year | us | us | 74265514065.2985
commercial lighting | Lamp: Halogen Infrared Reflector (HIR) PAR38 | 2034 | FIXED_OM | NEW | health | USD/gigalumen_year | us | us | 74265514065.2985
commercial lighting | Lamp: Halogen Infrared Reflector (HIR) PAR38 | 2034 | FIXED_OM | NEW | lodging | USD/gigalumen_year | us | us | 74265514065.2985
commercial lighting | Lamp: Halogen Infrared Reflector (HIR) PAR38 | 2034 | FIXED_OM | NEW | merc/service | USD/gigalumen_year | us | us | 74265514065.2985
commercial lighting | Lamp: Halogen Infrared Reflector (HIR) PAR38 | 2034 | FIXED_OM | NEW | office-large | USD/gigalumen_year | us | us | 74265514065.2985
commercial lighting | Lamp: Halogen Infrared Reflector (HIR) PAR38 | 2034 | FIXED_OM | NEW | office-small | USD/gigalumen_year | us | us | 74265514065.2985
commercial lighting | Lamp: Halogen Infrared Reflector (HIR) PAR38 | 2034 | FIXED_OM | NEW | other | USD/gigalumen_year | us | us | 74265514065.2985
commercial lighting | Lamp: Halogen Infrared Reflector (HIR) PAR38 | 2034 | FIXED_OM | NEW | warehouse | USD/gigalumen_year | us | us | 74265514065.2985
commercial lighting | Lamp: Halogen Infrared Reflector (HIR) PAR38 | 2034 | FIXED_OM | REPLACEMENT | assembly | USD/gigalumen_year | us | us | 74265514065.2985
commercial lighting | Lamp: Halogen Infrared Reflector (HIR) PAR38 | 2034 | FIXED_OM | REPLACEMENT | education | USD/gigalumen_year | us | us | 74265514065.2985
commercial lighting | Lamp: Halogen Infrared Reflector (HIR) PAR38 | 2034 | FIXED_OM | REPLACEMENT | food sales | USD/gigalumen_year | us | us | 74265514065.2985
commercial lighting | Lamp: Halogen Infrared Reflector (HIR) PAR38 | 2034 | FIXED_OM | REPLACEMENT | food service | USD/gigalumen_year | us | us | 74265514065.2985
commercial lighting | Lamp: Halogen Infrared Reflector (HIR) PAR38 | 2034 | FIXED_OM | REPLACEMENT | health | USD/gigalumen_year | us | us | 74265514065.2985
commercial lighting | Lamp: Halogen Infrared Reflector (HIR) PAR38 | 2034 | FIXED_OM | REPLACEMENT | lodging | USD/gigalumen_year | us | us | 74265514065.2985
commercial lighting | Lamp: Halogen Infrared Reflector (HIR) PAR38 | 2034 | FIXED_OM | REPLACEMENT | merc/service | USD/gigalumen_year | us | us | 74265514065.2985
commercial lighting | Lamp: Halogen Infrared Reflector (HIR) PAR38 | 2034 | FIXED_OM | REPLACEMENT | office-large | USD/gigalumen_year | us | us | 74265514065.2985
commercial lighting | Lamp: Halogen Infrared Reflector (HIR) PAR38 | 2034 | FIXED_OM | REPLACEMENT | office-small | USD/gigalumen_year | us | us | 74265514065.2985
commercial lighting | Lamp: Halogen Infrared Reflector (HIR) PAR38 | 2034 | FIXED_OM | REPLACEMENT | other | USD/gigalumen_year | us | us | 74265514065.2985
commercial lighting | Lamp: Halogen Infrared Reflector (HIR) PAR38 | 2034 | FIXED_OM | REPLACEMENT | warehouse | USD/gigalumen_year | us | us | 74265514065.2985
commercial lighting | Lamp: Halogen Infrared Reflector (HIR) PAR38 | 2035 | CAPITAL | NEW | assembly | USD/gigalumen_year | us | us | 769386591502.652
commercial lighting | Lamp: Halogen Infrared Reflector (HIR) PAR38 | 2035 | CAPITAL | NEW | education | USD/gigalumen_year | us | us | 769386591502.652
commercial lighting | Lamp: Halogen Infrared Reflector (HIR) PAR38 | 2035 | CAPITAL | NEW | food sales | USD/gigalumen_year | us | us | 769386591502.652
commercial lighting | Lamp: Halogen Infrared Reflector (HIR) PAR38 | 2035 | CAPITAL | NEW | food service | USD/gigalumen_year | us | us | 769386591502.652
commercial lighting | Lamp: Halogen Infrared Reflector (HIR) PAR38 | 2035 | CAPITAL | NEW | health | USD/gigalumen_year | us | us | 769386591502.652
commercial lighting | Lamp: Halogen Infrared Reflector (HIR) PAR38 | 2035 | CAPITAL | NEW | lodging | USD/gigalumen_year | us | us | 769386591502.652
commercial lighting | Lamp: Halogen Infrared Reflector (HIR) PAR38 | 2035 | CAPITAL | NEW | merc/service | USD/gigalumen_year | us | us | 769386591502.652
commercial lighting | Lamp: Halogen Infrared Reflector (HIR) PAR38 | 2035 | CAPITAL | NEW | office-large | USD/gigalumen_year | us | us | 769386591502.652
commercial lighting | Lamp: Halogen Infrared Reflector (HIR) PAR38 | 2035 | CAPITAL | NEW | office-small | USD/gigalumen_year | us | us | 769386591502.652
commercial lighting | Lamp: Halogen Infrared Reflector (HIR) PAR38 | 2035 | CAPITAL | NEW | other | USD/gigalumen_year | us | us | 769386591502.652
commercial lighting | Lamp: Halogen Infrared Reflector (HIR) PAR38 | 2035 | CAPITAL | NEW | warehouse | USD/gigalumen_year | us | us | 769386591502.652
commercial lighting | Lamp: Halogen Infrared Reflector (HIR) PAR38 | 2035 | CAPITAL | REPLACEMENT | assembly | USD/gigalumen_year | us | us | 769386591502.652
commercial lighting | Lamp: Halogen Infrared Reflector (HIR) PAR38 | 2035 | CAPITAL | REPLACEMENT | education | USD/gigalumen_year | us | us | 769386591502.652
commercial lighting | Lamp: Halogen Infrared Reflector (HIR) PAR38 | 2035 | CAPITAL | REPLACEMENT | food sales | USD/gigalumen_year | us | us | 769386591502.652
commercial lighting | Lamp: Halogen Infrared Reflector (HIR) PAR38 | 2035 | CAPITAL | REPLACEMENT | food service | USD/gigalumen_year | us | us | 769386591502.652
commercial lighting | Lamp: Halogen Infrared Reflector (HIR) PAR38 | 2035 | CAPITAL | REPLACEMENT | health | USD/gigalumen_year | us | us | 769386591502.652
commercial lighting | Lamp: Halogen Infrared Reflector (HIR) PAR38 | 2035 | CAPITAL | REPLACEMENT | lodging | USD/gigalumen_year | us | us | 769386591502.652
commercial lighting | Lamp: Halogen Infrared Reflector (HIR) PAR38 | 2035 | CAPITAL | REPLACEMENT | merc/service | USD/gigalumen_year | us | us | 769386591502.652
commercial lighting | Lamp: Halogen Infrared Reflector (HIR) PAR38 | 2035 | CAPITAL | REPLACEMENT | office-large | USD/gigalumen_year | us | us | 769386591502.652
commercial lighting | Lamp: Halogen Infrared Reflector (HIR) PAR38 | 2035 | CAPITAL | REPLACEMENT | office-small | USD/gigalumen_year | us | us | 769386591502.652
commercial lighting | Lamp: Halogen Infrared Reflector (HIR) PAR38 | 2035 | CAPITAL | REPLACEMENT | other | USD/gigalumen_year | us | us | 769386591502.652
commercial lighting | Lamp: Halogen Infrared Reflector (HIR) PAR38 | 2035 | CAPITAL | REPLACEMENT | warehouse | USD/gigalumen_year | us | us | 769386591502.652
commercial lighting | Lamp: Halogen Infrared Reflector (HIR) PAR38 | 2035 | FIXED_OM | NEW | assembly | USD/gigalumen_year | us | us | 73664173870.4377
commercial lighting | Lamp: Halogen Infrared Reflector (HIR) PAR38 | 2035 | FIXED_OM | NEW | education | USD/gigalumen_year | us | us | 73664173870.4377
commercial lighting | Lamp: Halogen Infrared Reflector (HIR) PAR38 | 2035 | FIXED_OM | NEW | food sales | USD/gigalumen_year | us | us | 73664173870.4377
commercial lighting | Lamp: Halogen Infrared Reflector (HIR) PAR38 | 2035 | FIXED_OM | NEW | food service | USD/gigalumen_year | us | us | 73664173870.4377
commercial lighting | Lamp: Halogen Infrared Reflector (HIR) PAR38 | 2035 | FIXED_OM | NEW | health | USD/gigalumen_year | us | us | 73664173870.4377
commercial lighting | Lamp: Halogen Infrared Reflector (HIR) PAR38 | 2035 | FIXED_OM | NEW | lodging | USD/gigalumen_year | us | us | 73664173870.4377
commercial lighting | Lamp: Halogen Infrared Reflector (HIR) PAR38 | 2035 | FIXED_OM | NEW | merc/service | USD/gigalumen_year | us | us | 73664173870.4377
commercial lighting | Lamp: Halogen Infrared Reflector (HIR) PAR38 | 2035 | FIXED_OM | NEW | office-large | USD/gigalumen_year | us | us | 73664173870.4377
commercial lighting | Lamp: Halogen Infrared Reflector (HIR) PAR38 | 2035 | FIXED_OM | NEW | office-small | USD/gigalumen_year | us | us | 73664173870.4377
commercial lighting | Lamp: Halogen Infrared Reflector (HIR) PAR38 | 2035 | FIXED_OM | NEW | other | USD/gigalumen_year | us | us | 73664173870.4377
commercial lighting | Lamp: Halogen Infrared Reflector (HIR) PAR38 | 2035 | FIXED_OM | NEW | warehouse | USD/gigalumen_year | us | us | 73664173870.4377
commercial lighting | Lamp: Halogen Infrared Reflector (HIR) PAR38 | 2035 | FIXED_OM | REPLACEMENT | assembly | USD/gigalumen_year | us | us | 73664173870.4377
commercial lighting | Lamp: Halogen Infrared Reflector (HIR) PAR38 | 2035 | FIXED_OM | REPLACEMENT | education | USD/gigalumen_year | us | us | 73664173870.4377
commercial lighting | Lamp: Halogen Infrared Reflector (HIR) PAR38 | 2035 | FIXED_OM | REPLACEMENT | food sales | USD/gigalumen_year | us | us | 73664173870.4377
commercial lighting | Lamp: Halogen Infrared Reflector (HIR) PAR38 | 2035 | FIXED_OM | REPLACEMENT | food service | USD/gigalumen_year | us | us | 73664173870.4377
commercial lighting | Lamp: Halogen Infrared Reflector (HIR) PAR38 | 2035 | FIXED_OM | REPLACEMENT | health | USD/gigalumen_year | us | us | 73664173870.4377
commercial lighting | Lamp: Halogen Infrared Reflector (HIR) PAR38 | 2035 | FIXED_OM | REPLACEMENT | lodging | USD/gigalumen_year | us | us | 73664173870.4377
commercial lighting | Lamp: Halogen Infrared Reflector (HIR) PAR38 | 2035 | FIXED_OM | REPLACEMENT | merc/service | USD/gigalumen_year | us | us | 73664173870.4377
commercial lighting | Lamp: Halogen Infrared Reflector (HIR) PAR38 | 2035 | FIXED_OM | REPLACEMENT | office-large | USD/gigalumen_year | us | us | 73664173870.4377
commercial lighting | Lamp: Halogen Infrared Reflector (HIR) PAR38 | 2035 | FIXED_OM | REPLACEMENT | office-small | USD/gigalumen_year | us | us | 73664173870.4377
commercial lighting | Lamp: Halogen Infrared Reflector (HIR) PAR38 | 2035 | FIXED_OM | REPLACEMENT | other | USD/gigalumen_year | us | us | 73664173870.4377
commercial lighting | Lamp: Halogen Infrared Reflector (HIR) PAR38 | 2035 | FIXED_OM | REPLACEMENT | warehouse | USD/gigalumen_year | us | us | 73664173870.4377
commercial lighting | Lamp: Halogen Infrared Reflector (HIR) PAR38 | 2036 | CAPITAL | NEW | assembly | USD/gigalumen_year | us | us | 768381225864.37
commercial lighting | Lamp: Halogen Infrared Reflector (HIR) PAR38 | 2036 | CAPITAL | NEW | education | USD/gigalumen_year | us | us | 768381225864.37
commercial lighting | Lamp: Halogen Infrared Reflector (HIR) PAR38 | 2036 | CAPITAL | NEW | food sales | USD/gigalumen_year | us | us | 768381225864.37
commercial lighting | Lamp: Halogen Infrared Reflector (HIR) PAR38 | 2036 | CAPITAL | NEW | food service | USD/gigalumen_year | us | us | 768381225864.37
commercial lighting | Lamp: Halogen Infrared Reflector (HIR) PAR38 | 2036 | CAPITAL | NEW | health | USD/gigalumen_year | us | us | 768381225864.37
commercial lighting | Lamp: Halogen Infrared Reflector (HIR) PAR38 | 2036 | CAPITAL | NEW | lodging | USD/gigalumen_year | us | us | 768381225864.37
commercial lighting | Lamp: Halogen Infrared Reflector (HIR) PAR38 | 2036 | CAPITAL | NEW | merc/service | USD/gigalumen_year | us | us | 768381225864.37
commercial lighting | Lamp: Halogen Infrared Reflector (HIR) PAR38 | 2036 | CAPITAL | NEW | office-large | USD/gigalumen_year | us | us | 768381225864.37
commercial lighting | Lamp: Halogen Infrared Reflector (HIR) PAR38 | 2036 | CAPITAL | NEW | office-small | USD/gigalumen_year | us | us | 768381225864.37
commercial lighting | Lamp: Halogen Infrared Reflector (HIR) PAR38 | 2036 | CAPITAL | NEW | other | USD/gigalumen_year | us | us | 768381225864.37
commercial lighting | Lamp: Halogen Infrared Reflector (HIR) PAR38 | 2036 | CAPITAL | NEW | warehouse | USD/gigalumen_year | us | us | 768381225864.37
commercial lighting | Lamp: Halogen Infrared Reflector (HIR) PAR38 | 2036 | CAPITAL | REPLACEMENT | assembly | USD/gigalumen_year | us | us | 768381225864.37
commercial lighting | Lamp: Halogen Infrared Reflector (HIR) PAR38 | 2036 | CAPITAL | REPLACEMENT | education | USD/gigalumen_year | us | us | 768381225864.37
commercial lighting | Lamp: Halogen Infrared Reflector (HIR) PAR38 | 2036 | CAPITAL | REPLACEMENT | food sales | USD/gigalumen_year | us | us | 768381225864.37
commercial lighting | Lamp: Halogen Infrared Reflector (HIR) PAR38 | 2036 | CAPITAL | REPLACEMENT | food service | USD/gigalumen_year | us | us | 768381225864.37
commercial lighting | Lamp: Halogen Infrared Reflector (HIR) PAR38 | 2036 | CAPITAL | REPLACEMENT | health | USD/gigalumen_year | us | us | 768381225864.37
commercial lighting | Lamp: Halogen Infrared Reflector (HIR) PAR38 | 2036 | CAPITAL | REPLACEMENT | lodging | USD/gigalumen_year | us | us | 768381225864.37
commercial lighting | Lamp: Halogen Infrared Reflector (HIR) PAR38 | 2036 | CAPITAL | REPLACEMENT | merc/service | USD/gigalumen_year | us | us | 768381225864.37
commercial lighting | Lamp: Halogen Infrared Reflector (HIR) PAR38 | 2036 | CAPITAL | REPLACEMENT | office-large | USD/gigalumen_year | us | us | 768381225864.37
commercial lighting | Lamp: Halogen Infrared Reflector (HIR) PAR38 | 2036 | CAPITAL | REPLACEMENT | office-small | USD/gigalumen_year | us | us | 768381225864.37
commercial lighting | Lamp: Halogen Infrared Reflector (HIR) PAR38 | 2036 | CAPITAL | REPLACEMENT | other | USD/gigalumen_year | us | us | 768381225864.37
commercial lighting | Lamp: Halogen Infrared Reflector (HIR) PAR38 | 2036 | CAPITAL | REPLACEMENT | warehouse | USD/gigalumen_year | us | us | 768381225864.37
commercial lighting | Lamp: Halogen Infrared Reflector (HIR) PAR38 | 2036 | FIXED_OM | NEW | assembly | USD/gigalumen_year | us | us | 73062833675.577
commercial lighting | Lamp: Halogen Infrared Reflector (HIR) PAR38 | 2036 | FIXED_OM | NEW | education | USD/gigalumen_year | us | us | 73062833675.577
commercial lighting | Lamp: Halogen Infrared Reflector (HIR) PAR38 | 2036 | FIXED_OM | NEW | food sales | USD/gigalumen_year | us | us | 73062833675.577
commercial lighting | Lamp: Halogen Infrared Reflector (HIR) PAR38 | 2036 | FIXED_OM | NEW | food service | USD/gigalumen_year | us | us | 73062833675.577
commercial lighting | Lamp: Halogen Infrared Reflector (HIR) PAR38 | 2036 | FIXED_OM | NEW | health | USD/gigalumen_year | us | us | 73062833675.577
commercial lighting | Lamp: Halogen Infrared Reflector (HIR) PAR38 | 2036 | FIXED_OM | NEW | lodging | USD/gigalumen_year | us | us | 73062833675.577
commercial lighting | Lamp: Halogen Infrared Reflector (HIR) PAR38 | 2036 | FIXED_OM | NEW | merc/service | USD/gigalumen_year | us | us | 73062833675.577
commercial lighting | Lamp: Halogen Infrared Reflector (HIR) PAR38 | 2036 | FIXED_OM | NEW | office-large | USD/gigalumen_year | us | us | 73062833675.577
commercial lighting | Lamp: Halogen Infrared Reflector (HIR) PAR38 | 2036 | FIXED_OM | NEW | office-small | USD/gigalumen_year | us | us | 73062833675.577
commercial lighting | Lamp: Halogen Infrared Reflector (HIR) PAR38 | 2036 | FIXED_OM | NEW | other | USD/gigalumen_year | us | us | 73062833675.577
commercial lighting | Lamp: Halogen Infrared Reflector (HIR) PAR38 | 2036 | FIXED_OM | NEW | warehouse | USD/gigalumen_year | us | us | 73062833675.577
commercial lighting | Lamp: Halogen Infrared Reflector (HIR) PAR38 | 2036 | FIXED_OM | REPLACEMENT | assembly | USD/gigalumen_year | us | us | 73062833675.577
commercial lighting | Lamp: Halogen Infrared Reflector (HIR) PAR38 | 2036 | FIXED_OM | REPLACEMENT | education | USD/gigalumen_year | us | us | 73062833675.577
commercial lighting | Lamp: Halogen Infrared Reflector (HIR) PAR38 | 2036 | FIXED_OM | REPLACEMENT | food sales | USD/gigalumen_year | us | us | 73062833675.577
commercial lighting | Lamp: Halogen Infrared Reflector (HIR) PAR38 | 2036 | FIXED_OM | REPLACEMENT | food service | USD/gigalumen_year | us | us | 73062833675.577
commercial lighting | Lamp: Halogen Infrared Reflector (HIR) PAR38 | 2036 | FIXED_OM | REPLACEMENT | health | USD/gigalumen_year | us | us | 73062833675.577
commercial lighting | Lamp: Halogen Infrared Reflector (HIR) PAR38 | 2036 | FIXED_OM | REPLACEMENT | lodging | USD/gigalumen_year | us | us | 73062833675.577
commercial lighting | Lamp: Halogen Infrared Reflector (HIR) PAR38 | 2036 | FIXED_OM | REPLACEMENT | merc/service | USD/gigalumen_year | us | us | 73062833675.577
commercial lighting | Lamp: Halogen Infrared Reflector (HIR) PAR38 | 2036 | FIXED_OM | REPLACEMENT | office-large | USD/gigalumen_year | us | us | 73062833675.577
commercial lighting | Lamp: Halogen Infrared Reflector (HIR) PAR38 | 2036 | FIXED_OM | REPLACEMENT | office-small | USD/gigalumen_year | us | us | 73062833675.577
commercial lighting | Lamp: Halogen Infrared Reflector (HIR) PAR38 | 2036 | FIXED_OM | REPLACEMENT | other | USD/gigalumen_year | us | us | 73062833675.577
commercial lighting | Lamp: Halogen Infrared Reflector (HIR) PAR38 | 2036 | FIXED_OM | REPLACEMENT | warehouse | USD/gigalumen_year | us | us | 73062833675.577
commercial lighting | Lamp: Halogen Infrared Reflector (HIR) PAR38 | 2037 | CAPITAL | NEW | assembly | USD/gigalumen_year | us | us | 767375860226.087
commercial lighting | Lamp: Halogen Infrared Reflector (HIR) PAR38 | 2037 | CAPITAL | NEW | education | USD/gigalumen_year | us | us | 767375860226.087
commercial lighting | Lamp: Halogen Infrared Reflector (HIR) PAR38 | 2037 | CAPITAL | NEW | food sales | USD/gigalumen_year | us | us | 767375860226.087
commercial lighting | Lamp: Halogen Infrared Reflector (HIR) PAR38 | 2037 | CAPITAL | NEW | food service | USD/gigalumen_year | us | us | 767375860226.087
commercial lighting | Lamp: Halogen Infrared Reflector (HIR) PAR38 | 2037 | CAPITAL | NEW | health | USD/gigalumen_year | us | us | 767375860226.087
commercial lighting | Lamp: Halogen Infrared Reflector (HIR) PAR38 | 2037 | CAPITAL | NEW | lodging | USD/gigalumen_year | us | us | 767375860226.087
commercial lighting | Lamp: Halogen Infrared Reflector (HIR) PAR38 | 2037 | CAPITAL | NEW | merc/service | USD/gigalumen_year | us | us | 767375860226.087
commercial lighting | Lamp: Halogen Infrared Reflector (HIR) PAR38 | 2037 | CAPITAL | NEW | office-large | USD/gigalumen_year | us | us | 767375860226.087
commercial lighting | Lamp: Halogen Infrared Reflector (HIR) PAR38 | 2037 | CAPITAL | NEW | office-small | USD/gigalumen_year | us | us | 767375860226.087
commercial lighting | Lamp: Halogen Infrared Reflector (HIR) PAR38 | 2037 | CAPITAL | NEW | other | USD/gigalumen_year | us | us | 767375860226.087
commercial lighting | Lamp: Halogen Infrared Reflector (HIR) PAR38 | 2037 | CAPITAL | NEW | warehouse | USD/gigalumen_year | us | us | 767375860226.087
commercial lighting | Lamp: Halogen Infrared Reflector (HIR) PAR38 | 2037 | CAPITAL | REPLACEMENT | assembly | USD/gigalumen_year | us | us | 767375860226.087
commercial lighting | Lamp: Halogen Infrared Reflector (HIR) PAR38 | 2037 | CAPITAL | REPLACEMENT | education | USD/gigalumen_year | us | us | 767375860226.087
commercial lighting | Lamp: Halogen Infrared Reflector (HIR) PAR38 | 2037 | CAPITAL | REPLACEMENT | food sales | USD/gigalumen_year | us | us | 767375860226.087
commercial lighting | Lamp: Halogen Infrared Reflector (HIR) PAR38 | 2037 | CAPITAL | REPLACEMENT | food service | USD/gigalumen_year | us | us | 767375860226.087
commercial lighting | Lamp: Halogen Infrared Reflector (HIR) PAR38 | 2037 | CAPITAL | REPLACEMENT | health | USD/gigalumen_year | us | us | 767375860226.087
commercial lighting | Lamp: Halogen Infrared Reflector (HIR) PAR38 | 2037 | CAPITAL | REPLACEMENT | lodging | USD/gigalumen_year | us | us | 767375860226.087
commercial lighting | Lamp: Halogen Infrared Reflector (HIR) PAR38 | 2037 | CAPITAL | REPLACEMENT | merc/service | USD/gigalumen_year | us | us | 767375860226.087
commercial lighting | Lamp: Halogen Infrared Reflector (HIR) PAR38 | 2037 | CAPITAL | REPLACEMENT | office-large | USD/gigalumen_year | us | us | 767375860226.087
commercial lighting | Lamp: Halogen Infrared Reflector (HIR) PAR38 | 2037 | CAPITAL | REPLACEMENT | office-small | USD/gigalumen_year | us | us | 767375860226.087
commercial lighting | Lamp: Halogen Infrared Reflector (HIR) PAR38 | 2037 | CAPITAL | REPLACEMENT | other | USD/gigalumen_year | us | us | 767375860226.087
commercial lighting | Lamp: Halogen Infrared Reflector (HIR) PAR38 | 2037 | CAPITAL | REPLACEMENT | warehouse | USD/gigalumen_year | us | us | 767375860226.087
commercial lighting | Lamp: Halogen Infrared Reflector (HIR) PAR38 | 2037 | FIXED_OM | NEW | assembly | USD/gigalumen_year | us | us | 72461493480.7163
commercial lighting | Lamp: Halogen Infrared Reflector (HIR) PAR38 | 2037 | FIXED_OM | NEW | education | USD/gigalumen_year | us | us | 72461493480.7163
commercial lighting | Lamp: Halogen Infrared Reflector (HIR) PAR38 | 2037 | FIXED_OM | NEW | food sales | USD/gigalumen_year | us | us | 72461493480.7163
commercial lighting | Lamp: Halogen Infrared Reflector (HIR) PAR38 | 2037 | FIXED_OM | NEW | food service | USD/gigalumen_year | us | us | 72461493480.7163
commercial lighting | Lamp: Halogen Infrared Reflector (HIR) PAR38 | 2037 | FIXED_OM | NEW | health | USD/gigalumen_year | us | us | 72461493480.7163
commercial lighting | Lamp: Halogen Infrared Reflector (HIR) PAR38 | 2037 | FIXED_OM | NEW | lodging | USD/gigalumen_year | us | us | 72461493480.7163
commercial lighting | Lamp: Halogen Infrared Reflector (HIR) PAR38 | 2037 | FIXED_OM | NEW | merc/service | USD/gigalumen_year | us | us | 72461493480.7163
commercial lighting | Lamp: Halogen Infrared Reflector (HIR) PAR38 | 2037 | FIXED_OM | NEW | office-large | USD/gigalumen_year | us | us | 72461493480.7163
commercial lighting | Lamp: Halogen Infrared Reflector (HIR) PAR38 | 2037 | FIXED_OM | NEW | office-small | USD/gigalumen_year | us | us | 72461493480.7163
commercial lighting | Lamp: Halogen Infrared Reflector (HIR) PAR38 | 2037 | FIXED_OM | NEW | other | USD/gigalumen_year | us | us | 72461493480.7163
commercial lighting | Lamp: Halogen Infrared Reflector (HIR) PAR38 | 2037 | FIXED_OM | NEW | warehouse | USD/gigalumen_year | us | us | 72461493480.7163
commercial lighting | Lamp: Halogen Infrared Reflector (HIR) PAR38 | 2037 | FIXED_OM | REPLACEMENT | assembly | USD/gigalumen_year | us | us | 72461493480.7163
commercial lighting | Lamp: Halogen Infrared Reflector (HIR) PAR38 | 2037 | FIXED_OM | REPLACEMENT | education | USD/gigalumen_year | us | us | 72461493480.7163
commercial lighting | Lamp: Halogen Infrared Reflector (HIR) PAR38 | 2037 | FIXED_OM | REPLACEMENT | food sales | USD/gigalumen_year | us | us | 72461493480.7163
commercial lighting | Lamp: Halogen Infrared Reflector (HIR) PAR38 | 2037 | FIXED_OM | REPLACEMENT | food service | USD/gigalumen_year | us | us | 72461493480.7163
commercial lighting | Lamp: Halogen Infrared Reflector (HIR) PAR38 | 2037 | FIXED_OM | REPLACEMENT | health | USD/gigalumen_year | us | us | 72461493480.7163
commercial lighting | Lamp: Halogen Infrared Reflector (HIR) PAR38 | 2037 | FIXED_OM | REPLACEMENT | lodging | USD/gigalumen_year | us | us | 72461493480.7163
commercial lighting | Lamp: Halogen Infrared Reflector (HIR) PAR38 | 2037 | FIXED_OM | REPLACEMENT | merc/service | USD/gigalumen_year | us | us | 72461493480.7163
commercial lighting | Lamp: Halogen Infrared Reflector (HIR) PAR38 | 2037 | FIXED_OM | REPLACEMENT | office-large | USD/gigalumen_year | us | us | 72461493480.7163
commercial lighting | Lamp: Halogen Infrared Reflector (HIR) PAR38 | 2037 | FIXED_OM | REPLACEMENT | office-small | USD/gigalumen_year | us | us | 72461493480.7163
commercial lighting | Lamp: Halogen Infrared Reflector (HIR) PAR38 | 2037 | FIXED_OM | REPLACEMENT | other | USD/gigalumen_year | us | us | 72461493480.7163
commercial lighting | Lamp: Halogen Infrared Reflector (HIR) PAR38 | 2037 | FIXED_OM | REPLACEMENT | warehouse | USD/gigalumen_year | us | us | 72461493480.7163
commercial lighting | Lamp: Halogen Infrared Reflector (HIR) PAR38 | 2038 | CAPITAL | NEW | assembly | USD/gigalumen_year | us | us | 766370494587.804
commercial lighting | Lamp: Halogen Infrared Reflector (HIR) PAR38 | 2038 | CAPITAL | NEW | education | USD/gigalumen_year | us | us | 766370494587.804
commercial lighting | Lamp: Halogen Infrared Reflector (HIR) PAR38 | 2038 | CAPITAL | NEW | food sales | USD/gigalumen_year | us | us | 766370494587.804
commercial lighting | Lamp: Halogen Infrared Reflector (HIR) PAR38 | 2038 | CAPITAL | NEW | food service | USD/gigalumen_year | us | us | 766370494587.804
commercial lighting | Lamp: Halogen Infrared Reflector (HIR) PAR38 | 2038 | CAPITAL | NEW | health | USD/gigalumen_year | us | us | 766370494587.804
commercial lighting | Lamp: Halogen Infrared Reflector (HIR) PAR38 | 2038 | CAPITAL | NEW | lodging | USD/gigalumen_year | us | us | 766370494587.804
commercial lighting | Lamp: Halogen Infrared Reflector (HIR) PAR38 | 2038 | CAPITAL | NEW | merc/service | USD/gigalumen_year | us | us | 766370494587.804
commercial lighting | Lamp: Halogen Infrared Reflector (HIR) PAR38 | 2038 | CAPITAL | NEW | office-large | USD/gigalumen_year | us | us | 766370494587.804
commercial lighting | Lamp: Halogen Infrared Reflector (HIR) PAR38 | 2038 | CAPITAL | NEW | office-small | USD/gigalumen_year | us | us | 766370494587.804
commercial lighting | Lamp: Halogen Infrared Reflector (HIR) PAR38 | 2038 | CAPITAL | NEW | other | USD/gigalumen_year | us | us | 766370494587.804
commercial lighting | Lamp: Halogen Infrared Reflector (HIR) PAR38 | 2038 | CAPITAL | NEW | warehouse | USD/gigalumen_year | us | us | 766370494587.804
commercial lighting | Lamp: Halogen Infrared Reflector (HIR) PAR38 | 2038 | CAPITAL | REPLACEMENT | assembly | USD/gigalumen_year | us | us | 766370494587.804
commercial lighting | Lamp: Halogen Infrared Reflector (HIR) PAR38 | 2038 | CAPITAL | REPLACEMENT | education | USD/gigalumen_year | us | us | 766370494587.804
commercial lighting | Lamp: Halogen Infrared Reflector (HIR) PAR38 | 2038 | CAPITAL | REPLACEMENT | food sales | USD/gigalumen_year | us | us | 766370494587.804
commercial lighting | Lamp: Halogen Infrared Reflector (HIR) PAR38 | 2038 | CAPITAL | REPLACEMENT | food service | USD/gigalumen_year | us | us | 766370494587.804
commercial lighting | Lamp: Halogen Infrared Reflector (HIR) PAR38 | 2038 | CAPITAL | REPLACEMENT | health | USD/gigalumen_year | us | us | 766370494587.804
commercial lighting | Lamp: Halogen Infrared Reflector (HIR) PAR38 | 2038 | CAPITAL | REPLACEMENT | lodging | USD/gigalumen_year | us | us | 766370494587.804
commercial lighting | Lamp: Halogen Infrared Reflector (HIR) PAR38 | 2038 | CAPITAL | REPLACEMENT | merc/service | USD/gigalumen_year | us | us | 766370494587.804
commercial lighting | Lamp: Halogen Infrared Reflector (HIR) PAR38 | 2038 | CAPITAL | REPLACEMENT | office-large | USD/gigalumen_year | us | us | 766370494587.804
commercial lighting | Lamp: Halogen Infrared Reflector (HIR) PAR38 | 2038 | CAPITAL | REPLACEMENT | office-small | USD/gigalumen_year | us | us | 766370494587.804
commercial lighting | Lamp: Halogen Infrared Reflector (HIR) PAR38 | 2038 | CAPITAL | REPLACEMENT | other | USD/gigalumen_year | us | us | 766370494587.804
commercial lighting | Lamp: Halogen Infrared Reflector (HIR) PAR38 | 2038 | CAPITAL | REPLACEMENT | warehouse | USD/gigalumen_year | us | us | 766370494587.804
commercial lighting | Lamp: Halogen Infrared Reflector (HIR) PAR38 | 2038 | FIXED_OM | NEW | assembly | USD/gigalumen_year | us | us | 71860153285.8556
commercial lighting | Lamp: Halogen Infrared Reflector (HIR) PAR38 | 2038 | FIXED_OM | NEW | education | USD/gigalumen_year | us | us | 71860153285.8556
commercial lighting | Lamp: Halogen Infrared Reflector (HIR) PAR38 | 2038 | FIXED_OM | NEW | food sales | USD/gigalumen_year | us | us | 71860153285.8556
commercial lighting | Lamp: Halogen Infrared Reflector (HIR) PAR38 | 2038 | FIXED_OM | NEW | food service | USD/gigalumen_year | us | us | 71860153285.8556
commercial lighting | Lamp: Halogen Infrared Reflector (HIR) PAR38 | 2038 | FIXED_OM | NEW | health | USD/gigalumen_year | us | us | 71860153285.8556
commercial lighting | Lamp: Halogen Infrared Reflector (HIR) PAR38 | 2038 | FIXED_OM | NEW | lodging | USD/gigalumen_year | us | us | 71860153285.8556
commercial lighting | Lamp: Halogen Infrared Reflector (HIR) PAR38 | 2038 | FIXED_OM | NEW | merc/service | USD/gigalumen_year | us | us | 71860153285.8556
commercial lighting | Lamp: Halogen Infrared Reflector (HIR) PAR38 | 2038 | FIXED_OM | NEW | office-large | USD/gigalumen_year | us | us | 71860153285.8556
commercial lighting | Lamp: Halogen Infrared Reflector (HIR) PAR38 | 2038 | FIXED_OM | NEW | office-small | USD/gigalumen_year | us | us | 71860153285.8556
commercial lighting | Lamp: Halogen Infrared Reflector (HIR) PAR38 | 2038 | FIXED_OM | NEW | other | USD/gigalumen_year | us | us | 71860153285.8556
commercial lighting | Lamp: Halogen Infrared Reflector (HIR) PAR38 | 2038 | FIXED_OM | NEW | warehouse | USD/gigalumen_year | us | us | 71860153285.8556
commercial lighting | Lamp: Halogen Infrared Reflector (HIR) PAR38 | 2038 | FIXED_OM | REPLACEMENT | assembly | USD/gigalumen_year | us | us | 71860153285.8556
commercial lighting | Lamp: Halogen Infrared Reflector (HIR) PAR38 | 2038 | FIXED_OM | REPLACEMENT | education | USD/gigalumen_year | us | us | 71860153285.8556
commercial lighting | Lamp: Halogen Infrared Reflector (HIR) PAR38 | 2038 | FIXED_OM | REPLACEMENT | food sales | USD/gigalumen_year | us | us | 71860153285.8556
commercial lighting | Lamp: Halogen Infrared Reflector (HIR) PAR38 | 2038 | FIXED_OM | REPLACEMENT | food service | USD/gigalumen_year | us | us | 71860153285.8556
commercial lighting | Lamp: Halogen Infrared Reflector (HIR) PAR38 | 2038 | FIXED_OM | REPLACEMENT | health | USD/gigalumen_year | us | us | 71860153285.8556
commercial lighting | Lamp: Halogen Infrared Reflector (HIR) PAR38 | 2038 | FIXED_OM | REPLACEMENT | lodging | USD/gigalumen_year | us | us | 71860153285.8556
commercial lighting | Lamp: Halogen Infrared Reflector (HIR) PAR38 | 2038 | FIXED_OM | REPLACEMENT | merc/service | USD/gigalumen_year | us | us | 71860153285.8556
commercial lighting | Lamp: Halogen Infrared Reflector (HIR) PAR38 | 2038 | FIXED_OM | REPLACEMENT | office-large | USD/gigalumen_year | us | us | 71860153285.8556
commercial lighting | Lamp: Halogen Infrared Reflector (HIR) PAR38 | 2038 | FIXED_OM | REPLACEMENT | office-small | USD/gigalumen_year | us | us | 71860153285.8556
commercial lighting | Lamp: Halogen Infrared Reflector (HIR) PAR38 | 2038 | FIXED_OM | REPLACEMENT | other | USD/gigalumen_year | us | us | 71860153285.8556
commercial lighting | Lamp: Halogen Infrared Reflector (HIR) PAR38 | 2038 | FIXED_OM | REPLACEMENT | warehouse | USD/gigalumen_year | us | us | 71860153285.8556
commercial lighting | Lamp: Halogen Infrared Reflector (HIR) PAR38 | 2039 | CAPITAL | NEW | assembly | USD/gigalumen_year | us | us | 765365128949.521
commercial lighting | Lamp: Halogen Infrared Reflector (HIR) PAR38 | 2039 | CAPITAL | NEW | education | USD/gigalumen_year | us | us | 765365128949.521
commercial lighting | Lamp: Halogen Infrared Reflector (HIR) PAR38 | 2039 | CAPITAL | NEW | food sales | USD/gigalumen_year | us | us | 765365128949.521
commercial lighting | Lamp: Halogen Infrared Reflector (HIR) PAR38 | 2039 | CAPITAL | NEW | food service | USD/gigalumen_year | us | us | 765365128949.521
commercial lighting | Lamp: Halogen Infrared Reflector (HIR) PAR38 | 2039 | CAPITAL | NEW | health | USD/gigalumen_year | us | us | 765365128949.521
commercial lighting | Lamp: Halogen Infrared Reflector (HIR) PAR38 | 2039 | CAPITAL | NEW | lodging | USD/gigalumen_year | us | us | 765365128949.521
commercial lighting | Lamp: Halogen Infrared Reflector (HIR) PAR38 | 2039 | CAPITAL | NEW | merc/service | USD/gigalumen_year | us | us | 765365128949.521
commercial lighting | Lamp: Halogen Infrared Reflector (HIR) PAR38 | 2039 | CAPITAL | NEW | office-large | USD/gigalumen_year | us | us | 765365128949.521
commercial lighting | Lamp: Halogen Infrared Reflector (HIR) PAR38 | 2039 | CAPITAL | NEW | office-small | USD/gigalumen_year | us | us | 765365128949.521
commercial lighting | Lamp: Halogen Infrared Reflector (HIR) PAR38 | 2039 | CAPITAL | NEW | other | USD/gigalumen_year | us | us | 765365128949.521
commercial lighting | Lamp: Halogen Infrared Reflector (HIR) PAR38 | 2039 | CAPITAL | NEW | warehouse | USD/gigalumen_year | us | us | 765365128949.521
commercial lighting | Lamp: Halogen Infrared Reflector (HIR) PAR38 | 2039 | CAPITAL | REPLACEMENT | assembly | USD/gigalumen_year | us | us | 765365128949.521
commercial lighting | Lamp: Halogen Infrared Reflector (HIR) PAR38 | 2039 | CAPITAL | REPLACEMENT | education | USD/gigalumen_year | us | us | 765365128949.521
commercial lighting | Lamp: Halogen Infrared Reflector (HIR) PAR38 | 2039 | CAPITAL | REPLACEMENT | food sales | USD/gigalumen_year | us | us | 765365128949.521
commercial lighting | Lamp: Halogen Infrared Reflector (HIR) PAR38 | 2039 | CAPITAL | REPLACEMENT | food service | USD/gigalumen_year | us | us | 765365128949.521
commercial lighting | Lamp: Halogen Infrared Reflector (HIR) PAR38 | 2039 | CAPITAL | REPLACEMENT | health | USD/gigalumen_year | us | us | 765365128949.521
commercial lighting | Lamp: Halogen Infrared Reflector (HIR) PAR38 | 2039 | CAPITAL | REPLACEMENT | lodging | USD/gigalumen_year | us | us | 765365128949.521
commercial lighting | Lamp: Halogen Infrared Reflector (HIR) PAR38 | 2039 | CAPITAL | REPLACEMENT | merc/service | USD/gigalumen_year | us | us | 765365128949.521
commercial lighting | Lamp: Halogen Infrared Reflector (HIR) PAR38 | 2039 | CAPITAL | REPLACEMENT | office-large | USD/gigalumen_year | us | us | 765365128949.521
commercial lighting | Lamp: Halogen Infrared Reflector (HIR) PAR38 | 2039 | CAPITAL | REPLACEMENT | office-small | USD/gigalumen_year | us | us | 765365128949.521
commercial lighting | Lamp: Halogen Infrared Reflector (HIR) PAR38 | 2039 | CAPITAL | REPLACEMENT | other | USD/gigalumen_year | us | us | 765365128949.521
commercial lighting | Lamp: Halogen Infrared Reflector (HIR) PAR38 | 2039 | CAPITAL | REPLACEMENT | warehouse | USD/gigalumen_year | us | us | 765365128949.521
commercial lighting | Lamp: Halogen Infrared Reflector (HIR) PAR38 | 2039 | FIXED_OM | NEW | assembly | USD/gigalumen_year | us | us | 71258813090.9949
commercial lighting | Lamp: Halogen Infrared Reflector (HIR) PAR38 | 2039 | FIXED_OM | NEW | education | USD/gigalumen_year | us | us | 71258813090.9949
commercial lighting | Lamp: Halogen Infrared Reflector (HIR) PAR38 | 2039 | FIXED_OM | NEW | food sales | USD/gigalumen_year | us | us | 71258813090.9949
commercial lighting | Lamp: Halogen Infrared Reflector (HIR) PAR38 | 2039 | FIXED_OM | NEW | food service | USD/gigalumen_year | us | us | 71258813090.9949
commercial lighting | Lamp: Halogen Infrared Reflector (HIR) PAR38 | 2039 | FIXED_OM | NEW | health | USD/gigalumen_year | us | us | 71258813090.9949
commercial lighting | Lamp: Halogen Infrared Reflector (HIR) PAR38 | 2039 | FIXED_OM | NEW | lodging | USD/gigalumen_year | us | us | 71258813090.9949
commercial lighting | Lamp: Halogen Infrared Reflector (HIR) PAR38 | 2039 | FIXED_OM | NEW | merc/service | USD/gigalumen_year | us | us | 71258813090.9949
commercial lighting | Lamp: Halogen Infrared Reflector (HIR) PAR38 | 2039 | FIXED_OM | NEW | office-large | USD/gigalumen_year | us | us | 71258813090.9949
commercial lighting | Lamp: Halogen Infrared Reflector (HIR) PAR38 | 2039 | FIXED_OM | NEW | office-small | USD/gigalumen_year | us | us | 71258813090.9949
commercial lighting | Lamp: Halogen Infrared Reflector (HIR) PAR38 | 2039 | FIXED_OM | NEW | other | USD/gigalumen_year | us | us | 71258813090.9949
commercial lighting | Lamp: Halogen Infrared Reflector (HIR) PAR38 | 2039 | FIXED_OM | NEW | warehouse | USD/gigalumen_year | us | us | 71258813090.9949
commercial lighting | Lamp: Halogen Infrared Reflector (HIR) PAR38 | 2039 | FIXED_OM | REPLACEMENT | assembly | USD/gigalumen_year | us | us | 71258813090.9949
commercial lighting | Lamp: Halogen Infrared Reflector (HIR) PAR38 | 2039 | FIXED_OM | REPLACEMENT | education | USD/gigalumen_year | us | us | 71258813090.9949
commercial lighting | Lamp: Halogen Infrared Reflector (HIR) PAR38 | 2039 | FIXED_OM | REPLACEMENT | food sales | USD/gigalumen_year | us | us | 71258813090.9949
commercial lighting | Lamp: Halogen Infrared Reflector (HIR) PAR38 | 2039 | FIXED_OM | REPLACEMENT | food service | USD/gigalumen_year | us | us | 71258813090.9949
commercial lighting | Lamp: Halogen Infrared Reflector (HIR) PAR38 | 2039 | FIXED_OM | REPLACEMENT | health | USD/gigalumen_year | us | us | 71258813090.9949
commercial lighting | Lamp: Halogen Infrared Reflector (HIR) PAR38 | 2039 | FIXED_OM | REPLACEMENT | lodging | USD/gigalumen_year | us | us | 71258813090.9949
commercial lighting | Lamp: Halogen Infrared Reflector (HIR) PAR38 | 2039 | FIXED_OM | REPLACEMENT | merc/service | USD/gigalumen_year | us | us | 71258813090.9949
commercial lighting | Lamp: Halogen Infrared Reflector (HIR) PAR38 | 2039 | FIXED_OM | REPLACEMENT | office-large | USD/gigalumen_year | us | us | 71258813090.9949
commercial lighting | Lamp: Halogen Infrared Reflector (HIR) PAR38 | 2039 | FIXED_OM | REPLACEMENT | office-small | USD/gigalumen_year | us | us | 71258813090.9949
commercial lighting | Lamp: Halogen Infrared Reflector (HIR) PAR38 | 2039 | FIXED_OM | REPLACEMENT | other | USD/gigalumen_year | us | us | 71258813090.9949
commercial lighting | Lamp: Halogen Infrared Reflector (HIR) PAR38 | 2039 | FIXED_OM | REPLACEMENT | warehouse | USD/gigalumen_year | us | us | 71258813090.9949
commercial lighting | Lamp: Halogen Infrared Reflector (HIR) PAR38 | 2040 | CAPITAL | NEW | assembly | USD/gigalumen_year | us | us | 764359763311.238
commercial lighting | Lamp: Halogen Infrared Reflector (HIR) PAR38 | 2040 | CAPITAL | NEW | education | USD/gigalumen_year | us | us | 764359763311.238
commercial lighting | Lamp: Halogen Infrared Reflector (HIR) PAR38 | 2040 | CAPITAL | NEW | food sales | USD/gigalumen_year | us | us | 764359763311.238
commercial lighting | Lamp: Halogen Infrared Reflector (HIR) PAR38 | 2040 | CAPITAL | NEW | food service | USD/gigalumen_year | us | us | 764359763311.238
commercial lighting | Lamp: Halogen Infrared Reflector (HIR) PAR38 | 2040 | CAPITAL | NEW | health | USD/gigalumen_year | us | us | 764359763311.238
commercial lighting | Lamp: Halogen Infrared Reflector (HIR) PAR38 | 2040 | CAPITAL | NEW | lodging | USD/gigalumen_year | us | us | 764359763311.238
commercial lighting | Lamp: Halogen Infrared Reflector (HIR) PAR38 | 2040 | CAPITAL | NEW | merc/service | USD/gigalumen_year | us | us | 764359763311.238
commercial lighting | Lamp: Halogen Infrared Reflector (HIR) PAR38 | 2040 | CAPITAL | NEW | office-large | USD/gigalumen_year | us | us | 764359763311.238
commercial lighting | Lamp: Halogen Infrared Reflector (HIR) PAR38 | 2040 | CAPITAL | NEW | office-small | USD/gigalumen_year | us | us | 764359763311.238
commercial lighting | Lamp: Halogen Infrared Reflector (HIR) PAR38 | 2040 | CAPITAL | NEW | other | USD/gigalumen_year | us | us | 764359763311.238
commercial lighting | Lamp: Halogen Infrared Reflector (HIR) PAR38 | 2040 | CAPITAL | NEW | warehouse | USD/gigalumen_year | us | us | 764359763311.238
commercial lighting | Lamp: Halogen Infrared Reflector (HIR) PAR38 | 2040 | CAPITAL | REPLACEMENT | assembly | USD/gigalumen_year | us | us | 764359763311.238
commercial lighting | Lamp: Halogen Infrared Reflector (HIR) PAR38 | 2040 | CAPITAL | REPLACEMENT | education | USD/gigalumen_year | us | us | 764359763311.238
commercial lighting | Lamp: Halogen Infrared Reflector (HIR) PAR38 | 2040 | CAPITAL | REPLACEMENT | food sales | USD/gigalumen_year | us | us | 764359763311.238
commercial lighting | Lamp: Halogen Infrared Reflector (HIR) PAR38 | 2040 | CAPITAL | REPLACEMENT | food service | USD/gigalumen_year | us | us | 764359763311.238
commercial lighting | Lamp: Halogen Infrared Reflector (HIR) PAR38 | 2040 | CAPITAL | REPLACEMENT | health | USD/gigalumen_year | us | us | 764359763311.238
commercial lighting | Lamp: Halogen Infrared Reflector (HIR) PAR38 | 2040 | CAPITAL | REPLACEMENT | lodging | USD/gigalumen_year | us | us | 764359763311.238
commercial lighting | Lamp: Halogen Infrared Reflector (HIR) PAR38 | 2040 | CAPITAL | REPLACEMENT | merc/service | USD/gigalumen_year | us | us | 764359763311.238
commercial lighting | Lamp: Halogen Infrared Reflector (HIR) PAR38 | 2040 | CAPITAL | REPLACEMENT | office-large | USD/gigalumen_year | us | us | 764359763311.238
commercial lighting | Lamp: Halogen Infrared Reflector (HIR) PAR38 | 2040 | CAPITAL | REPLACEMENT | office-small | USD/gigalumen_year | us | us | 764359763311.238
commercial lighting | Lamp: Halogen Infrared Reflector (HIR) PAR38 | 2040 | CAPITAL | REPLACEMENT | other | USD/gigalumen_year | us | us | 764359763311.238
commercial lighting | Lamp: Halogen Infrared Reflector (HIR) PAR38 | 2040 | CAPITAL | REPLACEMENT | warehouse | USD/gigalumen_year | us | us | 764359763311.238
commercial lighting | Lamp: Halogen Infrared Reflector (HIR) PAR38 | 2040 | FIXED_OM | NEW | assembly | USD/gigalumen_year | us | us | 70657472896.1342
commercial lighting | Lamp: Halogen Infrared Reflector (HIR) PAR38 | 2040 | FIXED_OM | NEW | education | USD/gigalumen_year | us | us | 70657472896.1342
commercial lighting | Lamp: Halogen Infrared Reflector (HIR) PAR38 | 2040 | FIXED_OM | NEW | food sales | USD/gigalumen_year | us | us | 70657472896.1342
commercial lighting | Lamp: Halogen Infrared Reflector (HIR) PAR38 | 2040 | FIXED_OM | NEW | food service | USD/gigalumen_year | us | us | 70657472896.1342
commercial lighting | Lamp: Halogen Infrared Reflector (HIR) PAR38 | 2040 | FIXED_OM | NEW | health | USD/gigalumen_year | us | us | 70657472896.1342
commercial lighting | Lamp: Halogen Infrared Reflector (HIR) PAR38 | 2040 | FIXED_OM | NEW | lodging | USD/gigalumen_year | us | us | 70657472896.1342
commercial lighting | Lamp: Halogen Infrared Reflector (HIR) PAR38 | 2040 | FIXED_OM | NEW | merc/service | USD/gigalumen_year | us | us | 70657472896.1342
commercial lighting | Lamp: Halogen Infrared Reflector (HIR) PAR38 | 2040 | FIXED_OM | NEW | office-large | USD/gigalumen_year | us | us | 70657472896.1342
commercial lighting | Lamp: Halogen Infrared Reflector (HIR) PAR38 | 2040 | FIXED_OM | NEW | office-small | USD/gigalumen_year | us | us | 70657472896.1342
commercial lighting | Lamp: Halogen Infrared Reflector (HIR) PAR38 | 2040 | FIXED_OM | NEW | other | USD/gigalumen_year | us | us | 70657472896.1342
commercial lighting | Lamp: Halogen Infrared Reflector (HIR) PAR38 | 2040 | FIXED_OM | NEW | warehouse | USD/gigalumen_year | us | us | 70657472896.1342
commercial lighting | Lamp: Halogen Infrared Reflector (HIR) PAR38 | 2040 | FIXED_OM | REPLACEMENT | assembly | USD/gigalumen_year | us | us | 70657472896.1342
commercial lighting | Lamp: Halogen Infrared Reflector (HIR) PAR38 | 2040 | FIXED_OM | REPLACEMENT | education | USD/gigalumen_year | us | us | 70657472896.1342
commercial lighting | Lamp: Halogen Infrared Reflector (HIR) PAR38 | 2040 | FIXED_OM | REPLACEMENT | food sales | USD/gigalumen_year | us | us | 70657472896.1342
commercial lighting | Lamp: Halogen Infrared Reflector (HIR) PAR38 | 2040 | FIXED_OM | REPLACEMENT | food service | USD/gigalumen_year | us | us | 70657472896.1342
commercial lighting | Lamp: Halogen Infrared Reflector (HIR) PAR38 | 2040 | FIXED_OM | REPLACEMENT | health | USD/gigalumen_year | us | us | 70657472896.1342
commercial lighting | Lamp: Halogen Infrared Reflector (HIR) PAR38 | 2040 | FIXED_OM | REPLACEMENT | lodging | USD/gigalumen_year | us | us | 70657472896.1342
commercial lighting | Lamp: Halogen Infrared Reflector (HIR) PAR38 | 2040 | FIXED_OM | REPLACEMENT | merc/service | USD/gigalumen_year | us | us | 70657472896.1342
commercial lighting | Lamp: Halogen Infrared Reflector (HIR) PAR38 | 2040 | FIXED_OM | REPLACEMENT | office-large | USD/gigalumen_year | us | us | 70657472896.1342
commercial lighting | Lamp: Halogen Infrared Reflector (HIR) PAR38 | 2040 | FIXED_OM | REPLACEMENT | office-small | USD/gigalumen_year | us | us | 70657472896.1342
commercial lighting | Lamp: Halogen Infrared Reflector (HIR) PAR38 | 2040 | FIXED_OM | REPLACEMENT | other | USD/gigalumen_year | us | us | 70657472896.1342
commercial lighting | Lamp: Halogen Infrared Reflector (HIR) PAR38 | 2040 | FIXED_OM | REPLACEMENT | warehouse | USD/gigalumen_year | us | us | 70657472896.1342
commercial lighting | Lamp: Halogen Infrared Reflector (HIR) PAR38 | 2041 | CAPITAL | NEW | assembly | USD/gigalumen_year | us | us | 764359763311.238
commercial lighting | Lamp: Halogen Infrared Reflector (HIR) PAR38 | 2041 | CAPITAL | NEW | education | USD/gigalumen_year | us | us | 764359763311.238
commercial lighting | Lamp: Halogen Infrared Reflector (HIR) PAR38 | 2041 | CAPITAL | NEW | food sales | USD/gigalumen_year | us | us | 764359763311.238
commercial lighting | Lamp: Halogen Infrared Reflector (HIR) PAR38 | 2041 | CAPITAL | NEW | food service | USD/gigalumen_year | us | us | 764359763311.238
commercial lighting | Lamp: Halogen Infrared Reflector (HIR) PAR38 | 2041 | CAPITAL | NEW | health | USD/gigalumen_year | us | us | 764359763311.238
commercial lighting | Lamp: Halogen Infrared Reflector (HIR) PAR38 | 2041 | CAPITAL | NEW | lodging | USD/gigalumen_year | us | us | 764359763311.238
commercial lighting | Lamp: Halogen Infrared Reflector (HIR) PAR38 | 2041 | CAPITAL | NEW | merc/service | USD/gigalumen_year | us | us | 764359763311.238
commercial lighting | Lamp: Halogen Infrared Reflector (HIR) PAR38 | 2041 | CAPITAL | NEW | office-large | USD/gigalumen_year | us | us | 764359763311.238
commercial lighting | Lamp: Halogen Infrared Reflector (HIR) PAR38 | 2041 | CAPITAL | NEW | office-small | USD/gigalumen_year | us | us | 764359763311.238
commercial lighting | Lamp: Halogen Infrared Reflector (HIR) PAR38 | 2041 | CAPITAL | NEW | other | USD/gigalumen_year | us | us | 764359763311.238
commercial lighting | Lamp: Halogen Infrared Reflector (HIR) PAR38 | 2041 | CAPITAL | NEW | warehouse | USD/gigalumen_year | us | us | 764359763311.238
commercial lighting | Lamp: Halogen Infrared Reflector (HIR) PAR38 | 2041 | CAPITAL | REPLACEMENT | assembly | USD/gigalumen_year | us | us | 764359763311.238
commercial lighting | Lamp: Halogen Infrared Reflector (HIR) PAR38 | 2041 | CAPITAL | REPLACEMENT | education | USD/gigalumen_year | us | us | 764359763311.238
commercial lighting | Lamp: Halogen Infrared Reflector (HIR) PAR38 | 2041 | CAPITAL | REPLACEMENT | food sales | USD/gigalumen_year | us | us | 764359763311.238
commercial lighting | Lamp: Halogen Infrared Reflector (HIR) PAR38 | 2041 | CAPITAL | REPLACEMENT | food service | USD/gigalumen_year | us | us | 764359763311.238
commercial lighting | Lamp: Halogen Infrared Reflector (HIR) PAR38 | 2041 | CAPITAL | REPLACEMENT | health | USD/gigalumen_year | us | us | 764359763311.238
commercial lighting | Lamp: Halogen Infrared Reflector (HIR) PAR38 | 2041 | CAPITAL | REPLACEMENT | lodging | USD/gigalumen_year | us | us | 764359763311.238
commercial lighting | Lamp: Halogen Infrared Reflector (HIR) PAR38 | 2041 | CAPITAL | REPLACEMENT | merc/service | USD/gigalumen_year | us | us | 764359763311.238
commercial lighting | Lamp: Halogen Infrared Reflector (HIR) PAR38 | 2041 | CAPITAL | REPLACEMENT | office-large | USD/gigalumen_year | us | us | 764359763311.238
commercial lighting | Lamp: Halogen Infrared Reflector (HIR) PAR38 | 2041 | CAPITAL | REPLACEMENT | office-small | USD/gigalumen_year | us | us | 764359763311.238
commercial lighting | Lamp: Halogen Infrared Reflector (HIR) PAR38 | 2041 | CAPITAL | REPLACEMENT | other | USD/gigalumen_year | us | us | 764359763311.238
commercial lighting | Lamp: Halogen Infrared Reflector (HIR) PAR38 | 2041 | CAPITAL | REPLACEMENT | warehouse | USD/gigalumen_year | us | us | 764359763311.238
commercial lighting | Lamp: Halogen Infrared Reflector (HIR) PAR38 | 2041 | FIXED_OM | NEW | assembly | USD/gigalumen_year | us | us | 70657472896.1342
commercial lighting | Lamp: Halogen Infrared Reflector (HIR) PAR38 | 2041 | FIXED_OM | NEW | education | USD/gigalumen_year | us | us | 70657472896.1342
commercial lighting | Lamp: Halogen Infrared Reflector (HIR) PAR38 | 2041 | FIXED_OM | NEW | food sales | USD/gigalumen_year | us | us | 70657472896.1342
commercial lighting | Lamp: Halogen Infrared Reflector (HIR) PAR38 | 2041 | FIXED_OM | NEW | food service | USD/gigalumen_year | us | us | 70657472896.1342
commercial lighting | Lamp: Halogen Infrared Reflector (HIR) PAR38 | 2041 | FIXED_OM | NEW | health | USD/gigalumen_year | us | us | 70657472896.1342
commercial lighting | Lamp: Halogen Infrared Reflector (HIR) PAR38 | 2041 | FIXED_OM | NEW | lodging | USD/gigalumen_year | us | us | 70657472896.1342
commercial lighting | Lamp: Halogen Infrared Reflector (HIR) PAR38 | 2041 | FIXED_OM | NEW | merc/service | USD/gigalumen_year | us | us | 70657472896.1342
commercial lighting | Lamp: Halogen Infrared Reflector (HIR) PAR38 | 2041 | FIXED_OM | NEW | office-large | USD/gigalumen_year | us | us | 70657472896.1342
commercial lighting | Lamp: Halogen Infrared Reflector (HIR) PAR38 | 2041 | FIXED_OM | NEW | office-small | USD/gigalumen_year | us | us | 70657472896.1342
commercial lighting | Lamp: Halogen Infrared Reflector (HIR) PAR38 | 2041 | FIXED_OM | NEW | other | USD/gigalumen_year | us | us | 70657472896.1342
commercial lighting | Lamp: Halogen Infrared Reflector (HIR) PAR38 | 2041 | FIXED_OM | NEW | warehouse | USD/gigalumen_year | us | us | 70657472896.1342
commercial lighting | Lamp: Halogen Infrared Reflector (HIR) PAR38 | 2041 | FIXED_OM | REPLACEMENT | assembly | USD/gigalumen_year | us | us | 70657472896.1342
commercial lighting | Lamp: Halogen Infrared Reflector (HIR) PAR38 | 2041 | FIXED_OM | REPLACEMENT | education | USD/gigalumen_year | us | us | 70657472896.1342
commercial lighting | Lamp: Halogen Infrared Reflector (HIR) PAR38 | 2041 | FIXED_OM | REPLACEMENT | food sales | USD/gigalumen_year | us | us | 70657472896.1342
commercial lighting | Lamp: Halogen Infrared Reflector (HIR) PAR38 | 2041 | FIXED_OM | REPLACEMENT | food service | USD/gigalumen_year | us | us | 70657472896.1342
commercial lighting | Lamp: Halogen Infrared Reflector (HIR) PAR38 | 2041 | FIXED_OM | REPLACEMENT | health | USD/gigalumen_year | us | us | 70657472896.1342
commercial lighting | Lamp: Halogen Infrared Reflector (HIR) PAR38 | 2041 | FIXED_OM | REPLACEMENT | lodging | USD/gigalumen_year | us | us | 70657472896.1342
commercial lighting | Lamp: Halogen Infrared Reflector (HIR) PAR38 | 2041 | FIXED_OM | REPLACEMENT | merc/service | USD/gigalumen_year | us | us | 70657472896.1342
commercial lighting | Lamp: Halogen Infrared Reflector (HIR) PAR38 | 2041 | FIXED_OM | REPLACEMENT | office-large | USD/gigalumen_year | us | us | 70657472896.1342
commercial lighting | Lamp: Halogen Infrared Reflector (HIR) PAR38 | 2041 | FIXED_OM | REPLACEMENT | office-small | USD/gigalumen_year | us | us | 70657472896.1342
commercial lighting | Lamp: Halogen Infrared Reflector (HIR) PAR38 | 2041 | FIXED_OM | REPLACEMENT | other | USD/gigalumen_year | us | us | 70657472896.1342
commercial lighting | Lamp: Halogen Infrared Reflector (HIR) PAR38 | 2041 | FIXED_OM | REPLACEMENT | warehouse | USD/gigalumen_year | us | us | 70657472896.1342
commercial lighting | Lamp: Halogen Infrared Reflector (HIR) PAR38 | 2042 | CAPITAL | NEW | assembly | USD/gigalumen_year | us | us | 764359763311.238
commercial lighting | Lamp: Halogen Infrared Reflector (HIR) PAR38 | 2042 | CAPITAL | NEW | education | USD/gigalumen_year | us | us | 764359763311.238
commercial lighting | Lamp: Halogen Infrared Reflector (HIR) PAR38 | 2042 | CAPITAL | NEW | food sales | USD/gigalumen_year | us | us | 764359763311.238
commercial lighting | Lamp: Halogen Infrared Reflector (HIR) PAR38 | 2042 | CAPITAL | NEW | food service | USD/gigalumen_year | us | us | 764359763311.238
commercial lighting | Lamp: Halogen Infrared Reflector (HIR) PAR38 | 2042 | CAPITAL | NEW | health | USD/gigalumen_year | us | us | 764359763311.238
commercial lighting | Lamp: Halogen Infrared Reflector (HIR) PAR38 | 2042 | CAPITAL | NEW | lodging | USD/gigalumen_year | us | us | 764359763311.238
commercial lighting | Lamp: Halogen Infrared Reflector (HIR) PAR38 | 2042 | CAPITAL | NEW | merc/service | USD/gigalumen_year | us | us | 764359763311.238
commercial lighting | Lamp: Halogen Infrared Reflector (HIR) PAR38 | 2042 | CAPITAL | NEW | office-large | USD/gigalumen_year | us | us | 764359763311.238
commercial lighting | Lamp: Halogen Infrared Reflector (HIR) PAR38 | 2042 | CAPITAL | NEW | office-small | USD/gigalumen_year | us | us | 764359763311.238
commercial lighting | Lamp: Halogen Infrared Reflector (HIR) PAR38 | 2042 | CAPITAL | NEW | other | USD/gigalumen_year | us | us | 764359763311.238
commercial lighting | Lamp: Halogen Infrared Reflector (HIR) PAR38 | 2042 | CAPITAL | NEW | warehouse | USD/gigalumen_year | us | us | 764359763311.238
commercial lighting | Lamp: Halogen Infrared Reflector (HIR) PAR38 | 2042 | CAPITAL | REPLACEMENT | assembly | USD/gigalumen_year | us | us | 764359763311.238
commercial lighting | Lamp: Halogen Infrared Reflector (HIR) PAR38 | 2042 | CAPITAL | REPLACEMENT | education | USD/gigalumen_year | us | us | 764359763311.238
commercial lighting | Lamp: Halogen Infrared Reflector (HIR) PAR38 | 2042 | CAPITAL | REPLACEMENT | food sales | USD/gigalumen_year | us | us | 764359763311.238
commercial lighting | Lamp: Halogen Infrared Reflector (HIR) PAR38 | 2042 | CAPITAL | REPLACEMENT | food service | USD/gigalumen_year | us | us | 764359763311.238
commercial lighting | Lamp: Halogen Infrared Reflector (HIR) PAR38 | 2042 | CAPITAL | REPLACEMENT | health | USD/gigalumen_year | us | us | 764359763311.238
commercial lighting | Lamp: Halogen Infrared Reflector (HIR) PAR38 | 2042 | CAPITAL | REPLACEMENT | lodging | USD/gigalumen_year | us | us | 764359763311.238
commercial lighting | Lamp: Halogen Infrared Reflector (HIR) PAR38 | 2042 | CAPITAL | REPLACEMENT | merc/service | USD/gigalumen_year | us | us | 764359763311.238
commercial lighting | Lamp: Halogen Infrared Reflector (HIR) PAR38 | 2042 | CAPITAL | REPLACEMENT | office-large | USD/gigalumen_year | us | us | 764359763311.238
commercial lighting | Lamp: Halogen Infrared Reflector (HIR) PAR38 | 2042 | CAPITAL | REPLACEMENT | office-small | USD/gigalumen_year | us | us | 764359763311.238
commercial lighting | Lamp: Halogen Infrared Reflector (HIR) PAR38 | 2042 | CAPITAL | REPLACEMENT | other | USD/gigalumen_year | us | us | 764359763311.238
commercial lighting | Lamp: Halogen Infrared Reflector (HIR) PAR38 | 2042 | CAPITAL | REPLACEMENT | warehouse | USD/gigalumen_year | us | us | 764359763311.238
commercial lighting | Lamp: Halogen Infrared Reflector (HIR) PAR38 | 2042 | FIXED_OM | NEW | assembly | USD/gigalumen_year | us | us | 70657472896.1342
commercial lighting | Lamp: Halogen Infrared Reflector (HIR) PAR38 | 2042 | FIXED_OM | NEW | education | USD/gigalumen_year | us | us | 70657472896.1342
commercial lighting | Lamp: Halogen Infrared Reflector (HIR) PAR38 | 2042 | FIXED_OM | NEW | food sales | USD/gigalumen_year | us | us | 70657472896.1342
commercial lighting | Lamp: Halogen Infrared Reflector (HIR) PAR38 | 2042 | FIXED_OM | NEW | food service | USD/gigalumen_year | us | us | 70657472896.1342
commercial lighting | Lamp: Halogen Infrared Reflector (HIR) PAR38 | 2042 | FIXED_OM | NEW | health | USD/gigalumen_year | us | us | 70657472896.1342
commercial lighting | Lamp: Halogen Infrared Reflector (HIR) PAR38 | 2042 | FIXED_OM | NEW | lodging | USD/gigalumen_year | us | us | 70657472896.1342
commercial lighting | Lamp: Halogen Infrared Reflector (HIR) PAR38 | 2042 | FIXED_OM | NEW | merc/service | USD/gigalumen_year | us | us | 70657472896.1342
commercial lighting | Lamp: Halogen Infrared Reflector (HIR) PAR38 | 2042 | FIXED_OM | NEW | office-large | USD/gigalumen_year | us | us | 70657472896.1342
commercial lighting | Lamp: Halogen Infrared Reflector (HIR) PAR38 | 2042 | FIXED_OM | NEW | office-small | USD/gigalumen_year | us | us | 70657472896.1342
commercial lighting | Lamp: Halogen Infrared Reflector (HIR) PAR38 | 2042 | FIXED_OM | NEW | other | USD/gigalumen_year | us | us | 70657472896.1342
commercial lighting | Lamp: Halogen Infrared Reflector (HIR) PAR38 | 2042 | FIXED_OM | NEW | warehouse | USD/gigalumen_year | us | us | 70657472896.1342
commercial lighting | Lamp: Halogen Infrared Reflector (HIR) PAR38 | 2042 | FIXED_OM | REPLACEMENT | assembly | USD/gigalumen_year | us | us | 70657472896.1342
commercial lighting | Lamp: Halogen Infrared Reflector (HIR) PAR38 | 2042 | FIXED_OM | REPLACEMENT | education | USD/gigalumen_year | us | us | 70657472896.1342
commercial lighting | Lamp: Halogen Infrared Reflector (HIR) PAR38 | 2042 | FIXED_OM | REPLACEMENT | food sales | USD/gigalumen_year | us | us | 70657472896.1342
commercial lighting | Lamp: Halogen Infrared Reflector (HIR) PAR38 | 2042 | FIXED_OM | REPLACEMENT | food service | USD/gigalumen_year | us | us | 70657472896.1342
commercial lighting | Lamp: Halogen Infrared Reflector (HIR) PAR38 | 2042 | FIXED_OM | REPLACEMENT | health | USD/gigalumen_year | us | us | 70657472896.1342
commercial lighting | Lamp: Halogen Infrared Reflector (HIR) PAR38 | 2042 | FIXED_OM | REPLACEMENT | lodging | USD/gigalumen_year | us | us | 70657472896.1342
commercial lighting | Lamp: Halogen Infrared Reflector (HIR) PAR38 | 2042 | FIXED_OM | REPLACEMENT | merc/service | USD/gigalumen_year | us | us | 70657472896.1342
commercial lighting | Lamp: Halogen Infrared Reflector (HIR) PAR38 | 2042 | FIXED_OM | REPLACEMENT | office-large | USD/gigalumen_year | us | us | 70657472896.1342
commercial lighting | Lamp: Halogen Infrared Reflector (HIR) PAR38 | 2042 | FIXED_OM | REPLACEMENT | office-small | USD/gigalumen_year | us | us | 70657472896.1342
commercial lighting | Lamp: Halogen Infrared Reflector (HIR) PAR38 | 2042 | FIXED_OM | REPLACEMENT | other | USD/gigalumen_year | us | us | 70657472896.1342
commercial lighting | Lamp: Halogen Infrared Reflector (HIR) PAR38 | 2042 | FIXED_OM | REPLACEMENT | warehouse | USD/gigalumen_year | us | us | 70657472896.1342
commercial lighting | Lamp: Halogen Infrared Reflector (HIR) PAR38 | 2043 | CAPITAL | NEW | assembly | USD/gigalumen_year | us | us | 764359763311.238
commercial lighting | Lamp: Halogen Infrared Reflector (HIR) PAR38 | 2043 | CAPITAL | NEW | education | USD/gigalumen_year | us | us | 764359763311.238
commercial lighting | Lamp: Halogen Infrared Reflector (HIR) PAR38 | 2043 | CAPITAL | NEW | food sales | USD/gigalumen_year | us | us | 764359763311.238
commercial lighting | Lamp: Halogen Infrared Reflector (HIR) PAR38 | 2043 | CAPITAL | NEW | food service | USD/gigalumen_year | us | us | 764359763311.238
commercial lighting | Lamp: Halogen Infrared Reflector (HIR) PAR38 | 2043 | CAPITAL | NEW | health | USD/gigalumen_year | us | us | 764359763311.238
commercial lighting | Lamp: Halogen Infrared Reflector (HIR) PAR38 | 2043 | CAPITAL | NEW | lodging | USD/gigalumen_year | us | us | 764359763311.238
commercial lighting | Lamp: Halogen Infrared Reflector (HIR) PAR38 | 2043 | CAPITAL | NEW | merc/service | USD/gigalumen_year | us | us | 764359763311.238
commercial lighting | Lamp: Halogen Infrared Reflector (HIR) PAR38 | 2043 | CAPITAL | NEW | office-large | USD/gigalumen_year | us | us | 764359763311.238
commercial lighting | Lamp: Halogen Infrared Reflector (HIR) PAR38 | 2043 | CAPITAL | NEW | office-small | USD/gigalumen_year | us | us | 764359763311.238
commercial lighting | Lamp: Halogen Infrared Reflector (HIR) PAR38 | 2043 | CAPITAL | NEW | other | USD/gigalumen_year | us | us | 764359763311.238
commercial lighting | Lamp: Halogen Infrared Reflector (HIR) PAR38 | 2043 | CAPITAL | NEW | warehouse | USD/gigalumen_year | us | us | 764359763311.238
commercial lighting | Lamp: Halogen Infrared Reflector (HIR) PAR38 | 2043 | CAPITAL | REPLACEMENT | assembly | USD/gigalumen_year | us | us | 764359763311.238
commercial lighting | Lamp: Halogen Infrared Reflector (HIR) PAR38 | 2043 | CAPITAL | REPLACEMENT | education | USD/gigalumen_year | us | us | 764359763311.238
commercial lighting | Lamp: Halogen Infrared Reflector (HIR) PAR38 | 2043 | CAPITAL | REPLACEMENT | food sales | USD/gigalumen_year | us | us | 764359763311.238
commercial lighting | Lamp: Halogen Infrared Reflector (HIR) PAR38 | 2043 | CAPITAL | REPLACEMENT | food service | USD/gigalumen_year | us | us | 764359763311.238
commercial lighting | Lamp: Halogen Infrared Reflector (HIR) PAR38 | 2043 | CAPITAL | REPLACEMENT | health | USD/gigalumen_year | us | us | 764359763311.238
commercial lighting | Lamp: Halogen Infrared Reflector (HIR) PAR38 | 2043 | CAPITAL | REPLACEMENT | lodging | USD/gigalumen_year | us | us | 764359763311.238
commercial lighting | Lamp: Halogen Infrared Reflector (HIR) PAR38 | 2043 | CAPITAL | REPLACEMENT | merc/service | USD/gigalumen_year | us | us | 764359763311.238
commercial lighting | Lamp: Halogen Infrared Reflector (HIR) PAR38 | 2043 | CAPITAL | REPLACEMENT | office-large | USD/gigalumen_year | us | us | 764359763311.238
commercial lighting | Lamp: Halogen Infrared Reflector (HIR) PAR38 | 2043 | CAPITAL | REPLACEMENT | office-small | USD/gigalumen_year | us | us | 764359763311.238
commercial lighting | Lamp: Halogen Infrared Reflector (HIR) PAR38 | 2043 | CAPITAL | REPLACEMENT | other | USD/gigalumen_year | us | us | 764359763311.238
commercial lighting | Lamp: Halogen Infrared Reflector (HIR) PAR38 | 2043 | CAPITAL | REPLACEMENT | warehouse | USD/gigalumen_year | us | us | 764359763311.238
commercial lighting | Lamp: Halogen Infrared Reflector (HIR) PAR38 | 2043 | FIXED_OM | NEW | assembly | USD/gigalumen_year | us | us | 70657472896.1342
commercial lighting | Lamp: Halogen Infrared Reflector (HIR) PAR38 | 2043 | FIXED_OM | NEW | education | USD/gigalumen_year | us | us | 70657472896.1342
commercial lighting | Lamp: Halogen Infrared Reflector (HIR) PAR38 | 2043 | FIXED_OM | NEW | food sales | USD/gigalumen_year | us | us | 70657472896.1342
commercial lighting | Lamp: Halogen Infrared Reflector (HIR) PAR38 | 2043 | FIXED_OM | NEW | food service | USD/gigalumen_year | us | us | 70657472896.1342
commercial lighting | Lamp: Halogen Infrared Reflector (HIR) PAR38 | 2043 | FIXED_OM | NEW | health | USD/gigalumen_year | us | us | 70657472896.1342
commercial lighting | Lamp: Halogen Infrared Reflector (HIR) PAR38 | 2043 | FIXED_OM | NEW | lodging | USD/gigalumen_year | us | us | 70657472896.1342
commercial lighting | Lamp: Halogen Infrared Reflector (HIR) PAR38 | 2043 | FIXED_OM | NEW | merc/service | USD/gigalumen_year | us | us | 70657472896.1342
commercial lighting | Lamp: Halogen Infrared Reflector (HIR) PAR38 | 2043 | FIXED_OM | NEW | office-large | USD/gigalumen_year | us | us | 70657472896.1342
commercial lighting | Lamp: Halogen Infrared Reflector (HIR) PAR38 | 2043 | FIXED_OM | NEW | office-small | USD/gigalumen_year | us | us | 70657472896.1342
commercial lighting | Lamp: Halogen Infrared Reflector (HIR) PAR38 | 2043 | FIXED_OM | NEW | other | USD/gigalumen_year | us | us | 70657472896.1342
commercial lighting | Lamp: Halogen Infrared Reflector (HIR) PAR38 | 2043 | FIXED_OM | NEW | warehouse | USD/gigalumen_year | us | us | 70657472896.1342
commercial lighting | Lamp: Halogen Infrared Reflector (HIR) PAR38 | 2043 | FIXED_OM | REPLACEMENT | assembly | USD/gigalumen_year | us | us | 70657472896.1342
commercial lighting | Lamp: Halogen Infrared Reflector (HIR) PAR38 | 2043 | FIXED_OM | REPLACEMENT | education | USD/gigalumen_year | us | us | 70657472896.1342
commercial lighting | Lamp: Halogen Infrared Reflector (HIR) PAR38 | 2043 | FIXED_OM | REPLACEMENT | food sales | USD/gigalumen_year | us | us | 70657472896.1342
commercial lighting | Lamp: Halogen Infrared Reflector (HIR) PAR38 | 2043 | FIXED_OM | REPLACEMENT | food service | USD/gigalumen_year | us | us | 70657472896.1342
commercial lighting | Lamp: Halogen Infrared Reflector (HIR) PAR38 | 2043 | FIXED_OM | REPLACEMENT | health | USD/gigalumen_year | us | us | 70657472896.1342
commercial lighting | Lamp: Halogen Infrared Reflector (HIR) PAR38 | 2043 | FIXED_OM | REPLACEMENT | lodging | USD/gigalumen_year | us | us | 70657472896.1342
commercial lighting | Lamp: Halogen Infrared Reflector (HIR) PAR38 | 2043 | FIXED_OM | REPLACEMENT | merc/service | USD/gigalumen_year | us | us | 70657472896.1342
commercial lighting | Lamp: Halogen Infrared Reflector (HIR) PAR38 | 2043 | FIXED_OM | REPLACEMENT | office-large | USD/gigalumen_year | us | us | 70657472896.1342
commercial lighting | Lamp: Halogen Infrared Reflector (HIR) PAR38 | 2043 | FIXED_OM | REPLACEMENT | office-small | USD/gigalumen_year | us | us | 70657472896.1342
commercial lighting | Lamp: Halogen Infrared Reflector (HIR) PAR38 | 2043 | FIXED_OM | REPLACEMENT | other | USD/gigalumen_year | us | us | 70657472896.1342
commercial lighting | Lamp: Halogen Infrared Reflector (HIR) PAR38 | 2043 | FIXED_OM | REPLACEMENT | warehouse | USD/gigalumen_year | us | us | 70657472896.1342
commercial lighting | Lamp: Halogen Infrared Reflector (HIR) PAR38 | 2044 | CAPITAL | NEW | assembly | USD/gigalumen_year | us | us | 764359763311.238
commercial lighting | Lamp: Halogen Infrared Reflector (HIR) PAR38 | 2044 | CAPITAL | NEW | education | USD/gigalumen_year | us | us | 764359763311.238
commercial lighting | Lamp: Halogen Infrared Reflector (HIR) PAR38 | 2044 | CAPITAL | NEW | food sales | USD/gigalumen_year | us | us | 764359763311.238
commercial lighting | Lamp: Halogen Infrared Reflector (HIR) PAR38 | 2044 | CAPITAL | NEW | food service | USD/gigalumen_year | us | us | 764359763311.238
commercial lighting | Lamp: Halogen Infrared Reflector (HIR) PAR38 | 2044 | CAPITAL | NEW | health | USD/gigalumen_year | us | us | 764359763311.238
commercial lighting | Lamp: Halogen Infrared Reflector (HIR) PAR38 | 2044 | CAPITAL | NEW | lodging | USD/gigalumen_year | us | us | 764359763311.238
commercial lighting | Lamp: Halogen Infrared Reflector (HIR) PAR38 | 2044 | CAPITAL | NEW | merc/service | USD/gigalumen_year | us | us | 764359763311.238
commercial lighting | Lamp: Halogen Infrared Reflector (HIR) PAR38 | 2044 | CAPITAL | NEW | office-large | USD/gigalumen_year | us | us | 764359763311.238
commercial lighting | Lamp: Halogen Infrared Reflector (HIR) PAR38 | 2044 | CAPITAL | NEW | office-small | USD/gigalumen_year | us | us | 764359763311.238
commercial lighting | Lamp: Halogen Infrared Reflector (HIR) PAR38 | 2044 | CAPITAL | NEW | other | USD/gigalumen_year | us | us | 764359763311.238
commercial lighting | Lamp: Halogen Infrared Reflector (HIR) PAR38 | 2044 | CAPITAL | NEW | warehouse | USD/gigalumen_year | us | us | 764359763311.238
commercial lighting | Lamp: Halogen Infrared Reflector (HIR) PAR38 | 2044 | CAPITAL | REPLACEMENT | assembly | USD/gigalumen_year | us | us | 764359763311.238
commercial lighting | Lamp: Halogen Infrared Reflector (HIR) PAR38 | 2044 | CAPITAL | REPLACEMENT | education | USD/gigalumen_year | us | us | 764359763311.238
commercial lighting | Lamp: Halogen Infrared Reflector (HIR) PAR38 | 2044 | CAPITAL | REPLACEMENT | food sales | USD/gigalumen_year | us | us | 764359763311.238
commercial lighting | Lamp: Halogen Infrared Reflector (HIR) PAR38 | 2044 | CAPITAL | REPLACEMENT | food service | USD/gigalumen_year | us | us | 764359763311.238
commercial lighting | Lamp: Halogen Infrared Reflector (HIR) PAR38 | 2044 | CAPITAL | REPLACEMENT | health | USD/gigalumen_year | us | us | 764359763311.238
commercial lighting | Lamp: Halogen Infrared Reflector (HIR) PAR38 | 2044 | CAPITAL | REPLACEMENT | lodging | USD/gigalumen_year | us | us | 764359763311.238
commercial lighting | Lamp: Halogen Infrared Reflector (HIR) PAR38 | 2044 | CAPITAL | REPLACEMENT | merc/service | USD/gigalumen_year | us | us | 764359763311.238
commercial lighting | Lamp: Halogen Infrared Reflector (HIR) PAR38 | 2044 | CAPITAL | REPLACEMENT | office-large | USD/gigalumen_year | us | us | 764359763311.238
commercial lighting | Lamp: Halogen Infrared Reflector (HIR) PAR38 | 2044 | CAPITAL | REPLACEMENT | office-small | USD/gigalumen_year | us | us | 764359763311.238
commercial lighting | Lamp: Halogen Infrared Reflector (HIR) PAR38 | 2044 | CAPITAL | REPLACEMENT | other | USD/gigalumen_year | us | us | 764359763311.238
commercial lighting | Lamp: Halogen Infrared Reflector (HIR) PAR38 | 2044 | CAPITAL | REPLACEMENT | warehouse | USD/gigalumen_year | us | us | 764359763311.238
commercial lighting | Lamp: Halogen Infrared Reflector (HIR) PAR38 | 2044 | FIXED_OM | NEW | assembly | USD/gigalumen_year | us | us | 70657472896.1342
commercial lighting | Lamp: Halogen Infrared Reflector (HIR) PAR38 | 2044 | FIXED_OM | NEW | education | USD/gigalumen_year | us | us | 70657472896.1342
commercial lighting | Lamp: Halogen Infrared Reflector (HIR) PAR38 | 2044 | FIXED_OM | NEW | food sales | USD/gigalumen_year | us | us | 70657472896.1342
commercial lighting | Lamp: Halogen Infrared Reflector (HIR) PAR38 | 2044 | FIXED_OM | NEW | food service | USD/gigalumen_year | us | us | 70657472896.1342
commercial lighting | Lamp: Halogen Infrared Reflector (HIR) PAR38 | 2044 | FIXED_OM | NEW | health | USD/gigalumen_year | us | us | 70657472896.1342
commercial lighting | Lamp: Halogen Infrared Reflector (HIR) PAR38 | 2044 | FIXED_OM | NEW | lodging | USD/gigalumen_year | us | us | 70657472896.1342
commercial lighting | Lamp: Halogen Infrared Reflector (HIR) PAR38 | 2044 | FIXED_OM | NEW | merc/service | USD/gigalumen_year | us | us | 70657472896.1342
commercial lighting | Lamp: Halogen Infrared Reflector (HIR) PAR38 | 2044 | FIXED_OM | NEW | office-large | USD/gigalumen_year | us | us | 70657472896.1342
commercial lighting | Lamp: Halogen Infrared Reflector (HIR) PAR38 | 2044 | FIXED_OM | NEW | office-small | USD/gigalumen_year | us | us | 70657472896.1342
commercial lighting | Lamp: Halogen Infrared Reflector (HIR) PAR38 | 2044 | FIXED_OM | NEW | other | USD/gigalumen_year | us | us | 70657472896.1342
commercial lighting | Lamp: Halogen Infrared Reflector (HIR) PAR38 | 2044 | FIXED_OM | NEW | warehouse | USD/gigalumen_year | us | us | 70657472896.1342
commercial lighting | Lamp: Halogen Infrared Reflector (HIR) PAR38 | 2044 | FIXED_OM | REPLACEMENT | assembly | USD/gigalumen_year | us | us | 70657472896.1342
commercial lighting | Lamp: Halogen Infrared Reflector (HIR) PAR38 | 2044 | FIXED_OM | REPLACEMENT | education | USD/gigalumen_year | us | us | 70657472896.1342
commercial lighting | Lamp: Halogen Infrared Reflector (HIR) PAR38 | 2044 | FIXED_OM | REPLACEMENT | food sales | USD/gigalumen_year | us | us | 70657472896.1342
commercial lighting | Lamp: Halogen Infrared Reflector (HIR) PAR38 | 2044 | FIXED_OM | REPLACEMENT | food service | USD/gigalumen_year | us | us | 70657472896.1342
commercial lighting | Lamp: Halogen Infrared Reflector (HIR) PAR38 | 2044 | FIXED_OM | REPLACEMENT | health | USD/gigalumen_year | us | us | 70657472896.1342
commercial lighting | Lamp: Halogen Infrared Reflector (HIR) PAR38 | 2044 | FIXED_OM | REPLACEMENT | lodging | USD/gigalumen_year | us | us | 70657472896.1342
commercial lighting | Lamp: Halogen Infrared Reflector (HIR) PAR38 | 2044 | FIXED_OM | REPLACEMENT | merc/service | USD/gigalumen_year | us | us | 70657472896.1342
commercial lighting | Lamp: Halogen Infrared Reflector (HIR) PAR38 | 2044 | FIXED_OM | REPLACEMENT | office-large | USD/gigalumen_year | us | us | 70657472896.1342
commercial lighting | Lamp: Halogen Infrared Reflector (HIR) PAR38 | 2044 | FIXED_OM | REPLACEMENT | office-small | USD/gigalumen_year | us | us | 70657472896.1342
commercial lighting | Lamp: Halogen Infrared Reflector (HIR) PAR38 | 2044 | FIXED_OM | REPLACEMENT | other | USD/gigalumen_year | us | us | 70657472896.1342
commercial lighting | Lamp: Halogen Infrared Reflector (HIR) PAR38 | 2044 | FIXED_OM | REPLACEMENT | warehouse | USD/gigalumen_year | us | us | 70657472896.1342
commercial lighting | Lamp: Halogen Infrared Reflector (HIR) PAR38 | 2045 | CAPITAL | NEW | assembly | USD/gigalumen_year | us | us | 764359763311.238
commercial lighting | Lamp: Halogen Infrared Reflector (HIR) PAR38 | 2045 | CAPITAL | NEW | education | USD/gigalumen_year | us | us | 764359763311.238
commercial lighting | Lamp: Halogen Infrared Reflector (HIR) PAR38 | 2045 | CAPITAL | NEW | food sales | USD/gigalumen_year | us | us | 764359763311.238
commercial lighting | Lamp: Halogen Infrared Reflector (HIR) PAR38 | 2045 | CAPITAL | NEW | food service | USD/gigalumen_year | us | us | 764359763311.238
commercial lighting | Lamp: Halogen Infrared Reflector (HIR) PAR38 | 2045 | CAPITAL | NEW | health | USD/gigalumen_year | us | us | 764359763311.238
commercial lighting | Lamp: Halogen Infrared Reflector (HIR) PAR38 | 2045 | CAPITAL | NEW | lodging | USD/gigalumen_year | us | us | 764359763311.238
commercial lighting | Lamp: Halogen Infrared Reflector (HIR) PAR38 | 2045 | CAPITAL | NEW | merc/service | USD/gigalumen_year | us | us | 764359763311.238
commercial lighting | Lamp: Halogen Infrared Reflector (HIR) PAR38 | 2045 | CAPITAL | NEW | office-large | USD/gigalumen_year | us | us | 764359763311.238
commercial lighting | Lamp: Halogen Infrared Reflector (HIR) PAR38 | 2045 | CAPITAL | NEW | office-small | USD/gigalumen_year | us | us | 764359763311.238
commercial lighting | Lamp: Halogen Infrared Reflector (HIR) PAR38 | 2045 | CAPITAL | NEW | other | USD/gigalumen_year | us | us | 764359763311.238
commercial lighting | Lamp: Halogen Infrared Reflector (HIR) PAR38 | 2045 | CAPITAL | NEW | warehouse | USD/gigalumen_year | us | us | 764359763311.238
commercial lighting | Lamp: Halogen Infrared Reflector (HIR) PAR38 | 2045 | CAPITAL | REPLACEMENT | assembly | USD/gigalumen_year | us | us | 764359763311.238
commercial lighting | Lamp: Halogen Infrared Reflector (HIR) PAR38 | 2045 | CAPITAL | REPLACEMENT | education | USD/gigalumen_year | us | us | 764359763311.238
commercial lighting | Lamp: Halogen Infrared Reflector (HIR) PAR38 | 2045 | CAPITAL | REPLACEMENT | food sales | USD/gigalumen_year | us | us | 764359763311.238
commercial lighting | Lamp: Halogen Infrared Reflector (HIR) PAR38 | 2045 | CAPITAL | REPLACEMENT | food service | USD/gigalumen_year | us | us | 764359763311.238
commercial lighting | Lamp: Halogen Infrared Reflector (HIR) PAR38 | 2045 | CAPITAL | REPLACEMENT | health | USD/gigalumen_year | us | us | 764359763311.238
commercial lighting | Lamp: Halogen Infrared Reflector (HIR) PAR38 | 2045 | CAPITAL | REPLACEMENT | lodging | USD/gigalumen_year | us | us | 764359763311.238
commercial lighting | Lamp: Halogen Infrared Reflector (HIR) PAR38 | 2045 | CAPITAL | REPLACEMENT | merc/service | USD/gigalumen_year | us | us | 764359763311.238
commercial lighting | Lamp: Halogen Infrared Reflector (HIR) PAR38 | 2045 | CAPITAL | REPLACEMENT | office-large | USD/gigalumen_year | us | us | 764359763311.238
commercial lighting | Lamp: Halogen Infrared Reflector (HIR) PAR38 | 2045 | CAPITAL | REPLACEMENT | office-small | USD/gigalumen_year | us | us | 764359763311.238
commercial lighting | Lamp: Halogen Infrared Reflector (HIR) PAR38 | 2045 | CAPITAL | REPLACEMENT | other | USD/gigalumen_year | us | us | 764359763311.238
commercial lighting | Lamp: Halogen Infrared Reflector (HIR) PAR38 | 2045 | CAPITAL | REPLACEMENT | warehouse | USD/gigalumen_year | us | us | 764359763311.238
commercial lighting | Lamp: Halogen Infrared Reflector (HIR) PAR38 | 2045 | FIXED_OM | NEW | assembly | USD/gigalumen_year | us | us | 70657472896.1342
commercial lighting | Lamp: Halogen Infrared Reflector (HIR) PAR38 | 2045 | FIXED_OM | NEW | education | USD/gigalumen_year | us | us | 70657472896.1342
commercial lighting | Lamp: Halogen Infrared Reflector (HIR) PAR38 | 2045 | FIXED_OM | NEW | food sales | USD/gigalumen_year | us | us | 70657472896.1342
commercial lighting | Lamp: Halogen Infrared Reflector (HIR) PAR38 | 2045 | FIXED_OM | NEW | food service | USD/gigalumen_year | us | us | 70657472896.1342
commercial lighting | Lamp: Halogen Infrared Reflector (HIR) PAR38 | 2045 | FIXED_OM | NEW | health | USD/gigalumen_year | us | us | 70657472896.1342
commercial lighting | Lamp: Halogen Infrared Reflector (HIR) PAR38 | 2045 | FIXED_OM | NEW | lodging | USD/gigalumen_year | us | us | 70657472896.1342
commercial lighting | Lamp: Halogen Infrared Reflector (HIR) PAR38 | 2045 | FIXED_OM | NEW | merc/service | USD/gigalumen_year | us | us | 70657472896.1342
commercial lighting | Lamp: Halogen Infrared Reflector (HIR) PAR38 | 2045 | FIXED_OM | NEW | office-large | USD/gigalumen_year | us | us | 70657472896.1342
commercial lighting | Lamp: Halogen Infrared Reflector (HIR) PAR38 | 2045 | FIXED_OM | NEW | office-small | USD/gigalumen_year | us | us | 70657472896.1342
commercial lighting | Lamp: Halogen Infrared Reflector (HIR) PAR38 | 2045 | FIXED_OM | NEW | other | USD/gigalumen_year | us | us | 70657472896.1342
commercial lighting | Lamp: Halogen Infrared Reflector (HIR) PAR38 | 2045 | FIXED_OM | NEW | warehouse | USD/gigalumen_year | us | us | 70657472896.1342
commercial lighting | Lamp: Halogen Infrared Reflector (HIR) PAR38 | 2045 | FIXED_OM | REPLACEMENT | assembly | USD/gigalumen_year | us | us | 70657472896.1342
commercial lighting | Lamp: Halogen Infrared Reflector (HIR) PAR38 | 2045 | FIXED_OM | REPLACEMENT | education | USD/gigalumen_year | us | us | 70657472896.1342
commercial lighting | Lamp: Halogen Infrared Reflector (HIR) PAR38 | 2045 | FIXED_OM | REPLACEMENT | food sales | USD/gigalumen_year | us | us | 70657472896.1342
commercial lighting | Lamp: Halogen Infrared Reflector (HIR) PAR38 | 2045 | FIXED_OM | REPLACEMENT | food service | USD/gigalumen_year | us | us | 70657472896.1342
commercial lighting | Lamp: Halogen Infrared Reflector (HIR) PAR38 | 2045 | FIXED_OM | REPLACEMENT | health | USD/gigalumen_year | us | us | 70657472896.1342
commercial lighting | Lamp: Halogen Infrared Reflector (HIR) PAR38 | 2045 | FIXED_OM | REPLACEMENT | lodging | USD/gigalumen_year | us | us | 70657472896.1342
commercial lighting | Lamp: Halogen Infrared Reflector (HIR) PAR38 | 2045 | FIXED_OM | REPLACEMENT | merc/service | USD/gigalumen_year | us | us | 70657472896.1342
commercial lighting | Lamp: Halogen Infrared Reflector (HIR) PAR38 | 2045 | FIXED_OM | REPLACEMENT | office-large | USD/gigalumen_year | us | us | 70657472896.1342
commercial lighting | Lamp: Halogen Infrared Reflector (HIR) PAR38 | 2045 | FIXED_OM | REPLACEMENT | office-small | USD/gigalumen_year | us | us | 70657472896.1342
commercial lighting | Lamp: Halogen Infrared Reflector (HIR) PAR38 | 2045 | FIXED_OM | REPLACEMENT | other | USD/gigalumen_year | us | us | 70657472896.1342
commercial lighting | Lamp: Halogen Infrared Reflector (HIR) PAR38 | 2045 | FIXED_OM | REPLACEMENT | warehouse | USD/gigalumen_year | us | us | 70657472896.1342
commercial lighting | Lamp: Halogen Infrared Reflector (HIR) PAR38 | 2046 | CAPITAL | NEW | assembly | USD/gigalumen_year | us | us | 764359763311.238
commercial lighting | Lamp: Halogen Infrared Reflector (HIR) PAR38 | 2046 | CAPITAL | NEW | education | USD/gigalumen_year | us | us | 764359763311.238
commercial lighting | Lamp: Halogen Infrared Reflector (HIR) PAR38 | 2046 | CAPITAL | NEW | food sales | USD/gigalumen_year | us | us | 764359763311.238
commercial lighting | Lamp: Halogen Infrared Reflector (HIR) PAR38 | 2046 | CAPITAL | NEW | food service | USD/gigalumen_year | us | us | 764359763311.238
commercial lighting | Lamp: Halogen Infrared Reflector (HIR) PAR38 | 2046 | CAPITAL | NEW | health | USD/gigalumen_year | us | us | 764359763311.238
commercial lighting | Lamp: Halogen Infrared Reflector (HIR) PAR38 | 2046 | CAPITAL | NEW | lodging | USD/gigalumen_year | us | us | 764359763311.238
commercial lighting | Lamp: Halogen Infrared Reflector (HIR) PAR38 | 2046 | CAPITAL | NEW | merc/service | USD/gigalumen_year | us | us | 764359763311.238
commercial lighting | Lamp: Halogen Infrared Reflector (HIR) PAR38 | 2046 | CAPITAL | NEW | office-large | USD/gigalumen_year | us | us | 764359763311.238
commercial lighting | Lamp: Halogen Infrared Reflector (HIR) PAR38 | 2046 | CAPITAL | NEW | office-small | USD/gigalumen_year | us | us | 764359763311.238
commercial lighting | Lamp: Halogen Infrared Reflector (HIR) PAR38 | 2046 | CAPITAL | NEW | other | USD/gigalumen_year | us | us | 764359763311.238
commercial lighting | Lamp: Halogen Infrared Reflector (HIR) PAR38 | 2046 | CAPITAL | NEW | warehouse | USD/gigalumen_year | us | us | 764359763311.238
commercial lighting | Lamp: Halogen Infrared Reflector (HIR) PAR38 | 2046 | CAPITAL | REPLACEMENT | assembly | USD/gigalumen_year | us | us | 764359763311.238
commercial lighting | Lamp: Halogen Infrared Reflector (HIR) PAR38 | 2046 | CAPITAL | REPLACEMENT | education | USD/gigalumen_year | us | us | 764359763311.238
commercial lighting | Lamp: Halogen Infrared Reflector (HIR) PAR38 | 2046 | CAPITAL | REPLACEMENT | food sales | USD/gigalumen_year | us | us | 764359763311.238
commercial lighting | Lamp: Halogen Infrared Reflector (HIR) PAR38 | 2046 | CAPITAL | REPLACEMENT | food service | USD/gigalumen_year | us | us | 764359763311.238
commercial lighting | Lamp: Halogen Infrared Reflector (HIR) PAR38 | 2046 | CAPITAL | REPLACEMENT | health | USD/gigalumen_year | us | us | 764359763311.238
commercial lighting | Lamp: Halogen Infrared Reflector (HIR) PAR38 | 2046 | CAPITAL | REPLACEMENT | lodging | USD/gigalumen_year | us | us | 764359763311.238
commercial lighting | Lamp: Halogen Infrared Reflector (HIR) PAR38 | 2046 | CAPITAL | REPLACEMENT | merc/service | USD/gigalumen_year | us | us | 764359763311.238
commercial lighting | Lamp: Halogen Infrared Reflector (HIR) PAR38 | 2046 | CAPITAL | REPLACEMENT | office-large | USD/gigalumen_year | us | us | 764359763311.238
commercial lighting | Lamp: Halogen Infrared Reflector (HIR) PAR38 | 2046 | CAPITAL | REPLACEMENT | office-small | USD/gigalumen_year | us | us | 764359763311.238
commercial lighting | Lamp: Halogen Infrared Reflector (HIR) PAR38 | 2046 | CAPITAL | REPLACEMENT | other | USD/gigalumen_year | us | us | 764359763311.238
commercial lighting | Lamp: Halogen Infrared Reflector (HIR) PAR38 | 2046 | CAPITAL | REPLACEMENT | warehouse | USD/gigalumen_year | us | us | 764359763311.238
commercial lighting | Lamp: Halogen Infrared Reflector (HIR) PAR38 | 2046 | FIXED_OM | NEW | assembly | USD/gigalumen_year | us | us | 70657472896.1342
commercial lighting | Lamp: Halogen Infrared Reflector (HIR) PAR38 | 2046 | FIXED_OM | NEW | education | USD/gigalumen_year | us | us | 70657472896.1342
commercial lighting | Lamp: Halogen Infrared Reflector (HIR) PAR38 | 2046 | FIXED_OM | NEW | food sales | USD/gigalumen_year | us | us | 70657472896.1342
commercial lighting | Lamp: Halogen Infrared Reflector (HIR) PAR38 | 2046 | FIXED_OM | NEW | food service | USD/gigalumen_year | us | us | 70657472896.1342
commercial lighting | Lamp: Halogen Infrared Reflector (HIR) PAR38 | 2046 | FIXED_OM | NEW | health | USD/gigalumen_year | us | us | 70657472896.1342
commercial lighting | Lamp: Halogen Infrared Reflector (HIR) PAR38 | 2046 | FIXED_OM | NEW | lodging | USD/gigalumen_year | us | us | 70657472896.1342
commercial lighting | Lamp: Halogen Infrared Reflector (HIR) PAR38 | 2046 | FIXED_OM | NEW | merc/service | USD/gigalumen_year | us | us | 70657472896.1342
commercial lighting | Lamp: Halogen Infrared Reflector (HIR) PAR38 | 2046 | FIXED_OM | NEW | office-large | USD/gigalumen_year | us | us | 70657472896.1342
commercial lighting | Lamp: Halogen Infrared Reflector (HIR) PAR38 | 2046 | FIXED_OM | NEW | office-small | USD/gigalumen_year | us | us | 70657472896.1342
commercial lighting | Lamp: Halogen Infrared Reflector (HIR) PAR38 | 2046 | FIXED_OM | NEW | other | USD/gigalumen_year | us | us | 70657472896.1342
commercial lighting | Lamp: Halogen Infrared Reflector (HIR) PAR38 | 2046 | FIXED_OM | NEW | warehouse | USD/gigalumen_year | us | us | 70657472896.1342
commercial lighting | Lamp: Halogen Infrared Reflector (HIR) PAR38 | 2046 | FIXED_OM | REPLACEMENT | assembly | USD/gigalumen_year | us | us | 70657472896.1342
commercial lighting | Lamp: Halogen Infrared Reflector (HIR) PAR38 | 2046 | FIXED_OM | REPLACEMENT | education | USD/gigalumen_year | us | us | 70657472896.1342
commercial lighting | Lamp: Halogen Infrared Reflector (HIR) PAR38 | 2046 | FIXED_OM | REPLACEMENT | food sales | USD/gigalumen_year | us | us | 70657472896.1342
commercial lighting | Lamp: Halogen Infrared Reflector (HIR) PAR38 | 2046 | FIXED_OM | REPLACEMENT | food service | USD/gigalumen_year | us | us | 70657472896.1342
commercial lighting | Lamp: Halogen Infrared Reflector (HIR) PAR38 | 2046 | FIXED_OM | REPLACEMENT | health | USD/gigalumen_year | us | us | 70657472896.1342
commercial lighting | Lamp: Halogen Infrared Reflector (HIR) PAR38 | 2046 | FIXED_OM | REPLACEMENT | lodging | USD/gigalumen_year | us | us | 70657472896.1342
commercial lighting | Lamp: Halogen Infrared Reflector (HIR) PAR38 | 2046 | FIXED_OM | REPLACEMENT | merc/service | USD/gigalumen_year | us | us | 70657472896.1342
commercial lighting | Lamp: Halogen Infrared Reflector (HIR) PAR38 | 2046 | FIXED_OM | REPLACEMENT | office-large | USD/gigalumen_year | us | us | 70657472896.1342
commercial lighting | Lamp: Halogen Infrared Reflector (HIR) PAR38 | 2046 | FIXED_OM | REPLACEMENT | office-small | USD/gigalumen_year | us | us | 70657472896.1342
commercial lighting | Lamp: Halogen Infrared Reflector (HIR) PAR38 | 2046 | FIXED_OM | REPLACEMENT | other | USD/gigalumen_year | us | us | 70657472896.1342
commercial lighting | Lamp: Halogen Infrared Reflector (HIR) PAR38 | 2046 | FIXED_OM | REPLACEMENT | warehouse | USD/gigalumen_year | us | us | 70657472896.1342
commercial lighting | Lamp: Halogen Infrared Reflector (HIR) PAR38 | 2047 | CAPITAL | NEW | assembly | USD/gigalumen_year | us | us | 764359763311.238
commercial lighting | Lamp: Halogen Infrared Reflector (HIR) PAR38 | 2047 | CAPITAL | NEW | education | USD/gigalumen_year | us | us | 764359763311.238
commercial lighting | Lamp: Halogen Infrared Reflector (HIR) PAR38 | 2047 | CAPITAL | NEW | food sales | USD/gigalumen_year | us | us | 764359763311.238
commercial lighting | Lamp: Halogen Infrared Reflector (HIR) PAR38 | 2047 | CAPITAL | NEW | food service | USD/gigalumen_year | us | us | 764359763311.238
commercial lighting | Lamp: Halogen Infrared Reflector (HIR) PAR38 | 2047 | CAPITAL | NEW | health | USD/gigalumen_year | us | us | 764359763311.238
commercial lighting | Lamp: Halogen Infrared Reflector (HIR) PAR38 | 2047 | CAPITAL | NEW | lodging | USD/gigalumen_year | us | us | 764359763311.238
commercial lighting | Lamp: Halogen Infrared Reflector (HIR) PAR38 | 2047 | CAPITAL | NEW | merc/service | USD/gigalumen_year | us | us | 764359763311.238
commercial lighting | Lamp: Halogen Infrared Reflector (HIR) PAR38 | 2047 | CAPITAL | NEW | office-large | USD/gigalumen_year | us | us | 764359763311.238
commercial lighting | Lamp: Halogen Infrared Reflector (HIR) PAR38 | 2047 | CAPITAL | NEW | office-small | USD/gigalumen_year | us | us | 764359763311.238
commercial lighting | Lamp: Halogen Infrared Reflector (HIR) PAR38 | 2047 | CAPITAL | NEW | other | USD/gigalumen_year | us | us | 764359763311.238
commercial lighting | Lamp: Halogen Infrared Reflector (HIR) PAR38 | 2047 | CAPITAL | NEW | warehouse | USD/gigalumen_year | us | us | 764359763311.238
commercial lighting | Lamp: Halogen Infrared Reflector (HIR) PAR38 | 2047 | CAPITAL | REPLACEMENT | assembly | USD/gigalumen_year | us | us | 764359763311.238
commercial lighting | Lamp: Halogen Infrared Reflector (HIR) PAR38 | 2047 | CAPITAL | REPLACEMENT | education | USD/gigalumen_year | us | us | 764359763311.238
commercial lighting | Lamp: Halogen Infrared Reflector (HIR) PAR38 | 2047 | CAPITAL | REPLACEMENT | food sales | USD/gigalumen_year | us | us | 764359763311.238
commercial lighting | Lamp: Halogen Infrared Reflector (HIR) PAR38 | 2047 | CAPITAL | REPLACEMENT | food service | USD/gigalumen_year | us | us | 764359763311.238
commercial lighting | Lamp: Halogen Infrared Reflector (HIR) PAR38 | 2047 | CAPITAL | REPLACEMENT | health | USD/gigalumen_year | us | us | 764359763311.238
commercial lighting | Lamp: Halogen Infrared Reflector (HIR) PAR38 | 2047 | CAPITAL | REPLACEMENT | lodging | USD/gigalumen_year | us | us | 764359763311.238
commercial lighting | Lamp: Halogen Infrared Reflector (HIR) PAR38 | 2047 | CAPITAL | REPLACEMENT | merc/service | USD/gigalumen_year | us | us | 764359763311.238
commercial lighting | Lamp: Halogen Infrared Reflector (HIR) PAR38 | 2047 | CAPITAL | REPLACEMENT | office-large | USD/gigalumen_year | us | us | 764359763311.238
commercial lighting | Lamp: Halogen Infrared Reflector (HIR) PAR38 | 2047 | CAPITAL | REPLACEMENT | office-small | USD/gigalumen_year | us | us | 764359763311.238
commercial lighting | Lamp: Halogen Infrared Reflector (HIR) PAR38 | 2047 | CAPITAL | REPLACEMENT | other | USD/gigalumen_year | us | us | 764359763311.238
commercial lighting | Lamp: Halogen Infrared Reflector (HIR) PAR38 | 2047 | CAPITAL | REPLACEMENT | warehouse | USD/gigalumen_year | us | us | 764359763311.238
commercial lighting | Lamp: Halogen Infrared Reflector (HIR) PAR38 | 2047 | FIXED_OM | NEW | assembly | USD/gigalumen_year | us | us | 70657472896.1342
commercial lighting | Lamp: Halogen Infrared Reflector (HIR) PAR38 | 2047 | FIXED_OM | NEW | education | USD/gigalumen_year | us | us | 70657472896.1342
commercial lighting | Lamp: Halogen Infrared Reflector (HIR) PAR38 | 2047 | FIXED_OM | NEW | food sales | USD/gigalumen_year | us | us | 70657472896.1342
commercial lighting | Lamp: Halogen Infrared Reflector (HIR) PAR38 | 2047 | FIXED_OM | NEW | food service | USD/gigalumen_year | us | us | 70657472896.1342
commercial lighting | Lamp: Halogen Infrared Reflector (HIR) PAR38 | 2047 | FIXED_OM | NEW | health | USD/gigalumen_year | us | us | 70657472896.1342
commercial lighting | Lamp: Halogen Infrared Reflector (HIR) PAR38 | 2047 | FIXED_OM | NEW | lodging | USD/gigalumen_year | us | us | 70657472896.1342
commercial lighting | Lamp: Halogen Infrared Reflector (HIR) PAR38 | 2047 | FIXED_OM | NEW | merc/service | USD/gigalumen_year | us | us | 70657472896.1342
commercial lighting | Lamp: Halogen Infrared Reflector (HIR) PAR38 | 2047 | FIXED_OM | NEW | office-large | USD/gigalumen_year | us | us | 70657472896.1342
commercial lighting | Lamp: Halogen Infrared Reflector (HIR) PAR38 | 2047 | FIXED_OM | NEW | office-small | USD/gigalumen_year | us | us | 70657472896.1342
commercial lighting | Lamp: Halogen Infrared Reflector (HIR) PAR38 | 2047 | FIXED_OM | NEW | other | USD/gigalumen_year | us | us | 70657472896.1342
commercial lighting | Lamp: Halogen Infrared Reflector (HIR) PAR38 | 2047 | FIXED_OM | NEW | warehouse | USD/gigalumen_year | us | us | 70657472896.1342
commercial lighting | Lamp: Halogen Infrared Reflector (HIR) PAR38 | 2047 | FIXED_OM | REPLACEMENT | assembly | USD/gigalumen_year | us | us | 70657472896.1342
commercial lighting | Lamp: Halogen Infrared Reflector (HIR) PAR38 | 2047 | FIXED_OM | REPLACEMENT | education | USD/gigalumen_year | us | us | 70657472896.1342
commercial lighting | Lamp: Halogen Infrared Reflector (HIR) PAR38 | 2047 | FIXED_OM | REPLACEMENT | food sales | USD/gigalumen_year | us | us | 70657472896.1342
commercial lighting | Lamp: Halogen Infrared Reflector (HIR) PAR38 | 2047 | FIXED_OM | REPLACEMENT | food service | USD/gigalumen_year | us | us | 70657472896.1342
commercial lighting | Lamp: Halogen Infrared Reflector (HIR) PAR38 | 2047 | FIXED_OM | REPLACEMENT | health | USD/gigalumen_year | us | us | 70657472896.1342
commercial lighting | Lamp: Halogen Infrared Reflector (HIR) PAR38 | 2047 | FIXED_OM | REPLACEMENT | lodging | USD/gigalumen_year | us | us | 70657472896.1342
commercial lighting | Lamp: Halogen Infrared Reflector (HIR) PAR38 | 2047 | FIXED_OM | REPLACEMENT | merc/service | USD/gigalumen_year | us | us | 70657472896.1342
commercial lighting | Lamp: Halogen Infrared Reflector (HIR) PAR38 | 2047 | FIXED_OM | REPLACEMENT | office-large | USD/gigalumen_year | us | us | 70657472896.1342
commercial lighting | Lamp: Halogen Infrared Reflector (HIR) PAR38 | 2047 | FIXED_OM | REPLACEMENT | office-small | USD/gigalumen_year | us | us | 70657472896.1342
commercial lighting | Lamp: Halogen Infrared Reflector (HIR) PAR38 | 2047 | FIXED_OM | REPLACEMENT | other | USD/gigalumen_year | us | us | 70657472896.1342
commercial lighting | Lamp: Halogen Infrared Reflector (HIR) PAR38 | 2047 | FIXED_OM | REPLACEMENT | warehouse | USD/gigalumen_year | us | us | 70657472896.1342
commercial lighting | Lamp: Halogen Infrared Reflector (HIR) PAR38 | 2048 | CAPITAL | NEW | assembly | USD/gigalumen_year | us | us | 764359763311.238
commercial lighting | Lamp: Halogen Infrared Reflector (HIR) PAR38 | 2048 | CAPITAL | NEW | education | USD/gigalumen_year | us | us | 764359763311.238
commercial lighting | Lamp: Halogen Infrared Reflector (HIR) PAR38 | 2048 | CAPITAL | NEW | food sales | USD/gigalumen_year | us | us | 764359763311.238
commercial lighting | Lamp: Halogen Infrared Reflector (HIR) PAR38 | 2048 | CAPITAL | NEW | food service | USD/gigalumen_year | us | us | 764359763311.238
commercial lighting | Lamp: Halogen Infrared Reflector (HIR) PAR38 | 2048 | CAPITAL | NEW | health | USD/gigalumen_year | us | us | 764359763311.238
commercial lighting | Lamp: Halogen Infrared Reflector (HIR) PAR38 | 2048 | CAPITAL | NEW | lodging | USD/gigalumen_year | us | us | 764359763311.238
commercial lighting | Lamp: Halogen Infrared Reflector (HIR) PAR38 | 2048 | CAPITAL | NEW | merc/service | USD/gigalumen_year | us | us | 764359763311.238
commercial lighting | Lamp: Halogen Infrared Reflector (HIR) PAR38 | 2048 | CAPITAL | NEW | office-large | USD/gigalumen_year | us | us | 764359763311.238
commercial lighting | Lamp: Halogen Infrared Reflector (HIR) PAR38 | 2048 | CAPITAL | NEW | office-small | USD/gigalumen_year | us | us | 764359763311.238
commercial lighting | Lamp: Halogen Infrared Reflector (HIR) PAR38 | 2048 | CAPITAL | NEW | other | USD/gigalumen_year | us | us | 764359763311.238
commercial lighting | Lamp: Halogen Infrared Reflector (HIR) PAR38 | 2048 | CAPITAL | NEW | warehouse | USD/gigalumen_year | us | us | 764359763311.238
commercial lighting | Lamp: Halogen Infrared Reflector (HIR) PAR38 | 2048 | CAPITAL | REPLACEMENT | assembly | USD/gigalumen_year | us | us | 764359763311.238
commercial lighting | Lamp: Halogen Infrared Reflector (HIR) PAR38 | 2048 | CAPITAL | REPLACEMENT | education | USD/gigalumen_year | us | us | 764359763311.238
commercial lighting | Lamp: Halogen Infrared Reflector (HIR) PAR38 | 2048 | CAPITAL | REPLACEMENT | food sales | USD/gigalumen_year | us | us | 764359763311.238
commercial lighting | Lamp: Halogen Infrared Reflector (HIR) PAR38 | 2048 | CAPITAL | REPLACEMENT | food service | USD/gigalumen_year | us | us | 764359763311.238
commercial lighting | Lamp: Halogen Infrared Reflector (HIR) PAR38 | 2048 | CAPITAL | REPLACEMENT | health | USD/gigalumen_year | us | us | 764359763311.238
commercial lighting | Lamp: Halogen Infrared Reflector (HIR) PAR38 | 2048 | CAPITAL | REPLACEMENT | lodging | USD/gigalumen_year | us | us | 764359763311.238
commercial lighting | Lamp: Halogen Infrared Reflector (HIR) PAR38 | 2048 | CAPITAL | REPLACEMENT | merc/service | USD/gigalumen_year | us | us | 764359763311.238
commercial lighting | Lamp: Halogen Infrared Reflector (HIR) PAR38 | 2048 | CAPITAL | REPLACEMENT | office-large | USD/gigalumen_year | us | us | 764359763311.238
commercial lighting | Lamp: Halogen Infrared Reflector (HIR) PAR38 | 2048 | CAPITAL | REPLACEMENT | office-small | USD/gigalumen_year | us | us | 764359763311.238
commercial lighting | Lamp: Halogen Infrared Reflector (HIR) PAR38 | 2048 | CAPITAL | REPLACEMENT | other | USD/gigalumen_year | us | us | 764359763311.238
commercial lighting | Lamp: Halogen Infrared Reflector (HIR) PAR38 | 2048 | CAPITAL | REPLACEMENT | warehouse | USD/gigalumen_year | us | us | 764359763311.238
commercial lighting | Lamp: Halogen Infrared Reflector (HIR) PAR38 | 2048 | FIXED_OM | NEW | assembly | USD/gigalumen_year | us | us | 70657472896.1342
commercial lighting | Lamp: Halogen Infrared Reflector (HIR) PAR38 | 2048 | FIXED_OM | NEW | education | USD/gigalumen_year | us | us | 70657472896.1342
commercial lighting | Lamp: Halogen Infrared Reflector (HIR) PAR38 | 2048 | FIXED_OM | NEW | food sales | USD/gigalumen_year | us | us | 70657472896.1342
commercial lighting | Lamp: Halogen Infrared Reflector (HIR) PAR38 | 2048 | FIXED_OM | NEW | food service | USD/gigalumen_year | us | us | 70657472896.1342
commercial lighting | Lamp: Halogen Infrared Reflector (HIR) PAR38 | 2048 | FIXED_OM | NEW | health | USD/gigalumen_year | us | us | 70657472896.1342
commercial lighting | Lamp: Halogen Infrared Reflector (HIR) PAR38 | 2048 | FIXED_OM | NEW | lodging | USD/gigalumen_year | us | us | 70657472896.1342
commercial lighting | Lamp: Halogen Infrared Reflector (HIR) PAR38 | 2048 | FIXED_OM | NEW | merc/service | USD/gigalumen_year | us | us | 70657472896.1342
commercial lighting | Lamp: Halogen Infrared Reflector (HIR) PAR38 | 2048 | FIXED_OM | NEW | office-large | USD/gigalumen_year | us | us | 70657472896.1342
commercial lighting | Lamp: Halogen Infrared Reflector (HIR) PAR38 | 2048 | FIXED_OM | NEW | office-small | USD/gigalumen_year | us | us | 70657472896.1342
commercial lighting | Lamp: Halogen Infrared Reflector (HIR) PAR38 | 2048 | FIXED_OM | NEW | other | USD/gigalumen_year | us | us | 70657472896.1342
commercial lighting | Lamp: Halogen Infrared Reflector (HIR) PAR38 | 2048 | FIXED_OM | NEW | warehouse | USD/gigalumen_year | us | us | 70657472896.1342
commercial lighting | Lamp: Halogen Infrared Reflector (HIR) PAR38 | 2048 | FIXED_OM | REPLACEMENT | assembly | USD/gigalumen_year | us | us | 70657472896.1342
commercial lighting | Lamp: Halogen Infrared Reflector (HIR) PAR38 | 2048 | FIXED_OM | REPLACEMENT | education | USD/gigalumen_year | us | us | 70657472896.1342
commercial lighting | Lamp: Halogen Infrared Reflector (HIR) PAR38 | 2048 | FIXED_OM | REPLACEMENT | food sales | USD/gigalumen_year | us | us | 70657472896.1342
commercial lighting | Lamp: Halogen Infrared Reflector (HIR) PAR38 | 2048 | FIXED_OM | REPLACEMENT | food service | USD/gigalumen_year | us | us | 70657472896.1342
commercial lighting | Lamp: Halogen Infrared Reflector (HIR) PAR38 | 2048 | FIXED_OM | REPLACEMENT | health | USD/gigalumen_year | us | us | 70657472896.1342
commercial lighting | Lamp: Halogen Infrared Reflector (HIR) PAR38 | 2048 | FIXED_OM | REPLACEMENT | lodging | USD/gigalumen_year | us | us | 70657472896.1342
commercial lighting | Lamp: Halogen Infrared Reflector (HIR) PAR38 | 2048 | FIXED_OM | REPLACEMENT | merc/service | USD/gigalumen_year | us | us | 70657472896.1342
commercial lighting | Lamp: Halogen Infrared Reflector (HIR) PAR38 | 2048 | FIXED_OM | REPLACEMENT | office-large | USD/gigalumen_year | us | us | 70657472896.1342
commercial lighting | Lamp: Halogen Infrared Reflector (HIR) PAR38 | 2048 | FIXED_OM | REPLACEMENT | office-small | USD/gigalumen_year | us | us | 70657472896.1342
commercial lighting | Lamp: Halogen Infrared Reflector (HIR) PAR38 | 2048 | FIXED_OM | REPLACEMENT | other | USD/gigalumen_year | us | us | 70657472896.1342
commercial lighting | Lamp: Halogen Infrared Reflector (HIR) PAR38 | 2048 | FIXED_OM | REPLACEMENT | warehouse | USD/gigalumen_year | us | us | 70657472896.1342
commercial lighting | Lamp: Halogen Infrared Reflector (HIR) PAR38 | 2049 | CAPITAL | NEW | assembly | USD/gigalumen_year | us | us | 764359763311.238
commercial lighting | Lamp: Halogen Infrared Reflector (HIR) PAR38 | 2049 | CAPITAL | NEW | education | USD/gigalumen_year | us | us | 764359763311.238
commercial lighting | Lamp: Halogen Infrared Reflector (HIR) PAR38 | 2049 | CAPITAL | NEW | food sales | USD/gigalumen_year | us | us | 764359763311.238
commercial lighting | Lamp: Halogen Infrared Reflector (HIR) PAR38 | 2049 | CAPITAL | NEW | food service | USD/gigalumen_year | us | us | 764359763311.238
commercial lighting | Lamp: Halogen Infrared Reflector (HIR) PAR38 | 2049 | CAPITAL | NEW | health | USD/gigalumen_year | us | us | 764359763311.238
commercial lighting | Lamp: Halogen Infrared Reflector (HIR) PAR38 | 2049 | CAPITAL | NEW | lodging | USD/gigalumen_year | us | us | 764359763311.238
commercial lighting | Lamp: Halogen Infrared Reflector (HIR) PAR38 | 2049 | CAPITAL | NEW | merc/service | USD/gigalumen_year | us | us | 764359763311.238
commercial lighting | Lamp: Halogen Infrared Reflector (HIR) PAR38 | 2049 | CAPITAL | NEW | office-large | USD/gigalumen_year | us | us | 764359763311.238
commercial lighting | Lamp: Halogen Infrared Reflector (HIR) PAR38 | 2049 | CAPITAL | NEW | office-small | USD/gigalumen_year | us | us | 764359763311.238
commercial lighting | Lamp: Halogen Infrared Reflector (HIR) PAR38 | 2049 | CAPITAL | NEW | other | USD/gigalumen_year | us | us | 764359763311.238
commercial lighting | Lamp: Halogen Infrared Reflector (HIR) PAR38 | 2049 | CAPITAL | NEW | warehouse | USD/gigalumen_year | us | us | 764359763311.238
commercial lighting | Lamp: Halogen Infrared Reflector (HIR) PAR38 | 2049 | CAPITAL | REPLACEMENT | assembly | USD/gigalumen_year | us | us | 764359763311.238
commercial lighting | Lamp: Halogen Infrared Reflector (HIR) PAR38 | 2049 | CAPITAL | REPLACEMENT | education | USD/gigalumen_year | us | us | 764359763311.238
commercial lighting | Lamp: Halogen Infrared Reflector (HIR) PAR38 | 2049 | CAPITAL | REPLACEMENT | food sales | USD/gigalumen_year | us | us | 764359763311.238
commercial lighting | Lamp: Halogen Infrared Reflector (HIR) PAR38 | 2049 | CAPITAL | REPLACEMENT | food service | USD/gigalumen_year | us | us | 764359763311.238
commercial lighting | Lamp: Halogen Infrared Reflector (HIR) PAR38 | 2049 | CAPITAL | REPLACEMENT | health | USD/gigalumen_year | us | us | 764359763311.238
commercial lighting | Lamp: Halogen Infrared Reflector (HIR) PAR38 | 2049 | CAPITAL | REPLACEMENT | lodging | USD/gigalumen_year | us | us | 764359763311.238
commercial lighting | Lamp: Halogen Infrared Reflector (HIR) PAR38 | 2049 | CAPITAL | REPLACEMENT | merc/service | USD/gigalumen_year | us | us | 764359763311.238
commercial lighting | Lamp: Halogen Infrared Reflector (HIR) PAR38 | 2049 | CAPITAL | REPLACEMENT | office-large | USD/gigalumen_year | us | us | 764359763311.238
commercial lighting | Lamp: Halogen Infrared Reflector (HIR) PAR38 | 2049 | CAPITAL | REPLACEMENT | office-small | USD/gigalumen_year | us | us | 764359763311.238
commercial lighting | Lamp: Halogen Infrared Reflector (HIR) PAR38 | 2049 | CAPITAL | REPLACEMENT | other | USD/gigalumen_year | us | us | 764359763311.238
commercial lighting | Lamp: Halogen Infrared Reflector (HIR) PAR38 | 2049 | CAPITAL | REPLACEMENT | warehouse | USD/gigalumen_year | us | us | 764359763311.238
commercial lighting | Lamp: Halogen Infrared Reflector (HIR) PAR38 | 2049 | FIXED_OM | NEW | assembly | USD/gigalumen_year | us | us | 70657472896.1342
commercial lighting | Lamp: Halogen Infrared Reflector (HIR) PAR38 | 2049 | FIXED_OM | NEW | education | USD/gigalumen_year | us | us | 70657472896.1342
commercial lighting | Lamp: Halogen Infrared Reflector (HIR) PAR38 | 2049 | FIXED_OM | NEW | food sales | USD/gigalumen_year | us | us | 70657472896.1342
commercial lighting | Lamp: Halogen Infrared Reflector (HIR) PAR38 | 2049 | FIXED_OM | NEW | food service | USD/gigalumen_year | us | us | 70657472896.1342
commercial lighting | Lamp: Halogen Infrared Reflector (HIR) PAR38 | 2049 | FIXED_OM | NEW | health | USD/gigalumen_year | us | us | 70657472896.1342
commercial lighting | Lamp: Halogen Infrared Reflector (HIR) PAR38 | 2049 | FIXED_OM | NEW | lodging | USD/gigalumen_year | us | us | 70657472896.1342
commercial lighting | Lamp: Halogen Infrared Reflector (HIR) PAR38 | 2049 | FIXED_OM | NEW | merc/service | USD/gigalumen_year | us | us | 70657472896.1342
commercial lighting | Lamp: Halogen Infrared Reflector (HIR) PAR38 | 2049 | FIXED_OM | NEW | office-large | USD/gigalumen_year | us | us | 70657472896.1342
commercial lighting | Lamp: Halogen Infrared Reflector (HIR) PAR38 | 2049 | FIXED_OM | NEW | office-small | USD/gigalumen_year | us | us | 70657472896.1342
commercial lighting | Lamp: Halogen Infrared Reflector (HIR) PAR38 | 2049 | FIXED_OM | NEW | other | USD/gigalumen_year | us | us | 70657472896.1342
commercial lighting | Lamp: Halogen Infrared Reflector (HIR) PAR38 | 2049 | FIXED_OM | NEW | warehouse | USD/gigalumen_year | us | us | 70657472896.1342
commercial lighting | Lamp: Halogen Infrared Reflector (HIR) PAR38 | 2049 | FIXED_OM | REPLACEMENT | assembly | USD/gigalumen_year | us | us | 70657472896.1342
commercial lighting | Lamp: Halogen Infrared Reflector (HIR) PAR38 | 2049 | FIXED_OM | REPLACEMENT | education | USD/gigalumen_year | us | us | 70657472896.1342
commercial lighting | Lamp: Halogen Infrared Reflector (HIR) PAR38 | 2049 | FIXED_OM | REPLACEMENT | food sales | USD/gigalumen_year | us | us | 70657472896.1342
commercial lighting | Lamp: Halogen Infrared Reflector (HIR) PAR38 | 2049 | FIXED_OM | REPLACEMENT | food service | USD/gigalumen_year | us | us | 70657472896.1342
commercial lighting | Lamp: Halogen Infrared Reflector (HIR) PAR38 | 2049 | FIXED_OM | REPLACEMENT | health | USD/gigalumen_year | us | us | 70657472896.1342
commercial lighting | Lamp: Halogen Infrared Reflector (HIR) PAR38 | 2049 | FIXED_OM | REPLACEMENT | lodging | USD/gigalumen_year | us | us | 70657472896.1342
commercial lighting | Lamp: Halogen Infrared Reflector (HIR) PAR38 | 2049 | FIXED_OM | REPLACEMENT | merc/service | USD/gigalumen_year | us | us | 70657472896.1342
commercial lighting | Lamp: Halogen Infrared Reflector (HIR) PAR38 | 2049 | FIXED_OM | REPLACEMENT | office-large | USD/gigalumen_year | us | us | 70657472896.1342
commercial lighting | Lamp: Halogen Infrared Reflector (HIR) PAR38 | 2049 | FIXED_OM | REPLACEMENT | office-small | USD/gigalumen_year | us | us | 70657472896.1342
commercial lighting | Lamp: Halogen Infrared Reflector (HIR) PAR38 | 2049 | FIXED_OM | REPLACEMENT | other | USD/gigalumen_year | us | us | 70657472896.1342
commercial lighting | Lamp: Halogen Infrared Reflector (HIR) PAR38 | 2049 | FIXED_OM | REPLACEMENT | warehouse | USD/gigalumen_year | us | us | 70657472896.1342
commercial lighting | Lamp: Halogen Infrared Reflector (HIR) PAR38 | 2050 | CAPITAL | NEW | assembly | USD/gigalumen_year | us | us | 764359763311.238
commercial lighting | Lamp: Halogen Infrared Reflector (HIR) PAR38 | 2050 | CAPITAL | NEW | education | USD/gigalumen_year | us | us | 764359763311.238
commercial lighting | Lamp: Halogen Infrared Reflector (HIR) PAR38 | 2050 | CAPITAL | NEW | food sales | USD/gigalumen_year | us | us | 764359763311.238
commercial lighting | Lamp: Halogen Infrared Reflector (HIR) PAR38 | 2050 | CAPITAL | NEW | food service | USD/gigalumen_year | us | us | 764359763311.238
commercial lighting | Lamp: Halogen Infrared Reflector (HIR) PAR38 | 2050 | CAPITAL | NEW | health | USD/gigalumen_year | us | us | 764359763311.238
commercial lighting | Lamp: Halogen Infrared Reflector (HIR) PAR38 | 2050 | CAPITAL | NEW | lodging | USD/gigalumen_year | us | us | 764359763311.238
commercial lighting | Lamp: Halogen Infrared Reflector (HIR) PAR38 | 2050 | CAPITAL | NEW | merc/service | USD/gigalumen_year | us | us | 764359763311.238
commercial lighting | Lamp: Halogen Infrared Reflector (HIR) PAR38 | 2050 | CAPITAL | NEW | office-large | USD/gigalumen_year | us | us | 764359763311.238
commercial lighting | Lamp: Halogen Infrared Reflector (HIR) PAR38 | 2050 | CAPITAL | NEW | office-small | USD/gigalumen_year | us | us | 764359763311.238
commercial lighting | Lamp: Halogen Infrared Reflector (HIR) PAR38 | 2050 | CAPITAL | NEW | other | USD/gigalumen_year | us | us | 764359763311.238
commercial lighting | Lamp: Halogen Infrared Reflector (HIR) PAR38 | 2050 | CAPITAL | NEW | warehouse | USD/gigalumen_year | us | us | 764359763311.238
commercial lighting | Lamp: Halogen Infrared Reflector (HIR) PAR38 | 2050 | CAPITAL | REPLACEMENT | assembly | USD/gigalumen_year | us | us | 764359763311.238
commercial lighting | Lamp: Halogen Infrared Reflector (HIR) PAR38 | 2050 | CAPITAL | REPLACEMENT | education | USD/gigalumen_year | us | us | 764359763311.238
commercial lighting | Lamp: Halogen Infrared Reflector (HIR) PAR38 | 2050 | CAPITAL | REPLACEMENT | food sales | USD/gigalumen_year | us | us | 764359763311.238
commercial lighting | Lamp: Halogen Infrared Reflector (HIR) PAR38 | 2050 | CAPITAL | REPLACEMENT | food service | USD/gigalumen_year | us | us | 764359763311.238
commercial lighting | Lamp: Halogen Infrared Reflector (HIR) PAR38 | 2050 | CAPITAL | REPLACEMENT | health | USD/gigalumen_year | us | us | 764359763311.238
commercial lighting | Lamp: Halogen Infrared Reflector (HIR) PAR38 | 2050 | CAPITAL | REPLACEMENT | lodging | USD/gigalumen_year | us | us | 764359763311.238
commercial lighting | Lamp: Halogen Infrared Reflector (HIR) PAR38 | 2050 | CAPITAL | REPLACEMENT | merc/service | USD/gigalumen_year | us | us | 764359763311.238
commercial lighting | Lamp: Halogen Infrared Reflector (HIR) PAR38 | 2050 | CAPITAL | REPLACEMENT | office-large | USD/gigalumen_year | us | us | 764359763311.238
commercial lighting | Lamp: Halogen Infrared Reflector (HIR) PAR38 | 2050 | CAPITAL | REPLACEMENT | office-small | USD/gigalumen_year | us | us | 764359763311.238
commercial lighting | Lamp: Halogen Infrared Reflector (HIR) PAR38 | 2050 | CAPITAL | REPLACEMENT | other | USD/gigalumen_year | us | us | 764359763311.238
commercial lighting | Lamp: Halogen Infrared Reflector (HIR) PAR38 | 2050 | CAPITAL | REPLACEMENT | warehouse | USD/gigalumen_year | us | us | 764359763311.238
commercial lighting | Lamp: Halogen Infrared Reflector (HIR) PAR38 | 2050 | FIXED_OM | NEW | assembly | USD/gigalumen_year | us | us | 70657472896.1342
commercial lighting | Lamp: Halogen Infrared Reflector (HIR) PAR38 | 2050 | FIXED_OM | NEW | education | USD/gigalumen_year | us | us | 70657472896.1342
commercial lighting | Lamp: Halogen Infrared Reflector (HIR) PAR38 | 2050 | FIXED_OM | NEW | food sales | USD/gigalumen_year | us | us | 70657472896.1342
commercial lighting | Lamp: Halogen Infrared Reflector (HIR) PAR38 | 2050 | FIXED_OM | NEW | food service | USD/gigalumen_year | us | us | 70657472896.1342
commercial lighting | Lamp: Halogen Infrared Reflector (HIR) PAR38 | 2050 | FIXED_OM | NEW | health | USD/gigalumen_year | us | us | 70657472896.1342
commercial lighting | Lamp: Halogen Infrared Reflector (HIR) PAR38 | 2050 | FIXED_OM | NEW | lodging | USD/gigalumen_year | us | us | 70657472896.1342
commercial lighting | Lamp: Halogen Infrared Reflector (HIR) PAR38 | 2050 | FIXED_OM | NEW | merc/service | USD/gigalumen_year | us | us | 70657472896.1342
commercial lighting | Lamp: Halogen Infrared Reflector (HIR) PAR38 | 2050 | FIXED_OM | NEW | office-large | USD/gigalumen_year | us | us | 70657472896.1342
commercial lighting | Lamp: Halogen Infrared Reflector (HIR) PAR38 | 2050 | FIXED_OM | NEW | office-small | USD/gigalumen_year | us | us | 70657472896.1342
commercial lighting | Lamp: Halogen Infrared Reflector (HIR) PAR38 | 2050 | FIXED_OM | NEW | other | USD/gigalumen_year | us | us | 70657472896.1342
commercial lighting | Lamp: Halogen Infrared Reflector (HIR) PAR38 | 2050 | FIXED_OM | NEW | warehouse | USD/gigalumen_year | us | us | 70657472896.1342
commercial lighting | Lamp: Halogen Infrared Reflector (HIR) PAR38 | 2050 | FIXED_OM | REPLACEMENT | assembly | USD/gigalumen_year | us | us | 70657472896.1342
commercial lighting | Lamp: Halogen Infrared Reflector (HIR) PAR38 | 2050 | FIXED_OM | REPLACEMENT | education | USD/gigalumen_year | us | us | 70657472896.1342
commercial lighting | Lamp: Halogen Infrared Reflector (HIR) PAR38 | 2050 | FIXED_OM | REPLACEMENT | food sales | USD/gigalumen_year | us | us | 70657472896.1342
commercial lighting | Lamp: Halogen Infrared Reflector (HIR) PAR38 | 2050 | FIXED_OM | REPLACEMENT | food service | USD/gigalumen_year | us | us | 70657472896.1342
commercial lighting | Lamp: Halogen Infrared Reflector (HIR) PAR38 | 2050 | FIXED_OM | REPLACEMENT | health | USD/gigalumen_year | us | us | 70657472896.1342
commercial lighting | Lamp: Halogen Infrared Reflector (HIR) PAR38 | 2050 | FIXED_OM | REPLACEMENT | lodging | USD/gigalumen_year | us | us | 70657472896.1342
commercial lighting | Lamp: Halogen Infrared Reflector (HIR) PAR38 | 2050 | FIXED_OM | REPLACEMENT | merc/service | USD/gigalumen_year | us | us | 70657472896.1342
commercial lighting | Lamp: Halogen Infrared Reflector (HIR) PAR38 | 2050 | FIXED_OM | REPLACEMENT | office-large | USD/gigalumen_year | us | us | 70657472896.1342
commercial lighting | Lamp: Halogen Infrared Reflector (HIR) PAR38 | 2050 | FIXED_OM | REPLACEMENT | office-small | USD/gigalumen_year | us | us | 70657472896.1342
commercial lighting | Lamp: Halogen Infrared Reflector (HIR) PAR38 | 2050 | FIXED_OM | REPLACEMENT | other | USD/gigalumen_year | us | us | 70657472896.1342
commercial lighting | Lamp: Halogen Infrared Reflector (HIR) PAR38 | 2050 | FIXED_OM | REPLACEMENT | warehouse | USD/gigalumen_year | us | us | 70657472896.1342
commercial lighting | Lamp: Halogen Par 38 | 2020 | CAPITAL | NEW | assembly | USD/gigalumen_year | us | us | 818856218470.491
commercial lighting | Lamp: Halogen Par 38 | 2020 | CAPITAL | NEW | education | USD/gigalumen_year | us | us | 818856218470.491
commercial lighting | Lamp: Halogen Par 38 | 2020 | CAPITAL | NEW | food sales | USD/gigalumen_year | us | us | 818856218470.491
commercial lighting | Lamp: Halogen Par 38 | 2020 | CAPITAL | NEW | food service | USD/gigalumen_year | us | us | 818856218470.491
commercial lighting | Lamp: Halogen Par 38 | 2020 | CAPITAL | NEW | health | USD/gigalumen_year | us | us | 818856218470.491
commercial lighting | Lamp: Halogen Par 38 | 2020 | CAPITAL | NEW | lodging | USD/gigalumen_year | us | us | 818856218470.491
commercial lighting | Lamp: Halogen Par 38 | 2020 | CAPITAL | NEW | merc/service | USD/gigalumen_year | us | us | 818856218470.491
commercial lighting | Lamp: Halogen Par 38 | 2020 | CAPITAL | NEW | office-large | USD/gigalumen_year | us | us | 818856218470.491
commercial lighting | Lamp: Halogen Par 38 | 2020 | CAPITAL | NEW | office-small | USD/gigalumen_year | us | us | 818856218470.491
commercial lighting | Lamp: Halogen Par 38 | 2020 | CAPITAL | NEW | other | USD/gigalumen_year | us | us | 818856218470.491
commercial lighting | Lamp: Halogen Par 38 | 2020 | CAPITAL | NEW | warehouse | USD/gigalumen_year | us | us | 818856218470.491
commercial lighting | Lamp: Halogen Par 38 | 2020 | CAPITAL | REPLACEMENT | assembly | USD/gigalumen_year | us | us | 818856218470.491
commercial lighting | Lamp: Halogen Par 38 | 2020 | CAPITAL | REPLACEMENT | education | USD/gigalumen_year | us | us | 818856218470.491
commercial lighting | Lamp: Halogen Par 38 | 2020 | CAPITAL | REPLACEMENT | food sales | USD/gigalumen_year | us | us | 818856218470.491
commercial lighting | Lamp: Halogen Par 38 | 2020 | CAPITAL | REPLACEMENT | food service | USD/gigalumen_year | us | us | 818856218470.491
commercial lighting | Lamp: Halogen Par 38 | 2020 | CAPITAL | REPLACEMENT | health | USD/gigalumen_year | us | us | 818856218470.491
commercial lighting | Lamp: Halogen Par 38 | 2020 | CAPITAL | REPLACEMENT | lodging | USD/gigalumen_year | us | us | 818856218470.491
commercial lighting | Lamp: Halogen Par 38 | 2020 | CAPITAL | REPLACEMENT | merc/service | USD/gigalumen_year | us | us | 818856218470.491
commercial lighting | Lamp: Halogen Par 38 | 2020 | CAPITAL | REPLACEMENT | office-large | USD/gigalumen_year | us | us | 818856218470.491
commercial lighting | Lamp: Halogen Par 38 | 2020 | CAPITAL | REPLACEMENT | office-small | USD/gigalumen_year | us | us | 818856218470.491
commercial lighting | Lamp: Halogen Par 38 | 2020 | CAPITAL | REPLACEMENT | other | USD/gigalumen_year | us | us | 818856218470.491
commercial lighting | Lamp: Halogen Par 38 | 2020 | CAPITAL | REPLACEMENT | warehouse | USD/gigalumen_year | us | us | 818856218470.491
commercial lighting | Lamp: Halogen Par 38 | 2020 | FIXED_OM | NEW | assembly | USD/gigalumen_year | us | us | 123368699351.893
commercial lighting | Lamp: Halogen Par 38 | 2020 | FIXED_OM | NEW | education | USD/gigalumen_year | us | us | 123368699351.893
commercial lighting | Lamp: Halogen Par 38 | 2020 | FIXED_OM | NEW | food sales | USD/gigalumen_year | us | us | 123368699351.893
commercial lighting | Lamp: Halogen Par 38 | 2020 | FIXED_OM | NEW | food service | USD/gigalumen_year | us | us | 123368699351.893
commercial lighting | Lamp: Halogen Par 38 | 2020 | FIXED_OM | NEW | health | USD/gigalumen_year | us | us | 123368699351.893
commercial lighting | Lamp: Halogen Par 38 | 2020 | FIXED_OM | NEW | lodging | USD/gigalumen_year | us | us | 123368699351.893
commercial lighting | Lamp: Halogen Par 38 | 2020 | FIXED_OM | NEW | merc/service | USD/gigalumen_year | us | us | 123368699351.893
commercial lighting | Lamp: Halogen Par 38 | 2020 | FIXED_OM | NEW | office-large | USD/gigalumen_year | us | us | 123368699351.893
commercial lighting | Lamp: Halogen Par 38 | 2020 | FIXED_OM | NEW | office-small | USD/gigalumen_year | us | us | 123368699351.893
commercial lighting | Lamp: Halogen Par 38 | 2020 | FIXED_OM | NEW | other | USD/gigalumen_year | us | us | 123368699351.893
commercial lighting | Lamp: Halogen Par 38 | 2020 | FIXED_OM | NEW | warehouse | USD/gigalumen_year | us | us | 123368699351.893
commercial lighting | Lamp: Halogen Par 38 | 2020 | FIXED_OM | REPLACEMENT | assembly | USD/gigalumen_year | us | us | 123368699351.893
commercial lighting | Lamp: Halogen Par 38 | 2020 | FIXED_OM | REPLACEMENT | education | USD/gigalumen_year | us | us | 123368699351.893
commercial lighting | Lamp: Halogen Par 38 | 2020 | FIXED_OM | REPLACEMENT | food sales | USD/gigalumen_year | us | us | 123368699351.893
commercial lighting | Lamp: Halogen Par 38 | 2020 | FIXED_OM | REPLACEMENT | food service | USD/gigalumen_year | us | us | 123368699351.893
commercial lighting | Lamp: Halogen Par 38 | 2020 | FIXED_OM | REPLACEMENT | health | USD/gigalumen_year | us | us | 123368699351.893
commercial lighting | Lamp: Halogen Par 38 | 2020 | FIXED_OM | REPLACEMENT | lodging | USD/gigalumen_year | us | us | 123368699351.893
commercial lighting | Lamp: Halogen Par 38 | 2020 | FIXED_OM | REPLACEMENT | merc/service | USD/gigalumen_year | us | us | 123368699351.893
commercial lighting | Lamp: Halogen Par 38 | 2020 | FIXED_OM | REPLACEMENT | office-large | USD/gigalumen_year | us | us | 123368699351.893
commercial lighting | Lamp: Halogen Par 38 | 2020 | FIXED_OM | REPLACEMENT | office-small | USD/gigalumen_year | us | us | 123368699351.893
commercial lighting | Lamp: Halogen Par 38 | 2020 | FIXED_OM | REPLACEMENT | other | USD/gigalumen_year | us | us | 123368699351.893
commercial lighting | Lamp: Halogen Par 38 | 2020 | FIXED_OM | REPLACEMENT | warehouse | USD/gigalumen_year | us | us | 123368699351.893
commercial lighting | Lamp: Halogen Par 38 | 2021 | CAPITAL | NEW | assembly | USD/gigalumen_year | us | us | 817850852832.208
commercial lighting | Lamp: Halogen Par 38 | 2021 | CAPITAL | NEW | education | USD/gigalumen_year | us | us | 817850852832.208
commercial lighting | Lamp: Halogen Par 38 | 2021 | CAPITAL | NEW | food sales | USD/gigalumen_year | us | us | 817850852832.208
commercial lighting | Lamp: Halogen Par 38 | 2021 | CAPITAL | NEW | food service | USD/gigalumen_year | us | us | 817850852832.208
commercial lighting | Lamp: Halogen Par 38 | 2021 | CAPITAL | NEW | health | USD/gigalumen_year | us | us | 817850852832.208
commercial lighting | Lamp: Halogen Par 38 | 2021 | CAPITAL | NEW | lodging | USD/gigalumen_year | us | us | 817850852832.208
commercial lighting | Lamp: Halogen Par 38 | 2021 | CAPITAL | NEW | merc/service | USD/gigalumen_year | us | us | 817850852832.208
commercial lighting | Lamp: Halogen Par 38 | 2021 | CAPITAL | NEW | office-large | USD/gigalumen_year | us | us | 817850852832.208
commercial lighting | Lamp: Halogen Par 38 | 2021 | CAPITAL | NEW | office-small | USD/gigalumen_year | us | us | 817850852832.208
commercial lighting | Lamp: Halogen Par 38 | 2021 | CAPITAL | NEW | other | USD/gigalumen_year | us | us | 817850852832.208
commercial lighting | Lamp: Halogen Par 38 | 2021 | CAPITAL | NEW | warehouse | USD/gigalumen_year | us | us | 817850852832.208
commercial lighting | Lamp: Halogen Par 38 | 2021 | CAPITAL | REPLACEMENT | assembly | USD/gigalumen_year | us | us | 817850852832.208
commercial lighting | Lamp: Halogen Par 38 | 2021 | CAPITAL | REPLACEMENT | education | USD/gigalumen_year | us | us | 817850852832.208
commercial lighting | Lamp: Halogen Par 38 | 2021 | CAPITAL | REPLACEMENT | food sales | USD/gigalumen_year | us | us | 817850852832.208
commercial lighting | Lamp: Halogen Par 38 | 2021 | CAPITAL | REPLACEMENT | food service | USD/gigalumen_year | us | us | 817850852832.208
commercial lighting | Lamp: Halogen Par 38 | 2021 | CAPITAL | REPLACEMENT | health | USD/gigalumen_year | us | us | 817850852832.208
commercial lighting | Lamp: Halogen Par 38 | 2021 | CAPITAL | REPLACEMENT | lodging | USD/gigalumen_year | us | us | 817850852832.208
commercial lighting | Lamp: Halogen Par 38 | 2021 | CAPITAL | REPLACEMENT | merc/service | USD/gigalumen_year | us | us | 817850852832.208
commercial lighting | Lamp: Halogen Par 38 | 2021 | CAPITAL | REPLACEMENT | office-large | USD/gigalumen_year | us | us | 817850852832.208
commercial lighting | Lamp: Halogen Par 38 | 2021 | CAPITAL | REPLACEMENT | office-small | USD/gigalumen_year | us | us | 817850852832.208
commercial lighting | Lamp: Halogen Par 38 | 2021 | CAPITAL | REPLACEMENT | other | USD/gigalumen_year | us | us | 817850852832.208
commercial lighting | Lamp: Halogen Par 38 | 2021 | CAPITAL | REPLACEMENT | warehouse | USD/gigalumen_year | us | us | 817850852832.208
commercial lighting | Lamp: Halogen Par 38 | 2021 | FIXED_OM | NEW | assembly | USD/gigalumen_year | us | us | 122476085000.147
commercial lighting | Lamp: Halogen Par 38 | 2021 | FIXED_OM | NEW | education | USD/gigalumen_year | us | us | 122476085000.147
commercial lighting | Lamp: Halogen Par 38 | 2021 | FIXED_OM | NEW | food sales | USD/gigalumen_year | us | us | 122476085000.147
commercial lighting | Lamp: Halogen Par 38 | 2021 | FIXED_OM | NEW | food service | USD/gigalumen_year | us | us | 122476085000.147
commercial lighting | Lamp: Halogen Par 38 | 2021 | FIXED_OM | NEW | health | USD/gigalumen_year | us | us | 122476085000.147
commercial lighting | Lamp: Halogen Par 38 | 2021 | FIXED_OM | NEW | lodging | USD/gigalumen_year | us | us | 122476085000.147
commercial lighting | Lamp: Halogen Par 38 | 2021 | FIXED_OM | NEW | merc/service | USD/gigalumen_year | us | us | 122476085000.147
commercial lighting | Lamp: Halogen Par 38 | 2021 | FIXED_OM | NEW | office-large | USD/gigalumen_year | us | us | 122476085000.147
commercial lighting | Lamp: Halogen Par 38 | 2021 | FIXED_OM | NEW | office-small | USD/gigalumen_year | us | us | 122476085000.147
commercial lighting | Lamp: Halogen Par 38 | 2021 | FIXED_OM | NEW | other | USD/gigalumen_year | us | us | 122476085000.147
commercial lighting | Lamp: Halogen Par 38 | 2021 | FIXED_OM | NEW | warehouse | USD/gigalumen_year | us | us | 122476085000.147
commercial lighting | Lamp: Halogen Par 38 | 2021 | FIXED_OM | REPLACEMENT | assembly | USD/gigalumen_year | us | us | 122476085000.147
commercial lighting | Lamp: Halogen Par 38 | 2021 | FIXED_OM | REPLACEMENT | education | USD/gigalumen_year | us | us | 122476085000.147
commercial lighting | Lamp: Halogen Par 38 | 2021 | FIXED_OM | REPLACEMENT | food sales | USD/gigalumen_year | us | us | 122476085000.147
commercial lighting | Lamp: Halogen Par 38 | 2021 | FIXED_OM | REPLACEMENT | food service | USD/gigalumen_year | us | us | 122476085000.147
commercial lighting | Lamp: Halogen Par 38 | 2021 | FIXED_OM | REPLACEMENT | health | USD/gigalumen_year | us | us | 122476085000.147
commercial lighting | Lamp: Halogen Par 38 | 2021 | FIXED_OM | REPLACEMENT | lodging | USD/gigalumen_year | us | us | 122476085000.147
commercial lighting | Lamp: Halogen Par 38 | 2021 | FIXED_OM | REPLACEMENT | merc/service | USD/gigalumen_year | us | us | 122476085000.147
commercial lighting | Lamp: Halogen Par 38 | 2021 | FIXED_OM | REPLACEMENT | office-large | USD/gigalumen_year | us | us | 122476085000.147
commercial lighting | Lamp: Halogen Par 38 | 2021 | FIXED_OM | REPLACEMENT | office-small | USD/gigalumen_year | us | us | 122476085000.147
commercial lighting | Lamp: Halogen Par 38 | 2021 | FIXED_OM | REPLACEMENT | other | USD/gigalumen_year | us | us | 122476085000.147
commercial lighting | Lamp: Halogen Par 38 | 2021 | FIXED_OM | REPLACEMENT | warehouse | USD/gigalumen_year | us | us | 122476085000.147
commercial lighting | Lamp: Halogen Par 38 | 2022 | CAPITAL | NEW | assembly | USD/gigalumen_year | us | us | 816845487193.925
commercial lighting | Lamp: Halogen Par 38 | 2022 | CAPITAL | NEW | education | USD/gigalumen_year | us | us | 816845487193.925
commercial lighting | Lamp: Halogen Par 38 | 2022 | CAPITAL | NEW | food sales | USD/gigalumen_year | us | us | 816845487193.925
commercial lighting | Lamp: Halogen Par 38 | 2022 | CAPITAL | NEW | food service | USD/gigalumen_year | us | us | 816845487193.925
commercial lighting | Lamp: Halogen Par 38 | 2022 | CAPITAL | NEW | health | USD/gigalumen_year | us | us | 816845487193.925
commercial lighting | Lamp: Halogen Par 38 | 2022 | CAPITAL | NEW | lodging | USD/gigalumen_year | us | us | 816845487193.925
commercial lighting | Lamp: Halogen Par 38 | 2022 | CAPITAL | NEW | merc/service | USD/gigalumen_year | us | us | 816845487193.925
commercial lighting | Lamp: Halogen Par 38 | 2022 | CAPITAL | NEW | office-large | USD/gigalumen_year | us | us | 816845487193.925
commercial lighting | Lamp: Halogen Par 38 | 2022 | CAPITAL | NEW | office-small | USD/gigalumen_year | us | us | 816845487193.925
commercial lighting | Lamp: Halogen Par 38 | 2022 | CAPITAL | NEW | other | USD/gigalumen_year | us | us | 816845487193.925
commercial lighting | Lamp: Halogen Par 38 | 2022 | CAPITAL | NEW | warehouse | USD/gigalumen_year | us | us | 816845487193.925
commercial lighting | Lamp: Halogen Par 38 | 2022 | CAPITAL | REPLACEMENT | assembly | USD/gigalumen_year | us | us | 816845487193.925
commercial lighting | Lamp: Halogen Par 38 | 2022 | CAPITAL | REPLACEMENT | education | USD/gigalumen_year | us | us | 816845487193.925
commercial lighting | Lamp: Halogen Par 38 | 2022 | CAPITAL | REPLACEMENT | food sales | USD/gigalumen_year | us | us | 816845487193.925
commercial lighting | Lamp: Halogen Par 38 | 2022 | CAPITAL | REPLACEMENT | food service | USD/gigalumen_year | us | us | 816845487193.925
commercial lighting | Lamp: Halogen Par 38 | 2022 | CAPITAL | REPLACEMENT | health | USD/gigalumen_year | us | us | 816845487193.925
commercial lighting | Lamp: Halogen Par 38 | 2022 | CAPITAL | REPLACEMENT | lodging | USD/gigalumen_year | us | us | 816845487193.925
commercial lighting | Lamp: Halogen Par 38 | 2022 | CAPITAL | REPLACEMENT | merc/service | USD/gigalumen_year | us | us | 816845487193.925
commercial lighting | Lamp: Halogen Par 38 | 2022 | CAPITAL | REPLACEMENT | office-large | USD/gigalumen_year | us | us | 816845487193.925
commercial lighting | Lamp: Halogen Par 38 | 2022 | CAPITAL | REPLACEMENT | office-small | USD/gigalumen_year | us | us | 816845487193.925
commercial lighting | Lamp: Halogen Par 38 | 2022 | CAPITAL | REPLACEMENT | other | USD/gigalumen_year | us | us | 816845487193.925
commercial lighting | Lamp: Halogen Par 38 | 2022 | CAPITAL | REPLACEMENT | warehouse | USD/gigalumen_year | us | us | 816845487193.925
commercial lighting | Lamp: Halogen Par 38 | 2022 | FIXED_OM | NEW | assembly | USD/gigalumen_year | us | us | 121583470648.401
commercial lighting | Lamp: Halogen Par 38 | 2022 | FIXED_OM | NEW | education | USD/gigalumen_year | us | us | 121583470648.401
commercial lighting | Lamp: Halogen Par 38 | 2022 | FIXED_OM | NEW | food sales | USD/gigalumen_year | us | us | 121583470648.401
commercial lighting | Lamp: Halogen Par 38 | 2022 | FIXED_OM | NEW | food service | USD/gigalumen_year | us | us | 121583470648.401
commercial lighting | Lamp: Halogen Par 38 | 2022 | FIXED_OM | NEW | health | USD/gigalumen_year | us | us | 121583470648.401
commercial lighting | Lamp: Halogen Par 38 | 2022 | FIXED_OM | NEW | lodging | USD/gigalumen_year | us | us | 121583470648.401
commercial lighting | Lamp: Halogen Par 38 | 2022 | FIXED_OM | NEW | merc/service | USD/gigalumen_year | us | us | 121583470648.401
commercial lighting | Lamp: Halogen Par 38 | 2022 | FIXED_OM | NEW | office-large | USD/gigalumen_year | us | us | 121583470648.401
commercial lighting | Lamp: Halogen Par 38 | 2022 | FIXED_OM | NEW | office-small | USD/gigalumen_year | us | us | 121583470648.401
commercial lighting | Lamp: Halogen Par 38 | 2022 | FIXED_OM | NEW | other | USD/gigalumen_year | us | us | 121583470648.401
commercial lighting | Lamp: Halogen Par 38 | 2022 | FIXED_OM | NEW | warehouse | USD/gigalumen_year | us | us | 121583470648.401
commercial lighting | Lamp: Halogen Par 38 | 2022 | FIXED_OM | REPLACEMENT | assembly | USD/gigalumen_year | us | us | 121583470648.401
commercial lighting | Lamp: Halogen Par 38 | 2022 | FIXED_OM | REPLACEMENT | education | USD/gigalumen_year | us | us | 121583470648.401
commercial lighting | Lamp: Halogen Par 38 | 2022 | FIXED_OM | REPLACEMENT | food sales | USD/gigalumen_year | us | us | 121583470648.401
commercial lighting | Lamp: Halogen Par 38 | 2022 | FIXED_OM | REPLACEMENT | food service | USD/gigalumen_year | us | us | 121583470648.401
commercial lighting | Lamp: Halogen Par 38 | 2022 | FIXED_OM | REPLACEMENT | health | USD/gigalumen_year | us | us | 121583470648.401
commercial lighting | Lamp: Halogen Par 38 | 2022 | FIXED_OM | REPLACEMENT | lodging | USD/gigalumen_year | us | us | 121583470648.401
commercial lighting | Lamp: Halogen Par 38 | 2022 | FIXED_OM | REPLACEMENT | merc/service | USD/gigalumen_year | us | us | 121583470648.401
commercial lighting | Lamp: Halogen Par 38 | 2022 | FIXED_OM | REPLACEMENT | office-large | USD/gigalumen_year | us | us | 121583470648.401
commercial lighting | Lamp: Halogen Par 38 | 2022 | FIXED_OM | REPLACEMENT | office-small | USD/gigalumen_year | us | us | 121583470648.401
commercial lighting | Lamp: Halogen Par 38 | 2022 | FIXED_OM | REPLACEMENT | other | USD/gigalumen_year | us | us | 121583470648.401
commercial lighting | Lamp: Halogen Par 38 | 2022 | FIXED_OM | REPLACEMENT | warehouse | USD/gigalumen_year | us | us | 121583470648.401
commercial lighting | Lamp: Halogen Par 38 | 2023 | CAPITAL | NEW | assembly | USD/gigalumen_year | us | us | 815840121555.6429
commercial lighting | Lamp: Halogen Par 38 | 2023 | CAPITAL | NEW | education | USD/gigalumen_year | us | us | 815840121555.6429
commercial lighting | Lamp: Halogen Par 38 | 2023 | CAPITAL | NEW | food sales | USD/gigalumen_year | us | us | 815840121555.6429
commercial lighting | Lamp: Halogen Par 38 | 2023 | CAPITAL | NEW | food service | USD/gigalumen_year | us | us | 815840121555.6429
commercial lighting | Lamp: Halogen Par 38 | 2023 | CAPITAL | NEW | health | USD/gigalumen_year | us | us | 815840121555.6429
commercial lighting | Lamp: Halogen Par 38 | 2023 | CAPITAL | NEW | lodging | USD/gigalumen_year | us | us | 815840121555.6429
commercial lighting | Lamp: Halogen Par 38 | 2023 | CAPITAL | NEW | merc/service | USD/gigalumen_year | us | us | 815840121555.6429
commercial lighting | Lamp: Halogen Par 38 | 2023 | CAPITAL | NEW | office-large | USD/gigalumen_year | us | us | 815840121555.6429
commercial lighting | Lamp: Halogen Par 38 | 2023 | CAPITAL | NEW | office-small | USD/gigalumen_year | us | us | 815840121555.6429
commercial lighting | Lamp: Halogen Par 38 | 2023 | CAPITAL | NEW | other | USD/gigalumen_year | us | us | 815840121555.6429
commercial lighting | Lamp: Halogen Par 38 | 2023 | CAPITAL | NEW | warehouse | USD/gigalumen_year | us | us | 815840121555.6429
commercial lighting | Lamp: Halogen Par 38 | 2023 | CAPITAL | REPLACEMENT | assembly | USD/gigalumen_year | us | us | 815840121555.6429
commercial lighting | Lamp: Halogen Par 38 | 2023 | CAPITAL | REPLACEMENT | education | USD/gigalumen_year | us | us | 815840121555.6429
commercial lighting | Lamp: Halogen Par 38 | 2023 | CAPITAL | REPLACEMENT | food sales | USD/gigalumen_year | us | us | 815840121555.6429
commercial lighting | Lamp: Halogen Par 38 | 2023 | CAPITAL | REPLACEMENT | food service | USD/gigalumen_year | us | us | 815840121555.6429
commercial lighting | Lamp: Halogen Par 38 | 2023 | CAPITAL | REPLACEMENT | health | USD/gigalumen_year | us | us | 815840121555.6429
commercial lighting | Lamp: Halogen Par 38 | 2023 | CAPITAL | REPLACEMENT | lodging | USD/gigalumen_year | us | us | 815840121555.6429
commercial lighting | Lamp: Halogen Par 38 | 2023 | CAPITAL | REPLACEMENT | merc/service | USD/gigalumen_year | us | us | 815840121555.6429
commercial lighting | Lamp: Halogen Par 38 | 2023 | CAPITAL | REPLACEMENT | office-large | USD/gigalumen_year | us | us | 815840121555.6429
commercial lighting | Lamp: Halogen Par 38 | 2023 | CAPITAL | REPLACEMENT | office-small | USD/gigalumen_year | us | us | 815840121555.6429
commercial lighting | Lamp: Halogen Par 38 | 2023 | CAPITAL | REPLACEMENT | other | USD/gigalumen_year | us | us | 815840121555.6429
commercial lighting | Lamp: Halogen Par 38 | 2023 | CAPITAL | REPLACEMENT | warehouse | USD/gigalumen_year | us | us | 815840121555.6429
commercial lighting | Lamp: Halogen Par 38 | 2023 | FIXED_OM | NEW | assembly | USD/gigalumen_year | us | us | 120690856296.654
commercial lighting | Lamp: Halogen Par 38 | 2023 | FIXED_OM | NEW | education | USD/gigalumen_year | us | us | 120690856296.654
commercial lighting | Lamp: Halogen Par 38 | 2023 | FIXED_OM | NEW | food sales | USD/gigalumen_year | us | us | 120690856296.654
commercial lighting | Lamp: Halogen Par 38 | 2023 | FIXED_OM | NEW | food service | USD/gigalumen_year | us | us | 120690856296.654
commercial lighting | Lamp: Halogen Par 38 | 2023 | FIXED_OM | NEW | health | USD/gigalumen_year | us | us | 120690856296.654
commercial lighting | Lamp: Halogen Par 38 | 2023 | FIXED_OM | NEW | lodging | USD/gigalumen_year | us | us | 120690856296.654
commercial lighting | Lamp: Halogen Par 38 | 2023 | FIXED_OM | NEW | merc/service | USD/gigalumen_year | us | us | 120690856296.654
commercial lighting | Lamp: Halogen Par 38 | 2023 | FIXED_OM | NEW | office-large | USD/gigalumen_year | us | us | 120690856296.654
commercial lighting | Lamp: Halogen Par 38 | 2023 | FIXED_OM | NEW | office-small | USD/gigalumen_year | us | us | 120690856296.654
commercial lighting | Lamp: Halogen Par 38 | 2023 | FIXED_OM | NEW | other | USD/gigalumen_year | us | us | 120690856296.654
commercial lighting | Lamp: Halogen Par 38 | 2023 | FIXED_OM | NEW | warehouse | USD/gigalumen_year | us | us | 120690856296.654
commercial lighting | Lamp: Halogen Par 38 | 2023 | FIXED_OM | REPLACEMENT | assembly | USD/gigalumen_year | us | us | 120690856296.654
commercial lighting | Lamp: Halogen Par 38 | 2023 | FIXED_OM | REPLACEMENT | education | USD/gigalumen_year | us | us | 120690856296.654
commercial lighting | Lamp: Halogen Par 38 | 2023 | FIXED_OM | REPLACEMENT | food sales | USD/gigalumen_year | us | us | 120690856296.654
commercial lighting | Lamp: Halogen Par 38 | 2023 | FIXED_OM | REPLACEMENT | food service | USD/gigalumen_year | us | us | 120690856296.654
commercial lighting | Lamp: Halogen Par 38 | 2023 | FIXED_OM | REPLACEMENT | health | USD/gigalumen_year | us | us | 120690856296.654
commercial lighting | Lamp: Halogen Par 38 | 2023 | FIXED_OM | REPLACEMENT | lodging | USD/gigalumen_year | us | us | 120690856296.654
commercial lighting | Lamp: Halogen Par 38 | 2023 | FIXED_OM | REPLACEMENT | merc/service | USD/gigalumen_year | us | us | 120690856296.654
commercial lighting | Lamp: Halogen Par 38 | 2023 | FIXED_OM | REPLACEMENT | office-large | USD/gigalumen_year | us | us | 120690856296.654
commercial lighting | Lamp: Halogen Par 38 | 2023 | FIXED_OM | REPLACEMENT | office-small | USD/gigalumen_year | us | us | 120690856296.654
commercial lighting | Lamp: Halogen Par 38 | 2023 | FIXED_OM | REPLACEMENT | other | USD/gigalumen_year | us | us | 120690856296.654
commercial lighting | Lamp: Halogen Par 38 | 2023 | FIXED_OM | REPLACEMENT | warehouse | USD/gigalumen_year | us | us | 120690856296.654
commercial lighting | Lamp: Halogen Par 38 | 2024 | CAPITAL | NEW | assembly | USD/gigalumen_year | us | us | 814834755917.36
commercial lighting | Lamp: Halogen Par 38 | 2024 | CAPITAL | NEW | education | USD/gigalumen_year | us | us | 814834755917.36
commercial lighting | Lamp: Halogen Par 38 | 2024 | CAPITAL | NEW | food sales | USD/gigalumen_year | us | us | 814834755917.36
commercial lighting | Lamp: Halogen Par 38 | 2024 | CAPITAL | NEW | food service | USD/gigalumen_year | us | us | 814834755917.36
commercial lighting | Lamp: Halogen Par 38 | 2024 | CAPITAL | NEW | health | USD/gigalumen_year | us | us | 814834755917.36
commercial lighting | Lamp: Halogen Par 38 | 2024 | CAPITAL | NEW | lodging | USD/gigalumen_year | us | us | 814834755917.36
commercial lighting | Lamp: Halogen Par 38 | 2024 | CAPITAL | NEW | merc/service | USD/gigalumen_year | us | us | 814834755917.36
commercial lighting | Lamp: Halogen Par 38 | 2024 | CAPITAL | NEW | office-large | USD/gigalumen_year | us | us | 814834755917.36
commercial lighting | Lamp: Halogen Par 38 | 2024 | CAPITAL | NEW | office-small | USD/gigalumen_year | us | us | 814834755917.36
commercial lighting | Lamp: Halogen Par 38 | 2024 | CAPITAL | NEW | other | USD/gigalumen_year | us | us | 814834755917.36
commercial lighting | Lamp: Halogen Par 38 | 2024 | CAPITAL | NEW | warehouse | USD/gigalumen_year | us | us | 814834755917.36
commercial lighting | Lamp: Halogen Par 38 | 2024 | CAPITAL | REPLACEMENT | assembly | USD/gigalumen_year | us | us | 814834755917.36
commercial lighting | Lamp: Halogen Par 38 | 2024 | CAPITAL | REPLACEMENT | education | USD/gigalumen_year | us | us | 814834755917.36
commercial lighting | Lamp: Halogen Par 38 | 2024 | CAPITAL | REPLACEMENT | food sales | USD/gigalumen_year | us | us | 814834755917.36
commercial lighting | Lamp: Halogen Par 38 | 2024 | CAPITAL | REPLACEMENT | food service | USD/gigalumen_year | us | us | 814834755917.36
commercial lighting | Lamp: Halogen Par 38 | 2024 | CAPITAL | REPLACEMENT | health | USD/gigalumen_year | us | us | 814834755917.36
commercial lighting | Lamp: Halogen Par 38 | 2024 | CAPITAL | REPLACEMENT | lodging | USD/gigalumen_year | us | us | 814834755917.36
commercial lighting | Lamp: Halogen Par 38 | 2024 | CAPITAL | REPLACEMENT | merc/service | USD/gigalumen_year | us | us | 814834755917.36
commercial lighting | Lamp: Halogen Par 38 | 2024 | CAPITAL | REPLACEMENT | office-large | USD/gigalumen_year | us | us | 814834755917.36
commercial lighting | Lamp: Halogen Par 38 | 2024 | CAPITAL | REPLACEMENT | office-small | USD/gigalumen_year | us | us | 814834755917.36
commercial lighting | Lamp: Halogen Par 38 | 2024 | CAPITAL | REPLACEMENT | other | USD/gigalumen_year | us | us | 814834755917.36
commercial lighting | Lamp: Halogen Par 38 | 2024 | CAPITAL | REPLACEMENT | warehouse | USD/gigalumen_year | us | us | 814834755917.36
commercial lighting | Lamp: Halogen Par 38 | 2024 | FIXED_OM | NEW | assembly | USD/gigalumen_year | us | us | 119798241944.908
commercial lighting | Lamp: Halogen Par 38 | 2024 | FIXED_OM | NEW | education | USD/gigalumen_year | us | us | 119798241944.908
commercial lighting | Lamp: Halogen Par 38 | 2024 | FIXED_OM | NEW | food sales | USD/gigalumen_year | us | us | 119798241944.908
commercial lighting | Lamp: Halogen Par 38 | 2024 | FIXED_OM | NEW | food service | USD/gigalumen_year | us | us | 119798241944.908
commercial lighting | Lamp: Halogen Par 38 | 2024 | FIXED_OM | NEW | health | USD/gigalumen_year | us | us | 119798241944.908
commercial lighting | Lamp: Halogen Par 38 | 2024 | FIXED_OM | NEW | lodging | USD/gigalumen_year | us | us | 119798241944.908
commercial lighting | Lamp: Halogen Par 38 | 2024 | FIXED_OM | NEW | merc/service | USD/gigalumen_year | us | us | 119798241944.908
commercial lighting | Lamp: Halogen Par 38 | 2024 | FIXED_OM | NEW | office-large | USD/gigalumen_year | us | us | 119798241944.908
commercial lighting | Lamp: Halogen Par 38 | 2024 | FIXED_OM | NEW | office-small | USD/gigalumen_year | us | us | 119798241944.908
commercial lighting | Lamp: Halogen Par 38 | 2024 | FIXED_OM | NEW | other | USD/gigalumen_year | us | us | 119798241944.908
commercial lighting | Lamp: Halogen Par 38 | 2024 | FIXED_OM | NEW | warehouse | USD/gigalumen_year | us | us | 119798241944.908
commercial lighting | Lamp: Halogen Par 38 | 2024 | FIXED_OM | REPLACEMENT | assembly | USD/gigalumen_year | us | us | 119798241944.908
commercial lighting | Lamp: Halogen Par 38 | 2024 | FIXED_OM | REPLACEMENT | education | USD/gigalumen_year | us | us | 119798241944.908
commercial lighting | Lamp: Halogen Par 38 | 2024 | FIXED_OM | REPLACEMENT | food sales | USD/gigalumen_year | us | us | 119798241944.908
commercial lighting | Lamp: Halogen Par 38 | 2024 | FIXED_OM | REPLACEMENT | food service | USD/gigalumen_year | us | us | 119798241944.908
commercial lighting | Lamp: Halogen Par 38 | 2024 | FIXED_OM | REPLACEMENT | health | USD/gigalumen_year | us | us | 119798241944.908
commercial lighting | Lamp: Halogen Par 38 | 2024 | FIXED_OM | REPLACEMENT | lodging | USD/gigalumen_year | us | us | 119798241944.908
commercial lighting | Lamp: Halogen Par 38 | 2024 | FIXED_OM | REPLACEMENT | merc/service | USD/gigalumen_year | us | us | 119798241944.908
commercial lighting | Lamp: Halogen Par 38 | 2024 | FIXED_OM | REPLACEMENT | office-large | USD/gigalumen_year | us | us | 119798241944.908
commercial lighting | Lamp: Halogen Par 38 | 2024 | FIXED_OM | REPLACEMENT | office-small | USD/gigalumen_year | us | us | 119798241944.908
commercial lighting | Lamp: Halogen Par 38 | 2024 | FIXED_OM | REPLACEMENT | other | USD/gigalumen_year | us | us | 119798241944.908
commercial lighting | Lamp: Halogen Par 38 | 2024 | FIXED_OM | REPLACEMENT | warehouse | USD/gigalumen_year | us | us | 119798241944.908
commercial lighting | Lamp: Halogen Par 38 | 2025 | CAPITAL | NEW | assembly | USD/gigalumen_year | us | us | 813829390279.077
commercial lighting | Lamp: Halogen Par 38 | 2025 | CAPITAL | NEW | education | USD/gigalumen_year | us | us | 813829390279.077
commercial lighting | Lamp: Halogen Par 38 | 2025 | CAPITAL | NEW | food sales | USD/gigalumen_year | us | us | 813829390279.077
commercial lighting | Lamp: Halogen Par 38 | 2025 | CAPITAL | NEW | food service | USD/gigalumen_year | us | us | 813829390279.077
commercial lighting | Lamp: Halogen Par 38 | 2025 | CAPITAL | NEW | health | USD/gigalumen_year | us | us | 813829390279.077
commercial lighting | Lamp: Halogen Par 38 | 2025 | CAPITAL | NEW | lodging | USD/gigalumen_year | us | us | 813829390279.077
commercial lighting | Lamp: Halogen Par 38 | 2025 | CAPITAL | NEW | merc/service | USD/gigalumen_year | us | us | 813829390279.077
commercial lighting | Lamp: Halogen Par 38 | 2025 | CAPITAL | NEW | office-large | USD/gigalumen_year | us | us | 813829390279.077
commercial lighting | Lamp: Halogen Par 38 | 2025 | CAPITAL | NEW | office-small | USD/gigalumen_year | us | us | 813829390279.077
commercial lighting | Lamp: Halogen Par 38 | 2025 | CAPITAL | NEW | other | USD/gigalumen_year | us | us | 813829390279.077
commercial lighting | Lamp: Halogen Par 38 | 2025 | CAPITAL | NEW | warehouse | USD/gigalumen_year | us | us | 813829390279.077
commercial lighting | Lamp: Halogen Par 38 | 2025 | CAPITAL | REPLACEMENT | assembly | USD/gigalumen_year | us | us | 813829390279.077
commercial lighting | Lamp: Halogen Par 38 | 2025 | CAPITAL | REPLACEMENT | education | USD/gigalumen_year | us | us | 813829390279.077
commercial lighting | Lamp: Halogen Par 38 | 2025 | CAPITAL | REPLACEMENT | food sales | USD/gigalumen_year | us | us | 813829390279.077
commercial lighting | Lamp: Halogen Par 38 | 2025 | CAPITAL | REPLACEMENT | food service | USD/gigalumen_year | us | us | 813829390279.077
commercial lighting | Lamp: Halogen Par 38 | 2025 | CAPITAL | REPLACEMENT | health | USD/gigalumen_year | us | us | 813829390279.077
commercial lighting | Lamp: Halogen Par 38 | 2025 | CAPITAL | REPLACEMENT | lodging | USD/gigalumen_year | us | us | 813829390279.077
commercial lighting | Lamp: Halogen Par 38 | 2025 | CAPITAL | REPLACEMENT | merc/service | USD/gigalumen_year | us | us | 813829390279.077
commercial lighting | Lamp: Halogen Par 38 | 2025 | CAPITAL | REPLACEMENT | office-large | USD/gigalumen_year | us | us | 813829390279.077
commercial lighting | Lamp: Halogen Par 38 | 2025 | CAPITAL | REPLACEMENT | office-small | USD/gigalumen_year | us | us | 813829390279.077
commercial lighting | Lamp: Halogen Par 38 | 2025 | CAPITAL | REPLACEMENT | other | USD/gigalumen_year | us | us | 813829390279.077
commercial lighting | Lamp: Halogen Par 38 | 2025 | CAPITAL | REPLACEMENT | warehouse | USD/gigalumen_year | us | us | 813829390279.077
commercial lighting | Lamp: Halogen Par 38 | 2025 | FIXED_OM | NEW | assembly | USD/gigalumen_year | us | us | 118905627593.161
commercial lighting | Lamp: Halogen Par 38 | 2025 | FIXED_OM | NEW | education | USD/gigalumen_year | us | us | 118905627593.161
commercial lighting | Lamp: Halogen Par 38 | 2025 | FIXED_OM | NEW | food sales | USD/gigalumen_year | us | us | 118905627593.161
commercial lighting | Lamp: Halogen Par 38 | 2025 | FIXED_OM | NEW | food service | USD/gigalumen_year | us | us | 118905627593.161
commercial lighting | Lamp: Halogen Par 38 | 2025 | FIXED_OM | NEW | health | USD/gigalumen_year | us | us | 118905627593.161
commercial lighting | Lamp: Halogen Par 38 | 2025 | FIXED_OM | NEW | lodging | USD/gigalumen_year | us | us | 118905627593.161
commercial lighting | Lamp: Halogen Par 38 | 2025 | FIXED_OM | NEW | merc/service | USD/gigalumen_year | us | us | 118905627593.161
commercial lighting | Lamp: Halogen Par 38 | 2025 | FIXED_OM | NEW | office-large | USD/gigalumen_year | us | us | 118905627593.161
commercial lighting | Lamp: Halogen Par 38 | 2025 | FIXED_OM | NEW | office-small | USD/gigalumen_year | us | us | 118905627593.161
commercial lighting | Lamp: Halogen Par 38 | 2025 | FIXED_OM | NEW | other | USD/gigalumen_year | us | us | 118905627593.161
commercial lighting | Lamp: Halogen Par 38 | 2025 | FIXED_OM | NEW | warehouse | USD/gigalumen_year | us | us | 118905627593.161
commercial lighting | Lamp: Halogen Par 38 | 2025 | FIXED_OM | REPLACEMENT | assembly | USD/gigalumen_year | us | us | 118905627593.161
commercial lighting | Lamp: Halogen Par 38 | 2025 | FIXED_OM | REPLACEMENT | education | USD/gigalumen_year | us | us | 118905627593.161
commercial lighting | Lamp: Halogen Par 38 | 2025 | FIXED_OM | REPLACEMENT | food sales | USD/gigalumen_year | us | us | 118905627593.161
commercial lighting | Lamp: Halogen Par 38 | 2025 | FIXED_OM | REPLACEMENT | food service | USD/gigalumen_year | us | us | 118905627593.161
commercial lighting | Lamp: Halogen Par 38 | 2025 | FIXED_OM | REPLACEMENT | health | USD/gigalumen_year | us | us | 118905627593.161
commercial lighting | Lamp: Halogen Par 38 | 2025 | FIXED_OM | REPLACEMENT | lodging | USD/gigalumen_year | us | us | 118905627593.161
commercial lighting | Lamp: Halogen Par 38 | 2025 | FIXED_OM | REPLACEMENT | merc/service | USD/gigalumen_year | us | us | 118905627593.161
commercial lighting | Lamp: Halogen Par 38 | 2025 | FIXED_OM | REPLACEMENT | office-large | USD/gigalumen_year | us | us | 118905627593.161
commercial lighting | Lamp: Halogen Par 38 | 2025 | FIXED_OM | REPLACEMENT | office-small | USD/gigalumen_year | us | us | 118905627593.161
commercial lighting | Lamp: Halogen Par 38 | 2025 | FIXED_OM | REPLACEMENT | other | USD/gigalumen_year | us | us | 118905627593.161
commercial lighting | Lamp: Halogen Par 38 | 2025 | FIXED_OM | REPLACEMENT | warehouse | USD/gigalumen_year | us | us | 118905627593.161
commercial lighting | Lamp: Halogen Par 38 | 2026 | CAPITAL | NEW | assembly | USD/gigalumen_year | us | us | 812824024640.7939
commercial lighting | Lamp: Halogen Par 38 | 2026 | CAPITAL | NEW | education | USD/gigalumen_year | us | us | 812824024640.7939
commercial lighting | Lamp: Halogen Par 38 | 2026 | CAPITAL | NEW | food sales | USD/gigalumen_year | us | us | 812824024640.7939
commercial lighting | Lamp: Halogen Par 38 | 2026 | CAPITAL | NEW | food service | USD/gigalumen_year | us | us | 812824024640.7939
commercial lighting | Lamp: Halogen Par 38 | 2026 | CAPITAL | NEW | health | USD/gigalumen_year | us | us | 812824024640.7939
commercial lighting | Lamp: Halogen Par 38 | 2026 | CAPITAL | NEW | lodging | USD/gigalumen_year | us | us | 812824024640.7939
commercial lighting | Lamp: Halogen Par 38 | 2026 | CAPITAL | NEW | merc/service | USD/gigalumen_year | us | us | 812824024640.7939
commercial lighting | Lamp: Halogen Par 38 | 2026 | CAPITAL | NEW | office-large | USD/gigalumen_year | us | us | 812824024640.7939
commercial lighting | Lamp: Halogen Par 38 | 2026 | CAPITAL | NEW | office-small | USD/gigalumen_year | us | us | 812824024640.7939
commercial lighting | Lamp: Halogen Par 38 | 2026 | CAPITAL | NEW | other | USD/gigalumen_year | us | us | 812824024640.7939
commercial lighting | Lamp: Halogen Par 38 | 2026 | CAPITAL | NEW | warehouse | USD/gigalumen_year | us | us | 812824024640.7939
commercial lighting | Lamp: Halogen Par 38 | 2026 | CAPITAL | REPLACEMENT | assembly | USD/gigalumen_year | us | us | 812824024640.7939
commercial lighting | Lamp: Halogen Par 38 | 2026 | CAPITAL | REPLACEMENT | education | USD/gigalumen_year | us | us | 812824024640.7939
commercial lighting | Lamp: Halogen Par 38 | 2026 | CAPITAL | REPLACEMENT | food sales | USD/gigalumen_year | us | us | 812824024640.7939
commercial lighting | Lamp: Halogen Par 38 | 2026 | CAPITAL | REPLACEMENT | food service | USD/gigalumen_year | us | us | 812824024640.7939
commercial lighting | Lamp: Halogen Par 38 | 2026 | CAPITAL | REPLACEMENT | health | USD/gigalumen_year | us | us | 812824024640.7939
commercial lighting | Lamp: Halogen Par 38 | 2026 | CAPITAL | REPLACEMENT | lodging | USD/gigalumen_year | us | us | 812824024640.7939
commercial lighting | Lamp: Halogen Par 38 | 2026 | CAPITAL | REPLACEMENT | merc/service | USD/gigalumen_year | us | us | 812824024640.7939
commercial lighting | Lamp: Halogen Par 38 | 2026 | CAPITAL | REPLACEMENT | office-large | USD/gigalumen_year | us | us | 812824024640.7939
commercial lighting | Lamp: Halogen Par 38 | 2026 | CAPITAL | REPLACEMENT | office-small | USD/gigalumen_year | us | us | 812824024640.7939
commercial lighting | Lamp: Halogen Par 38 | 2026 | CAPITAL | REPLACEMENT | other | USD/gigalumen_year | us | us | 812824024640.7939
commercial lighting | Lamp: Halogen Par 38 | 2026 | CAPITAL | REPLACEMENT | warehouse | USD/gigalumen_year | us | us | 812824024640.7939
commercial lighting | Lamp: Halogen Par 38 | 2026 | FIXED_OM | NEW | assembly | USD/gigalumen_year | us | us | 118013013241.415
commercial lighting | Lamp: Halogen Par 38 | 2026 | FIXED_OM | NEW | education | USD/gigalumen_year | us | us | 118013013241.415
commercial lighting | Lamp: Halogen Par 38 | 2026 | FIXED_OM | NEW | food sales | USD/gigalumen_year | us | us | 118013013241.415
commercial lighting | Lamp: Halogen Par 38 | 2026 | FIXED_OM | NEW | food service | USD/gigalumen_year | us | us | 118013013241.415
commercial lighting | Lamp: Halogen Par 38 | 2026 | FIXED_OM | NEW | health | USD/gigalumen_year | us | us | 118013013241.415
commercial lighting | Lamp: Halogen Par 38 | 2026 | FIXED_OM | NEW | lodging | USD/gigalumen_year | us | us | 118013013241.415
commercial lighting | Lamp: Halogen Par 38 | 2026 | FIXED_OM | NEW | merc/service | USD/gigalumen_year | us | us | 118013013241.415
commercial lighting | Lamp: Halogen Par 38 | 2026 | FIXED_OM | NEW | office-large | USD/gigalumen_year | us | us | 118013013241.415
commercial lighting | Lamp: Halogen Par 38 | 2026 | FIXED_OM | NEW | office-small | USD/gigalumen_year | us | us | 118013013241.415
commercial lighting | Lamp: Halogen Par 38 | 2026 | FIXED_OM | NEW | other | USD/gigalumen_year | us | us | 118013013241.415
commercial lighting | Lamp: Halogen Par 38 | 2026 | FIXED_OM | NEW | warehouse | USD/gigalumen_year | us | us | 118013013241.415
commercial lighting | Lamp: Halogen Par 38 | 2026 | FIXED_OM | REPLACEMENT | assembly | USD/gigalumen_year | us | us | 118013013241.415
commercial lighting | Lamp: Halogen Par 38 | 2026 | FIXED_OM | REPLACEMENT | education | USD/gigalumen_year | us | us | 118013013241.415
commercial lighting | Lamp: Halogen Par 38 | 2026 | FIXED_OM | REPLACEMENT | food sales | USD/gigalumen_year | us | us | 118013013241.415
commercial lighting | Lamp: Halogen Par 38 | 2026 | FIXED_OM | REPLACEMENT | food service | USD/gigalumen_year | us | us | 118013013241.415
commercial lighting | Lamp: Halogen Par 38 | 2026 | FIXED_OM | REPLACEMENT | health | USD/gigalumen_year | us | us | 118013013241.415
commercial lighting | Lamp: Halogen Par 38 | 2026 | FIXED_OM | REPLACEMENT | lodging | USD/gigalumen_year | us | us | 118013013241.415
commercial lighting | Lamp: Halogen Par 38 | 2026 | FIXED_OM | REPLACEMENT | merc/service | USD/gigalumen_year | us | us | 118013013241.415
commercial lighting | Lamp: Halogen Par 38 | 2026 | FIXED_OM | REPLACEMENT | office-large | USD/gigalumen_year | us | us | 118013013241.415
commercial lighting | Lamp: Halogen Par 38 | 2026 | FIXED_OM | REPLACEMENT | office-small | USD/gigalumen_year | us | us | 118013013241.415
commercial lighting | Lamp: Halogen Par 38 | 2026 | FIXED_OM | REPLACEMENT | other | USD/gigalumen_year | us | us | 118013013241.415
commercial lighting | Lamp: Halogen Par 38 | 2026 | FIXED_OM | REPLACEMENT | warehouse | USD/gigalumen_year | us | us | 118013013241.415
commercial lighting | Lamp: Halogen Par 38 | 2027 | CAPITAL | NEW | assembly | USD/gigalumen_year | us | us | 811818659002.512
commercial lighting | Lamp: Halogen Par 38 | 2027 | CAPITAL | NEW | education | USD/gigalumen_year | us | us | 811818659002.512
commercial lighting | Lamp: Halogen Par 38 | 2027 | CAPITAL | NEW | food sales | USD/gigalumen_year | us | us | 811818659002.512
commercial lighting | Lamp: Halogen Par 38 | 2027 | CAPITAL | NEW | food service | USD/gigalumen_year | us | us | 811818659002.512
commercial lighting | Lamp: Halogen Par 38 | 2027 | CAPITAL | NEW | health | USD/gigalumen_year | us | us | 811818659002.512
commercial lighting | Lamp: Halogen Par 38 | 2027 | CAPITAL | NEW | lodging | USD/gigalumen_year | us | us | 811818659002.512
commercial lighting | Lamp: Halogen Par 38 | 2027 | CAPITAL | NEW | merc/service | USD/gigalumen_year | us | us | 811818659002.512
commercial lighting | Lamp: Halogen Par 38 | 2027 | CAPITAL | NEW | office-large | USD/gigalumen_year | us | us | 811818659002.512
commercial lighting | Lamp: Halogen Par 38 | 2027 | CAPITAL | NEW | office-small | USD/gigalumen_year | us | us | 811818659002.512
commercial lighting | Lamp: Halogen Par 38 | 2027 | CAPITAL | NEW | other | USD/gigalumen_year | us | us | 811818659002.512
commercial lighting | Lamp: Halogen Par 38 | 2027 | CAPITAL | NEW | warehouse | USD/gigalumen_year | us | us | 811818659002.512
commercial lighting | Lamp: Halogen Par 38 | 2027 | CAPITAL | REPLACEMENT | assembly | USD/gigalumen_year | us | us | 811818659002.512
commercial lighting | Lamp: Halogen Par 38 | 2027 | CAPITAL | REPLACEMENT | education | USD/gigalumen_year | us | us | 811818659002.512
commercial lighting | Lamp: Halogen Par 38 | 2027 | CAPITAL | REPLACEMENT | food sales | USD/gigalumen_year | us | us | 811818659002.512
commercial lighting | Lamp: Halogen Par 38 | 2027 | CAPITAL | REPLACEMENT | food service | USD/gigalumen_year | us | us | 811818659002.512
commercial lighting | Lamp: Halogen Par 38 | 2027 | CAPITAL | REPLACEMENT | health | USD/gigalumen_year | us | us | 811818659002.512
commercial lighting | Lamp: Halogen Par 38 | 2027 | CAPITAL | REPLACEMENT | lodging | USD/gigalumen_year | us | us | 811818659002.512
commercial lighting | Lamp: Halogen Par 38 | 2027 | CAPITAL | REPLACEMENT | merc/service | USD/gigalumen_year | us | us | 811818659002.512
commercial lighting | Lamp: Halogen Par 38 | 2027 | CAPITAL | REPLACEMENT | office-large | USD/gigalumen_year | us | us | 811818659002.512
commercial lighting | Lamp: Halogen Par 38 | 2027 | CAPITAL | REPLACEMENT | office-small | USD/gigalumen_year | us | us | 811818659002.512
commercial lighting | Lamp: Halogen Par 38 | 2027 | CAPITAL | REPLACEMENT | other | USD/gigalumen_year | us | us | 811818659002.512
commercial lighting | Lamp: Halogen Par 38 | 2027 | CAPITAL | REPLACEMENT | warehouse | USD/gigalumen_year | us | us | 811818659002.512
commercial lighting | Lamp: Halogen Par 38 | 2027 | FIXED_OM | NEW | assembly | USD/gigalumen_year | us | us | 117120398889.669
commercial lighting | Lamp: Halogen Par 38 | 2027 | FIXED_OM | NEW | education | USD/gigalumen_year | us | us | 117120398889.669
commercial lighting | Lamp: Halogen Par 38 | 2027 | FIXED_OM | NEW | food sales | USD/gigalumen_year | us | us | 117120398889.669
commercial lighting | Lamp: Halogen Par 38 | 2027 | FIXED_OM | NEW | food service | USD/gigalumen_year | us | us | 117120398889.669
commercial lighting | Lamp: Halogen Par 38 | 2027 | FIXED_OM | NEW | health | USD/gigalumen_year | us | us | 117120398889.669
commercial lighting | Lamp: Halogen Par 38 | 2027 | FIXED_OM | NEW | lodging | USD/gigalumen_year | us | us | 117120398889.669
commercial lighting | Lamp: Halogen Par 38 | 2027 | FIXED_OM | NEW | merc/service | USD/gigalumen_year | us | us | 117120398889.669
commercial lighting | Lamp: Halogen Par 38 | 2027 | FIXED_OM | NEW | office-large | USD/gigalumen_year | us | us | 117120398889.669
commercial lighting | Lamp: Halogen Par 38 | 2027 | FIXED_OM | NEW | office-small | USD/gigalumen_year | us | us | 117120398889.669
commercial lighting | Lamp: Halogen Par 38 | 2027 | FIXED_OM | NEW | other | USD/gigalumen_year | us | us | 117120398889.669
commercial lighting | Lamp: Halogen Par 38 | 2027 | FIXED_OM | NEW | warehouse | USD/gigalumen_year | us | us | 117120398889.669
commercial lighting | Lamp: Halogen Par 38 | 2027 | FIXED_OM | REPLACEMENT | assembly | USD/gigalumen_year | us | us | 117120398889.669
commercial lighting | Lamp: Halogen Par 38 | 2027 | FIXED_OM | REPLACEMENT | education | USD/gigalumen_year | us | us | 117120398889.669
commercial lighting | Lamp: Halogen Par 38 | 2027 | FIXED_OM | REPLACEMENT | food sales | USD/gigalumen_year | us | us | 117120398889.669
commercial lighting | Lamp: Halogen Par 38 | 2027 | FIXED_OM | REPLACEMENT | food service | USD/gigalumen_year | us | us | 117120398889.669
commercial lighting | Lamp: Halogen Par 38 | 2027 | FIXED_OM | REPLACEMENT | health | USD/gigalumen_year | us | us | 117120398889.669
commercial lighting | Lamp: Halogen Par 38 | 2027 | FIXED_OM | REPLACEMENT | lodging | USD/gigalumen_year | us | us | 117120398889.669
commercial lighting | Lamp: Halogen Par 38 | 2027 | FIXED_OM | REPLACEMENT | merc/service | USD/gigalumen_year | us | us | 117120398889.669
commercial lighting | Lamp: Halogen Par 38 | 2027 | FIXED_OM | REPLACEMENT | office-large | USD/gigalumen_year | us | us | 117120398889.669
commercial lighting | Lamp: Halogen Par 38 | 2027 | FIXED_OM | REPLACEMENT | office-small | USD/gigalumen_year | us | us | 117120398889.669
commercial lighting | Lamp: Halogen Par 38 | 2027 | FIXED_OM | REPLACEMENT | other | USD/gigalumen_year | us | us | 117120398889.669
commercial lighting | Lamp: Halogen Par 38 | 2027 | FIXED_OM | REPLACEMENT | warehouse | USD/gigalumen_year | us | us | 117120398889.669
commercial lighting | Lamp: Halogen Par 38 | 2028 | CAPITAL | NEW | assembly | USD/gigalumen_year | us | us | 810813293364.229
commercial lighting | Lamp: Halogen Par 38 | 2028 | CAPITAL | NEW | education | USD/gigalumen_year | us | us | 810813293364.229
commercial lighting | Lamp: Halogen Par 38 | 2028 | CAPITAL | NEW | food sales | USD/gigalumen_year | us | us | 810813293364.229
commercial lighting | Lamp: Halogen Par 38 | 2028 | CAPITAL | NEW | food service | USD/gigalumen_year | us | us | 810813293364.229
commercial lighting | Lamp: Halogen Par 38 | 2028 | CAPITAL | NEW | health | USD/gigalumen_year | us | us | 810813293364.229
commercial lighting | Lamp: Halogen Par 38 | 2028 | CAPITAL | NEW | lodging | USD/gigalumen_year | us | us | 810813293364.229
commercial lighting | Lamp: Halogen Par 38 | 2028 | CAPITAL | NEW | merc/service | USD/gigalumen_year | us | us | 810813293364.229
commercial lighting | Lamp: Halogen Par 38 | 2028 | CAPITAL | NEW | office-large | USD/gigalumen_year | us | us | 810813293364.229
commercial lighting | Lamp: Halogen Par 38 | 2028 | CAPITAL | NEW | office-small | USD/gigalumen_year | us | us | 810813293364.229
commercial lighting | Lamp: Halogen Par 38 | 2028 | CAPITAL | NEW | other | USD/gigalumen_year | us | us | 810813293364.229
commercial lighting | Lamp: Halogen Par 38 | 2028 | CAPITAL | NEW | warehouse | USD/gigalumen_year | us | us | 810813293364.229
commercial lighting | Lamp: Halogen Par 38 | 2028 | CAPITAL | REPLACEMENT | assembly | USD/gigalumen_year | us | us | 810813293364.229
commercial lighting | Lamp: Halogen Par 38 | 2028 | CAPITAL | REPLACEMENT | education | USD/gigalumen_year | us | us | 810813293364.229
commercial lighting | Lamp: Halogen Par 38 | 2028 | CAPITAL | REPLACEMENT | food sales | USD/gigalumen_year | us | us | 810813293364.229
commercial lighting | Lamp: Halogen Par 38 | 2028 | CAPITAL | REPLACEMENT | food service | USD/gigalumen_year | us | us | 810813293364.229
commercial lighting | Lamp: Halogen Par 38 | 2028 | CAPITAL | REPLACEMENT | health | USD/gigalumen_year | us | us | 810813293364.229
commercial lighting | Lamp: Halogen Par 38 | 2028 | CAPITAL | REPLACEMENT | lodging | USD/gigalumen_year | us | us | 810813293364.229
commercial lighting | Lamp: Halogen Par 38 | 2028 | CAPITAL | REPLACEMENT | merc/service | USD/gigalumen_year | us | us | 810813293364.229
commercial lighting | Lamp: Halogen Par 38 | 2028 | CAPITAL | REPLACEMENT | office-large | USD/gigalumen_year | us | us | 810813293364.229
commercial lighting | Lamp: Halogen Par 38 | 2028 | CAPITAL | REPLACEMENT | office-small | USD/gigalumen_year | us | us | 810813293364.229
commercial lighting | Lamp: Halogen Par 38 | 2028 | CAPITAL | REPLACEMENT | other | USD/gigalumen_year | us | us | 810813293364.229
commercial lighting | Lamp: Halogen Par 38 | 2028 | CAPITAL | REPLACEMENT | warehouse | USD/gigalumen_year | us | us | 810813293364.229
commercial lighting | Lamp: Halogen Par 38 | 2028 | FIXED_OM | NEW | assembly | USD/gigalumen_year | us | us | 116227784537.922
commercial lighting | Lamp: Halogen Par 38 | 2028 | FIXED_OM | NEW | education | USD/gigalumen_year | us | us | 116227784537.922
commercial lighting | Lamp: Halogen Par 38 | 2028 | FIXED_OM | NEW | food sales | USD/gigalumen_year | us | us | 116227784537.922
commercial lighting | Lamp: Halogen Par 38 | 2028 | FIXED_OM | NEW | food service | USD/gigalumen_year | us | us | 116227784537.922
commercial lighting | Lamp: Halogen Par 38 | 2028 | FIXED_OM | NEW | health | USD/gigalumen_year | us | us | 116227784537.922
commercial lighting | Lamp: Halogen Par 38 | 2028 | FIXED_OM | NEW | lodging | USD/gigalumen_year | us | us | 116227784537.922
commercial lighting | Lamp: Halogen Par 38 | 2028 | FIXED_OM | NEW | merc/service | USD/gigalumen_year | us | us | 116227784537.922
commercial lighting | Lamp: Halogen Par 38 | 2028 | FIXED_OM | NEW | office-large | USD/gigalumen_year | us | us | 116227784537.922
commercial lighting | Lamp: Halogen Par 38 | 2028 | FIXED_OM | NEW | office-small | USD/gigalumen_year | us | us | 116227784537.922
commercial lighting | Lamp: Halogen Par 38 | 2028 | FIXED_OM | NEW | other | USD/gigalumen_year | us | us | 116227784537.922
commercial lighting | Lamp: Halogen Par 38 | 2028 | FIXED_OM | NEW | warehouse | USD/gigalumen_year | us | us | 116227784537.922
commercial lighting | Lamp: Halogen Par 38 | 2028 | FIXED_OM | REPLACEMENT | assembly | USD/gigalumen_year | us | us | 116227784537.922
commercial lighting | Lamp: Halogen Par 38 | 2028 | FIXED_OM | REPLACEMENT | education | USD/gigalumen_year | us | us | 116227784537.922
commercial lighting | Lamp: Halogen Par 38 | 2028 | FIXED_OM | REPLACEMENT | food sales | USD/gigalumen_year | us | us | 116227784537.922
commercial lighting | Lamp: Halogen Par 38 | 2028 | FIXED_OM | REPLACEMENT | food service | USD/gigalumen_year | us | us | 116227784537.922
commercial lighting | Lamp: Halogen Par 38 | 2028 | FIXED_OM | REPLACEMENT | health | USD/gigalumen_year | us | us | 116227784537.922
commercial lighting | Lamp: Halogen Par 38 | 2028 | FIXED_OM | REPLACEMENT | lodging | USD/gigalumen_year | us | us | 116227784537.922
commercial lighting | Lamp: Halogen Par 38 | 2028 | FIXED_OM | REPLACEMENT | merc/service | USD/gigalumen_year | us | us | 116227784537.922
commercial lighting | Lamp: Halogen Par 38 | 2028 | FIXED_OM | REPLACEMENT | office-large | USD/gigalumen_year | us | us | 116227784537.922
commercial lighting | Lamp: Halogen Par 38 | 2028 | FIXED_OM | REPLACEMENT | office-small | USD/gigalumen_year | us | us | 116227784537.922
commercial lighting | Lamp: Halogen Par 38 | 2028 | FIXED_OM | REPLACEMENT | other | USD/gigalumen_year | us | us | 116227784537.922
commercial lighting | Lamp: Halogen Par 38 | 2028 | FIXED_OM | REPLACEMENT | warehouse | USD/gigalumen_year | us | us | 116227784537.922
commercial lighting | Lamp: Halogen Par 38 | 2029 | CAPITAL | NEW | assembly | USD/gigalumen_year | us | us | 809807927725.946
commercial lighting | Lamp: Halogen Par 38 | 2029 | CAPITAL | NEW | education | USD/gigalumen_year | us | us | 809807927725.946
commercial lighting | Lamp: Halogen Par 38 | 2029 | CAPITAL | NEW | food sales | USD/gigalumen_year | us | us | 809807927725.946
commercial lighting | Lamp: Halogen Par 38 | 2029 | CAPITAL | NEW | food service | USD/gigalumen_year | us | us | 809807927725.946
commercial lighting | Lamp: Halogen Par 38 | 2029 | CAPITAL | NEW | health | USD/gigalumen_year | us | us | 809807927725.946
commercial lighting | Lamp: Halogen Par 38 | 2029 | CAPITAL | NEW | lodging | USD/gigalumen_year | us | us | 809807927725.946
commercial lighting | Lamp: Halogen Par 38 | 2029 | CAPITAL | NEW | merc/service | USD/gigalumen_year | us | us | 809807927725.946
commercial lighting | Lamp: Halogen Par 38 | 2029 | CAPITAL | NEW | office-large | USD/gigalumen_year | us | us | 809807927725.946
commercial lighting | Lamp: Halogen Par 38 | 2029 | CAPITAL | NEW | office-small | USD/gigalumen_year | us | us | 809807927725.946
commercial lighting | Lamp: Halogen Par 38 | 2029 | CAPITAL | NEW | other | USD/gigalumen_year | us | us | 809807927725.946
commercial lighting | Lamp: Halogen Par 38 | 2029 | CAPITAL | NEW | warehouse | USD/gigalumen_year | us | us | 809807927725.946
commercial lighting | Lamp: Halogen Par 38 | 2029 | CAPITAL | REPLACEMENT | assembly | USD/gigalumen_year | us | us | 809807927725.946
commercial lighting | Lamp: Halogen Par 38 | 2029 | CAPITAL | REPLACEMENT | education | USD/gigalumen_year | us | us | 809807927725.946
commercial lighting | Lamp: Halogen Par 38 | 2029 | CAPITAL | REPLACEMENT | food sales | USD/gigalumen_year | us | us | 809807927725.946
commercial lighting | Lamp: Halogen Par 38 | 2029 | CAPITAL | REPLACEMENT | food service | USD/gigalumen_year | us | us | 809807927725.946
commercial lighting | Lamp: Halogen Par 38 | 2029 | CAPITAL | REPLACEMENT | health | USD/gigalumen_year | us | us | 809807927725.946
commercial lighting | Lamp: Halogen Par 38 | 2029 | CAPITAL | REPLACEMENT | lodging | USD/gigalumen_year | us | us | 809807927725.946
commercial lighting | Lamp: Halogen Par 38 | 2029 | CAPITAL | REPLACEMENT | merc/service | USD/gigalumen_year | us | us | 809807927725.946
commercial lighting | Lamp: Halogen Par 38 | 2029 | CAPITAL | REPLACEMENT | office-large | USD/gigalumen_year | us | us | 809807927725.946
commercial lighting | Lamp: Halogen Par 38 | 2029 | CAPITAL | REPLACEMENT | office-small | USD/gigalumen_year | us | us | 809807927725.946
commercial lighting | Lamp: Halogen Par 38 | 2029 | CAPITAL | REPLACEMENT | other | USD/gigalumen_year | us | us | 809807927725.946
commercial lighting | Lamp: Halogen Par 38 | 2029 | CAPITAL | REPLACEMENT | warehouse | USD/gigalumen_year | us | us | 809807927725.946
commercial lighting | Lamp: Halogen Par 38 | 2029 | FIXED_OM | NEW | assembly | USD/gigalumen_year | us | us | 115335170186.176
commercial lighting | Lamp: Halogen Par 38 | 2029 | FIXED_OM | NEW | education | USD/gigalumen_year | us | us | 115335170186.176
commercial lighting | Lamp: Halogen Par 38 | 2029 | FIXED_OM | NEW | food sales | USD/gigalumen_year | us | us | 115335170186.176
commercial lighting | Lamp: Halogen Par 38 | 2029 | FIXED_OM | NEW | food service | USD/gigalumen_year | us | us | 115335170186.176
commercial lighting | Lamp: Halogen Par 38 | 2029 | FIXED_OM | NEW | health | USD/gigalumen_year | us | us | 115335170186.176
commercial lighting | Lamp: Halogen Par 38 | 2029 | FIXED_OM | NEW | lodging | USD/gigalumen_year | us | us | 115335170186.176
commercial lighting | Lamp: Halogen Par 38 | 2029 | FIXED_OM | NEW | merc/service | USD/gigalumen_year | us | us | 115335170186.176
commercial lighting | Lamp: Halogen Par 38 | 2029 | FIXED_OM | NEW | office-large | USD/gigalumen_year | us | us | 115335170186.176
commercial lighting | Lamp: Halogen Par 38 | 2029 | FIXED_OM | NEW | office-small | USD/gigalumen_year | us | us | 115335170186.176
commercial lighting | Lamp: Halogen Par 38 | 2029 | FIXED_OM | NEW | other | USD/gigalumen_year | us | us | 115335170186.176
commercial lighting | Lamp: Halogen Par 38 | 2029 | FIXED_OM | NEW | warehouse | USD/gigalumen_year | us | us | 115335170186.176
commercial lighting | Lamp: Halogen Par 38 | 2029 | FIXED_OM | REPLACEMENT | assembly | USD/gigalumen_year | us | us | 115335170186.176
commercial lighting | Lamp: Halogen Par 38 | 2029 | FIXED_OM | REPLACEMENT | education | USD/gigalumen_year | us | us | 115335170186.176
commercial lighting | Lamp: Halogen Par 38 | 2029 | FIXED_OM | REPLACEMENT | food sales | USD/gigalumen_year | us | us | 115335170186.176
commercial lighting | Lamp: Halogen Par 38 | 2029 | FIXED_OM | REPLACEMENT | food service | USD/gigalumen_year | us | us | 115335170186.176
commercial lighting | Lamp: Halogen Par 38 | 2029 | FIXED_OM | REPLACEMENT | health | USD/gigalumen_year | us | us | 115335170186.176
commercial lighting | Lamp: Halogen Par 38 | 2029 | FIXED_OM | REPLACEMENT | lodging | USD/gigalumen_year | us | us | 115335170186.176
commercial lighting | Lamp: Halogen Par 38 | 2029 | FIXED_OM | REPLACEMENT | merc/service | USD/gigalumen_year | us | us | 115335170186.176
commercial lighting | Lamp: Halogen Par 38 | 2029 | FIXED_OM | REPLACEMENT | office-large | USD/gigalumen_year | us | us | 115335170186.176
commercial lighting | Lamp: Halogen Par 38 | 2029 | FIXED_OM | REPLACEMENT | office-small | USD/gigalumen_year | us | us | 115335170186.176
commercial lighting | Lamp: Halogen Par 38 | 2029 | FIXED_OM | REPLACEMENT | other | USD/gigalumen_year | us | us | 115335170186.176
commercial lighting | Lamp: Halogen Par 38 | 2029 | FIXED_OM | REPLACEMENT | warehouse | USD/gigalumen_year | us | us | 115335170186.176
commercial lighting | Lamp: Halogen Par 38 | 2030 | CAPITAL | NEW | assembly | USD/gigalumen_year | us | us | 808802562087.663
commercial lighting | Lamp: Halogen Par 38 | 2030 | CAPITAL | NEW | education | USD/gigalumen_year | us | us | 808802562087.663
commercial lighting | Lamp: Halogen Par 38 | 2030 | CAPITAL | NEW | food sales | USD/gigalumen_year | us | us | 808802562087.663
commercial lighting | Lamp: Halogen Par 38 | 2030 | CAPITAL | NEW | food service | USD/gigalumen_year | us | us | 808802562087.663
commercial lighting | Lamp: Halogen Par 38 | 2030 | CAPITAL | NEW | health | USD/gigalumen_year | us | us | 808802562087.663
commercial lighting | Lamp: Halogen Par 38 | 2030 | CAPITAL | NEW | lodging | USD/gigalumen_year | us | us | 808802562087.663
commercial lighting | Lamp: Halogen Par 38 | 2030 | CAPITAL | NEW | merc/service | USD/gigalumen_year | us | us | 808802562087.663
commercial lighting | Lamp: Halogen Par 38 | 2030 | CAPITAL | NEW | office-large | USD/gigalumen_year | us | us | 808802562087.663
commercial lighting | Lamp: Halogen Par 38 | 2030 | CAPITAL | NEW | office-small | USD/gigalumen_year | us | us | 808802562087.663
commercial lighting | Lamp: Halogen Par 38 | 2030 | CAPITAL | NEW | other | USD/gigalumen_year | us | us | 808802562087.663
commercial lighting | Lamp: Halogen Par 38 | 2030 | CAPITAL | NEW | warehouse | USD/gigalumen_year | us | us | 808802562087.663
commercial lighting | Lamp: Halogen Par 38 | 2030 | CAPITAL | REPLACEMENT | assembly | USD/gigalumen_year | us | us | 808802562087.663
commercial lighting | Lamp: Halogen Par 38 | 2030 | CAPITAL | REPLACEMENT | education | USD/gigalumen_year | us | us | 808802562087.663
commercial lighting | Lamp: Halogen Par 38 | 2030 | CAPITAL | REPLACEMENT | food sales | USD/gigalumen_year | us | us | 808802562087.663
commercial lighting | Lamp: Halogen Par 38 | 2030 | CAPITAL | REPLACEMENT | food service | USD/gigalumen_year | us | us | 808802562087.663
commercial lighting | Lamp: Halogen Par 38 | 2030 | CAPITAL | REPLACEMENT | health | USD/gigalumen_year | us | us | 808802562087.663
commercial lighting | Lamp: Halogen Par 38 | 2030 | CAPITAL | REPLACEMENT | lodging | USD/gigalumen_year | us | us | 808802562087.663
commercial lighting | Lamp: Halogen Par 38 | 2030 | CAPITAL | REPLACEMENT | merc/service | USD/gigalumen_year | us | us | 808802562087.663
commercial lighting | Lamp: Halogen Par 38 | 2030 | CAPITAL | REPLACEMENT | office-large | USD/gigalumen_year | us | us | 808802562087.663
commercial lighting | Lamp: Halogen Par 38 | 2030 | CAPITAL | REPLACEMENT | office-small | USD/gigalumen_year | us | us | 808802562087.663
commercial lighting | Lamp: Halogen Par 38 | 2030 | CAPITAL | REPLACEMENT | other | USD/gigalumen_year | us | us | 808802562087.663
commercial lighting | Lamp: Halogen Par 38 | 2030 | CAPITAL | REPLACEMENT | warehouse | USD/gigalumen_year | us | us | 808802562087.663
commercial lighting | Lamp: Halogen Par 38 | 2030 | FIXED_OM | NEW | assembly | USD/gigalumen_year | us | us | 114442555834.43
commercial lighting | Lamp: Halogen Par 38 | 2030 | FIXED_OM | NEW | education | USD/gigalumen_year | us | us | 114442555834.43
commercial lighting | Lamp: Halogen Par 38 | 2030 | FIXED_OM | NEW | food sales | USD/gigalumen_year | us | us | 114442555834.43
commercial lighting | Lamp: Halogen Par 38 | 2030 | FIXED_OM | NEW | food service | USD/gigalumen_year | us | us | 114442555834.43
commercial lighting | Lamp: Halogen Par 38 | 2030 | FIXED_OM | NEW | health | USD/gigalumen_year | us | us | 114442555834.43
commercial lighting | Lamp: Halogen Par 38 | 2030 | FIXED_OM | NEW | lodging | USD/gigalumen_year | us | us | 114442555834.43
commercial lighting | Lamp: Halogen Par 38 | 2030 | FIXED_OM | NEW | merc/service | USD/gigalumen_year | us | us | 114442555834.43
commercial lighting | Lamp: Halogen Par 38 | 2030 | FIXED_OM | NEW | office-large | USD/gigalumen_year | us | us | 114442555834.43
commercial lighting | Lamp: Halogen Par 38 | 2030 | FIXED_OM | NEW | office-small | USD/gigalumen_year | us | us | 114442555834.43
commercial lighting | Lamp: Halogen Par 38 | 2030 | FIXED_OM | NEW | other | USD/gigalumen_year | us | us | 114442555834.43
commercial lighting | Lamp: Halogen Par 38 | 2030 | FIXED_OM | NEW | warehouse | USD/gigalumen_year | us | us | 114442555834.43
commercial lighting | Lamp: Halogen Par 38 | 2030 | FIXED_OM | REPLACEMENT | assembly | USD/gigalumen_year | us | us | 114442555834.43
commercial lighting | Lamp: Halogen Par 38 | 2030 | FIXED_OM | REPLACEMENT | education | USD/gigalumen_year | us | us | 114442555834.43
commercial lighting | Lamp: Halogen Par 38 | 2030 | FIXED_OM | REPLACEMENT | food sales | USD/gigalumen_year | us | us | 114442555834.43
commercial lighting | Lamp: Halogen Par 38 | 2030 | FIXED_OM | REPLACEMENT | food service | USD/gigalumen_year | us | us | 114442555834.43
commercial lighting | Lamp: Halogen Par 38 | 2030 | FIXED_OM | REPLACEMENT | health | USD/gigalumen_year | us | us | 114442555834.43
commercial lighting | Lamp: Halogen Par 38 | 2030 | FIXED_OM | REPLACEMENT | lodging | USD/gigalumen_year | us | us | 114442555834.43
commercial lighting | Lamp: Halogen Par 38 | 2030 | FIXED_OM | REPLACEMENT | merc/service | USD/gigalumen_year | us | us | 114442555834.43
commercial lighting | Lamp: Halogen Par 38 | 2030 | FIXED_OM | REPLACEMENT | office-large | USD/gigalumen_year | us | us | 114442555834.43
commercial lighting | Lamp: Halogen Par 38 | 2030 | FIXED_OM | REPLACEMENT | office-small | USD/gigalumen_year | us | us | 114442555834.43
commercial lighting | Lamp: Halogen Par 38 | 2030 | FIXED_OM | REPLACEMENT | other | USD/gigalumen_year | us | us | 114442555834.43
commercial lighting | Lamp: Halogen Par 38 | 2030 | FIXED_OM | REPLACEMENT | warehouse | USD/gigalumen_year | us | us | 114442555834.43
commercial lighting | Lamp: Halogen Par 38 | 2031 | CAPITAL | NEW | assembly | USD/gigalumen_year | us | us | 807853572092.649
commercial lighting | Lamp: Halogen Par 38 | 2031 | CAPITAL | NEW | education | USD/gigalumen_year | us | us | 807853572092.649
commercial lighting | Lamp: Halogen Par 38 | 2031 | CAPITAL | NEW | food sales | USD/gigalumen_year | us | us | 807853572092.649
commercial lighting | Lamp: Halogen Par 38 | 2031 | CAPITAL | NEW | food service | USD/gigalumen_year | us | us | 807853572092.649
commercial lighting | Lamp: Halogen Par 38 | 2031 | CAPITAL | NEW | health | USD/gigalumen_year | us | us | 807853572092.649
commercial lighting | Lamp: Halogen Par 38 | 2031 | CAPITAL | NEW | lodging | USD/gigalumen_year | us | us | 807853572092.649
commercial lighting | Lamp: Halogen Par 38 | 2031 | CAPITAL | NEW | merc/service | USD/gigalumen_year | us | us | 807853572092.649
commercial lighting | Lamp: Halogen Par 38 | 2031 | CAPITAL | NEW | office-large | USD/gigalumen_year | us | us | 807853572092.649
commercial lighting | Lamp: Halogen Par 38 | 2031 | CAPITAL | NEW | office-small | USD/gigalumen_year | us | us | 807853572092.649
commercial lighting | Lamp: Halogen Par 38 | 2031 | CAPITAL | NEW | other | USD/gigalumen_year | us | us | 807853572092.649
commercial lighting | Lamp: Halogen Par 38 | 2031 | CAPITAL | NEW | warehouse | USD/gigalumen_year | us | us | 807853572092.649
commercial lighting | Lamp: Halogen Par 38 | 2031 | CAPITAL | REPLACEMENT | assembly | USD/gigalumen_year | us | us | 807853572092.649
commercial lighting | Lamp: Halogen Par 38 | 2031 | CAPITAL | REPLACEMENT | education | USD/gigalumen_year | us | us | 807853572092.649
commercial lighting | Lamp: Halogen Par 38 | 2031 | CAPITAL | REPLACEMENT | food sales | USD/gigalumen_year | us | us | 807853572092.649
commercial lighting | Lamp: Halogen Par 38 | 2031 | CAPITAL | REPLACEMENT | food service | USD/gigalumen_year | us | us | 807853572092.649
commercial lighting | Lamp: Halogen Par 38 | 2031 | CAPITAL | REPLACEMENT | health | USD/gigalumen_year | us | us | 807853572092.649
commercial lighting | Lamp: Halogen Par 38 | 2031 | CAPITAL | REPLACEMENT | lodging | USD/gigalumen_year | us | us | 807853572092.649
commercial lighting | Lamp: Halogen Par 38 | 2031 | CAPITAL | REPLACEMENT | merc/service | USD/gigalumen_year | us | us | 807853572092.649
commercial lighting | Lamp: Halogen Par 38 | 2031 | CAPITAL | REPLACEMENT | office-large | USD/gigalumen_year | us | us | 807853572092.649
commercial lighting | Lamp: Halogen Par 38 | 2031 | CAPITAL | REPLACEMENT | office-small | USD/gigalumen_year | us | us | 807853572092.649
commercial lighting | Lamp: Halogen Par 38 | 2031 | CAPITAL | REPLACEMENT | other | USD/gigalumen_year | us | us | 807853572092.649
commercial lighting | Lamp: Halogen Par 38 | 2031 | CAPITAL | REPLACEMENT | warehouse | USD/gigalumen_year | us | us | 807853572092.649
commercial lighting | Lamp: Halogen Par 38 | 2031 | FIXED_OM | NEW | assembly | USD/gigalumen_year | us | us | 113615713066.496
commercial lighting | Lamp: Halogen Par 38 | 2031 | FIXED_OM | NEW | education | USD/gigalumen_year | us | us | 113615713066.496
commercial lighting | Lamp: Halogen Par 38 | 2031 | FIXED_OM | NEW | food sales | USD/gigalumen_year | us | us | 113615713066.496
commercial lighting | Lamp: Halogen Par 38 | 2031 | FIXED_OM | NEW | food service | USD/gigalumen_year | us | us | 113615713066.496
commercial lighting | Lamp: Halogen Par 38 | 2031 | FIXED_OM | NEW | health | USD/gigalumen_year | us | us | 113615713066.496
commercial lighting | Lamp: Halogen Par 38 | 2031 | FIXED_OM | NEW | lodging | USD/gigalumen_year | us | us | 113615713066.496
commercial lighting | Lamp: Halogen Par 38 | 2031 | FIXED_OM | NEW | merc/service | USD/gigalumen_year | us | us | 113615713066.496
commercial lighting | Lamp: Halogen Par 38 | 2031 | FIXED_OM | NEW | office-large | USD/gigalumen_year | us | us | 113615713066.496
commercial lighting | Lamp: Halogen Par 38 | 2031 | FIXED_OM | NEW | office-small | USD/gigalumen_year | us | us | 113615713066.496
commercial lighting | Lamp: Halogen Par 38 | 2031 | FIXED_OM | NEW | other | USD/gigalumen_year | us | us | 113615713066.496
commercial lighting | Lamp: Halogen Par 38 | 2031 | FIXED_OM | NEW | warehouse | USD/gigalumen_year | us | us | 113615713066.496
commercial lighting | Lamp: Halogen Par 38 | 2031 | FIXED_OM | REPLACEMENT | assembly | USD/gigalumen_year | us | us | 113615713066.496
commercial lighting | Lamp: Halogen Par 38 | 2031 | FIXED_OM | REPLACEMENT | education | USD/gigalumen_year | us | us | 113615713066.496
commercial lighting | Lamp: Halogen Par 38 | 2031 | FIXED_OM | REPLACEMENT | food sales | USD/gigalumen_year | us | us | 113615713066.496
commercial lighting | Lamp: Halogen Par 38 | 2031 | FIXED_OM | REPLACEMENT | food service | USD/gigalumen_year | us | us | 113615713066.496
commercial lighting | Lamp: Halogen Par 38 | 2031 | FIXED_OM | REPLACEMENT | health | USD/gigalumen_year | us | us | 113615713066.496
commercial lighting | Lamp: Halogen Par 38 | 2031 | FIXED_OM | REPLACEMENT | lodging | USD/gigalumen_year | us | us | 113615713066.496
commercial lighting | Lamp: Halogen Par 38 | 2031 | FIXED_OM | REPLACEMENT | merc/service | USD/gigalumen_year | us | us | 113615713066.496
commercial lighting | Lamp: Halogen Par 38 | 2031 | FIXED_OM | REPLACEMENT | office-large | USD/gigalumen_year | us | us | 113615713066.496
commercial lighting | Lamp: Halogen Par 38 | 2031 | FIXED_OM | REPLACEMENT | office-small | USD/gigalumen_year | us | us | 113615713066.496
commercial lighting | Lamp: Halogen Par 38 | 2031 | FIXED_OM | REPLACEMENT | other | USD/gigalumen_year | us | us | 113615713066.496
commercial lighting | Lamp: Halogen Par 38 | 2031 | FIXED_OM | REPLACEMENT | warehouse | USD/gigalumen_year | us | us | 113615713066.496
commercial lighting | Lamp: Halogen Par 38 | 2032 | CAPITAL | NEW | assembly | USD/gigalumen_year | us | us | 806904582097.634
commercial lighting | Lamp: Halogen Par 38 | 2032 | CAPITAL | NEW | education | USD/gigalumen_year | us | us | 806904582097.634
commercial lighting | Lamp: Halogen Par 38 | 2032 | CAPITAL | NEW | food sales | USD/gigalumen_year | us | us | 806904582097.634
commercial lighting | Lamp: Halogen Par 38 | 2032 | CAPITAL | NEW | food service | USD/gigalumen_year | us | us | 806904582097.634
commercial lighting | Lamp: Halogen Par 38 | 2032 | CAPITAL | NEW | health | USD/gigalumen_year | us | us | 806904582097.634
commercial lighting | Lamp: Halogen Par 38 | 2032 | CAPITAL | NEW | lodging | USD/gigalumen_year | us | us | 806904582097.634
commercial lighting | Lamp: Halogen Par 38 | 2032 | CAPITAL | NEW | merc/service | USD/gigalumen_year | us | us | 806904582097.634
commercial lighting | Lamp: Halogen Par 38 | 2032 | CAPITAL | NEW | office-large | USD/gigalumen_year | us | us | 806904582097.634
commercial lighting | Lamp: Halogen Par 38 | 2032 | CAPITAL | NEW | office-small | USD/gigalumen_year | us | us | 806904582097.634
commercial lighting | Lamp: Halogen Par 38 | 2032 | CAPITAL | NEW | other | USD/gigalumen_year | us | us | 806904582097.634
commercial lighting | Lamp: Halogen Par 38 | 2032 | CAPITAL | NEW | warehouse | USD/gigalumen_year | us | us | 806904582097.634
commercial lighting | Lamp: Halogen Par 38 | 2032 | CAPITAL | REPLACEMENT | assembly | USD/gigalumen_year | us | us | 806904582097.634
commercial lighting | Lamp: Halogen Par 38 | 2032 | CAPITAL | REPLACEMENT | education | USD/gigalumen_year | us | us | 806904582097.634
commercial lighting | Lamp: Halogen Par 38 | 2032 | CAPITAL | REPLACEMENT | food sales | USD/gigalumen_year | us | us | 806904582097.634
commercial lighting | Lamp: Halogen Par 38 | 2032 | CAPITAL | REPLACEMENT | food service | USD/gigalumen_year | us | us | 806904582097.634
commercial lighting | Lamp: Halogen Par 38 | 2032 | CAPITAL | REPLACEMENT | health | USD/gigalumen_year | us | us | 806904582097.634
commercial lighting | Lamp: Halogen Par 38 | 2032 | CAPITAL | REPLACEMENT | lodging | USD/gigalumen_year | us | us | 806904582097.634
commercial lighting | Lamp: Halogen Par 38 | 2032 | CAPITAL | REPLACEMENT | merc/service | USD/gigalumen_year | us | us | 806904582097.634
commercial lighting | Lamp: Halogen Par 38 | 2032 | CAPITAL | REPLACEMENT | office-large | USD/gigalumen_year | us | us | 806904582097.634
commercial lighting | Lamp: Halogen Par 38 | 2032 | CAPITAL | REPLACEMENT | office-small | USD/gigalumen_year | us | us | 806904582097.634
commercial lighting | Lamp: Halogen Par 38 | 2032 | CAPITAL | REPLACEMENT | other | USD/gigalumen_year | us | us | 806904582097.634
commercial lighting | Lamp: Halogen Par 38 | 2032 | CAPITAL | REPLACEMENT | warehouse | USD/gigalumen_year | us | us | 806904582097.634
commercial lighting | Lamp: Halogen Par 38 | 2032 | FIXED_OM | NEW | assembly | USD/gigalumen_year | us | us | 112788870298.563
commercial lighting | Lamp: Halogen Par 38 | 2032 | FIXED_OM | NEW | education | USD/gigalumen_year | us | us | 112788870298.563
commercial lighting | Lamp: Halogen Par 38 | 2032 | FIXED_OM | NEW | food sales | USD/gigalumen_year | us | us | 112788870298.563
commercial lighting | Lamp: Halogen Par 38 | 2032 | FIXED_OM | NEW | food service | USD/gigalumen_year | us | us | 112788870298.563
commercial lighting | Lamp: Halogen Par 38 | 2032 | FIXED_OM | NEW | health | USD/gigalumen_year | us | us | 112788870298.563
commercial lighting | Lamp: Halogen Par 38 | 2032 | FIXED_OM | NEW | lodging | USD/gigalumen_year | us | us | 112788870298.563
commercial lighting | Lamp: Halogen Par 38 | 2032 | FIXED_OM | NEW | merc/service | USD/gigalumen_year | us | us | 112788870298.563
commercial lighting | Lamp: Halogen Par 38 | 2032 | FIXED_OM | NEW | office-large | USD/gigalumen_year | us | us | 112788870298.563
commercial lighting | Lamp: Halogen Par 38 | 2032 | FIXED_OM | NEW | office-small | USD/gigalumen_year | us | us | 112788870298.563
commercial lighting | Lamp: Halogen Par 38 | 2032 | FIXED_OM | NEW | other | USD/gigalumen_year | us | us | 112788870298.563
commercial lighting | Lamp: Halogen Par 38 | 2032 | FIXED_OM | NEW | warehouse | USD/gigalumen_year | us | us | 112788870298.563
commercial lighting | Lamp: Halogen Par 38 | 2032 | FIXED_OM | REPLACEMENT | assembly | USD/gigalumen_year | us | us | 112788870298.563
commercial lighting | Lamp: Halogen Par 38 | 2032 | FIXED_OM | REPLACEMENT | education | USD/gigalumen_year | us | us | 112788870298.563
commercial lighting | Lamp: Halogen Par 38 | 2032 | FIXED_OM | REPLACEMENT | food sales | USD/gigalumen_year | us | us | 112788870298.563
commercial lighting | Lamp: Halogen Par 38 | 2032 | FIXED_OM | REPLACEMENT | food service | USD/gigalumen_year | us | us | 112788870298.563
commercial lighting | Lamp: Halogen Par 38 | 2032 | FIXED_OM | REPLACEMENT | health | USD/gigalumen_year | us | us | 112788870298.563
commercial lighting | Lamp: Halogen Par 38 | 2032 | FIXED_OM | REPLACEMENT | lodging | USD/gigalumen_year | us | us | 112788870298.563
commercial lighting | Lamp: Halogen Par 38 | 2032 | FIXED_OM | REPLACEMENT | merc/service | USD/gigalumen_year | us | us | 112788870298.563
commercial lighting | Lamp: Halogen Par 38 | 2032 | FIXED_OM | REPLACEMENT | office-large | USD/gigalumen_year | us | us | 112788870298.563
commercial lighting | Lamp: Halogen Par 38 | 2032 | FIXED_OM | REPLACEMENT | office-small | USD/gigalumen_year | us | us | 112788870298.563
commercial lighting | Lamp: Halogen Par 38 | 2032 | FIXED_OM | REPLACEMENT | other | USD/gigalumen_year | us | us | 112788870298.563
commercial lighting | Lamp: Halogen Par 38 | 2032 | FIXED_OM | REPLACEMENT | warehouse | USD/gigalumen_year | us | us | 112788870298.563
commercial lighting | Lamp: Halogen Par 38 | 2033 | CAPITAL | NEW | assembly | USD/gigalumen_year | us | us | 805955592102.62
commercial lighting | Lamp: Halogen Par 38 | 2033 | CAPITAL | NEW | education | USD/gigalumen_year | us | us | 805955592102.62
commercial lighting | Lamp: Halogen Par 38 | 2033 | CAPITAL | NEW | food sales | USD/gigalumen_year | us | us | 805955592102.62
commercial lighting | Lamp: Halogen Par 38 | 2033 | CAPITAL | NEW | food service | USD/gigalumen_year | us | us | 805955592102.62
commercial lighting | Lamp: Halogen Par 38 | 2033 | CAPITAL | NEW | health | USD/gigalumen_year | us | us | 805955592102.62
commercial lighting | Lamp: Halogen Par 38 | 2033 | CAPITAL | NEW | lodging | USD/gigalumen_year | us | us | 805955592102.62
commercial lighting | Lamp: Halogen Par 38 | 2033 | CAPITAL | NEW | merc/service | USD/gigalumen_year | us | us | 805955592102.62
commercial lighting | Lamp: Halogen Par 38 | 2033 | CAPITAL | NEW | office-large | USD/gigalumen_year | us | us | 805955592102.62
commercial lighting | Lamp: Halogen Par 38 | 2033 | CAPITAL | NEW | office-small | USD/gigalumen_year | us | us | 805955592102.62
commercial lighting | Lamp: Halogen Par 38 | 2033 | CAPITAL | NEW | other | USD/gigalumen_year | us | us | 805955592102.62
commercial lighting | Lamp: Halogen Par 38 | 2033 | CAPITAL | NEW | warehouse | USD/gigalumen_year | us | us | 805955592102.62
commercial lighting | Lamp: Halogen Par 38 | 2033 | CAPITAL | REPLACEMENT | assembly | USD/gigalumen_year | us | us | 805955592102.62
commercial lighting | Lamp: Halogen Par 38 | 2033 | CAPITAL | REPLACEMENT | education | USD/gigalumen_year | us | us | 805955592102.62
commercial lighting | Lamp: Halogen Par 38 | 2033 | CAPITAL | REPLACEMENT | food sales | USD/gigalumen_year | us | us | 805955592102.62
commercial lighting | Lamp: Halogen Par 38 | 2033 | CAPITAL | REPLACEMENT | food service | USD/gigalumen_year | us | us | 805955592102.62
commercial lighting | Lamp: Halogen Par 38 | 2033 | CAPITAL | REPLACEMENT | health | USD/gigalumen_year | us | us | 805955592102.62
commercial lighting | Lamp: Halogen Par 38 | 2033 | CAPITAL | REPLACEMENT | lodging | USD/gigalumen_year | us | us | 805955592102.62
commercial lighting | Lamp: Halogen Par 38 | 2033 | CAPITAL | REPLACEMENT | merc/service | USD/gigalumen_year | us | us | 805955592102.62
commercial lighting | Lamp: Halogen Par 38 | 2033 | CAPITAL | REPLACEMENT | office-large | USD/gigalumen_year | us | us | 805955592102.62
commercial lighting | Lamp: Halogen Par 38 | 2033 | CAPITAL | REPLACEMENT | office-small | USD/gigalumen_year | us | us | 805955592102.62
commercial lighting | Lamp: Halogen Par 38 | 2033 | CAPITAL | REPLACEMENT | other | USD/gigalumen_year | us | us | 805955592102.62
commercial lighting | Lamp: Halogen Par 38 | 2033 | CAPITAL | REPLACEMENT | warehouse | USD/gigalumen_year | us | us | 805955592102.62
commercial lighting | Lamp: Halogen Par 38 | 2033 | FIXED_OM | NEW | assembly | USD/gigalumen_year | us | us | 111962027530.629
commercial lighting | Lamp: Halogen Par 38 | 2033 | FIXED_OM | NEW | education | USD/gigalumen_year | us | us | 111962027530.629
commercial lighting | Lamp: Halogen Par 38 | 2033 | FIXED_OM | NEW | food sales | USD/gigalumen_year | us | us | 111962027530.629
commercial lighting | Lamp: Halogen Par 38 | 2033 | FIXED_OM | NEW | food service | USD/gigalumen_year | us | us | 111962027530.629
commercial lighting | Lamp: Halogen Par 38 | 2033 | FIXED_OM | NEW | health | USD/gigalumen_year | us | us | 111962027530.629
commercial lighting | Lamp: Halogen Par 38 | 2033 | FIXED_OM | NEW | lodging | USD/gigalumen_year | us | us | 111962027530.629
commercial lighting | Lamp: Halogen Par 38 | 2033 | FIXED_OM | NEW | merc/service | USD/gigalumen_year | us | us | 111962027530.629
commercial lighting | Lamp: Halogen Par 38 | 2033 | FIXED_OM | NEW | office-large | USD/gigalumen_year | us | us | 111962027530.629
commercial lighting | Lamp: Halogen Par 38 | 2033 | FIXED_OM | NEW | office-small | USD/gigalumen_year | us | us | 111962027530.629
commercial lighting | Lamp: Halogen Par 38 | 2033 | FIXED_OM | NEW | other | USD/gigalumen_year | us | us | 111962027530.629
commercial lighting | Lamp: Halogen Par 38 | 2033 | FIXED_OM | NEW | warehouse | USD/gigalumen_year | us | us | 111962027530.629
commercial lighting | Lamp: Halogen Par 38 | 2033 | FIXED_OM | REPLACEMENT | assembly | USD/gigalumen_year | us | us | 111962027530.629
commercial lighting | Lamp: Halogen Par 38 | 2033 | FIXED_OM | REPLACEMENT | education | USD/gigalumen_year | us | us | 111962027530.629
commercial lighting | Lamp: Halogen Par 38 | 2033 | FIXED_OM | REPLACEMENT | food sales | USD/gigalumen_year | us | us | 111962027530.629
commercial lighting | Lamp: Halogen Par 38 | 2033 | FIXED_OM | REPLACEMENT | food service | USD/gigalumen_year | us | us | 111962027530.629
commercial lighting | Lamp: Halogen Par 38 | 2033 | FIXED_OM | REPLACEMENT | health | USD/gigalumen_year | us | us | 111962027530.629
commercial lighting | Lamp: Halogen Par 38 | 2033 | FIXED_OM | REPLACEMENT | lodging | USD/gigalumen_year | us | us | 111962027530.629
commercial lighting | Lamp: Halogen Par 38 | 2033 | FIXED_OM | REPLACEMENT | merc/service | USD/gigalumen_year | us | us | 111962027530.629
commercial lighting | Lamp: Halogen Par 38 | 2033 | FIXED_OM | REPLACEMENT | office-large | USD/gigalumen_year | us | us | 111962027530.629
commercial lighting | Lamp: Halogen Par 38 | 2033 | FIXED_OM | REPLACEMENT | office-small | USD/gigalumen_year | us | us | 111962027530.629
commercial lighting | Lamp: Halogen Par 38 | 2033 | FIXED_OM | REPLACEMENT | other | USD/gigalumen_year | us | us | 111962027530.629
commercial lighting | Lamp: Halogen Par 38 | 2033 | FIXED_OM | REPLACEMENT | warehouse | USD/gigalumen_year | us | us | 111962027530.629
commercial lighting | Lamp: Halogen Par 38 | 2034 | CAPITAL | NEW | assembly | USD/gigalumen_year | us | us | 805006602107.605
commercial lighting | Lamp: Halogen Par 38 | 2034 | CAPITAL | NEW | education | USD/gigalumen_year | us | us | 805006602107.605
commercial lighting | Lamp: Halogen Par 38 | 2034 | CAPITAL | NEW | food sales | USD/gigalumen_year | us | us | 805006602107.605
commercial lighting | Lamp: Halogen Par 38 | 2034 | CAPITAL | NEW | food service | USD/gigalumen_year | us | us | 805006602107.605
commercial lighting | Lamp: Halogen Par 38 | 2034 | CAPITAL | NEW | health | USD/gigalumen_year | us | us | 805006602107.605
commercial lighting | Lamp: Halogen Par 38 | 2034 | CAPITAL | NEW | lodging | USD/gigalumen_year | us | us | 805006602107.605
commercial lighting | Lamp: Halogen Par 38 | 2034 | CAPITAL | NEW | merc/service | USD/gigalumen_year | us | us | 805006602107.605
commercial lighting | Lamp: Halogen Par 38 | 2034 | CAPITAL | NEW | office-large | USD/gigalumen_year | us | us | 805006602107.605
commercial lighting | Lamp: Halogen Par 38 | 2034 | CAPITAL | NEW | office-small | USD/gigalumen_year | us | us | 805006602107.605
commercial lighting | Lamp: Halogen Par 38 | 2034 | CAPITAL | NEW | other | USD/gigalumen_year | us | us | 805006602107.605
commercial lighting | Lamp: Halogen Par 38 | 2034 | CAPITAL | NEW | warehouse | USD/gigalumen_year | us | us | 805006602107.605
commercial lighting | Lamp: Halogen Par 38 | 2034 | CAPITAL | REPLACEMENT | assembly | USD/gigalumen_year | us | us | 805006602107.605
commercial lighting | Lamp: Halogen Par 38 | 2034 | CAPITAL | REPLACEMENT | education | USD/gigalumen_year | us | us | 805006602107.605
commercial lighting | Lamp: Halogen Par 38 | 2034 | CAPITAL | REPLACEMENT | food sales | USD/gigalumen_year | us | us | 805006602107.605
commercial lighting | Lamp: Halogen Par 38 | 2034 | CAPITAL | REPLACEMENT | food service | USD/gigalumen_year | us | us | 805006602107.605
commercial lighting | Lamp: Halogen Par 38 | 2034 | CAPITAL | REPLACEMENT | health | USD/gigalumen_year | us | us | 805006602107.605
commercial lighting | Lamp: Halogen Par 38 | 2034 | CAPITAL | REPLACEMENT | lodging | USD/gigalumen_year | us | us | 805006602107.605
commercial lighting | Lamp: Halogen Par 38 | 2034 | CAPITAL | REPLACEMENT | merc/service | USD/gigalumen_year | us | us | 805006602107.605
commercial lighting | Lamp: Halogen Par 38 | 2034 | CAPITAL | REPLACEMENT | office-large | USD/gigalumen_year | us | us | 805006602107.605
commercial lighting | Lamp: Halogen Par 38 | 2034 | CAPITAL | REPLACEMENT | office-small | USD/gigalumen_year | us | us | 805006602107.605
commercial lighting | Lamp: Halogen Par 38 | 2034 | CAPITAL | REPLACEMENT | other | USD/gigalumen_year | us | us | 805006602107.605
commercial lighting | Lamp: Halogen Par 38 | 2034 | CAPITAL | REPLACEMENT | warehouse | USD/gigalumen_year | us | us | 805006602107.605
commercial lighting | Lamp: Halogen Par 38 | 2034 | FIXED_OM | NEW | assembly | USD/gigalumen_year | us | us | 111135184762.696
commercial lighting | Lamp: Halogen Par 38 | 2034 | FIXED_OM | NEW | education | USD/gigalumen_year | us | us | 111135184762.696
commercial lighting | Lamp: Halogen Par 38 | 2034 | FIXED_OM | NEW | food sales | USD/gigalumen_year | us | us | 111135184762.696
commercial lighting | Lamp: Halogen Par 38 | 2034 | FIXED_OM | NEW | food service | USD/gigalumen_year | us | us | 111135184762.696
commercial lighting | Lamp: Halogen Par 38 | 2034 | FIXED_OM | NEW | health | USD/gigalumen_year | us | us | 111135184762.696
commercial lighting | Lamp: Halogen Par 38 | 2034 | FIXED_OM | NEW | lodging | USD/gigalumen_year | us | us | 111135184762.696
commercial lighting | Lamp: Halogen Par 38 | 2034 | FIXED_OM | NEW | merc/service | USD/gigalumen_year | us | us | 111135184762.696
commercial lighting | Lamp: Halogen Par 38 | 2034 | FIXED_OM | NEW | office-large | USD/gigalumen_year | us | us | 111135184762.696
commercial lighting | Lamp: Halogen Par 38 | 2034 | FIXED_OM | NEW | office-small | USD/gigalumen_year | us | us | 111135184762.696
commercial lighting | Lamp: Halogen Par 38 | 2034 | FIXED_OM | NEW | other | USD/gigalumen_year | us | us | 111135184762.696
commercial lighting | Lamp: Halogen Par 38 | 2034 | FIXED_OM | NEW | warehouse | USD/gigalumen_year | us | us | 111135184762.696
commercial lighting | Lamp: Halogen Par 38 | 2034 | FIXED_OM | REPLACEMENT | assembly | USD/gigalumen_year | us | us | 111135184762.696
commercial lighting | Lamp: Halogen Par 38 | 2034 | FIXED_OM | REPLACEMENT | education | USD/gigalumen_year | us | us | 111135184762.696
commercial lighting | Lamp: Halogen Par 38 | 2034 | FIXED_OM | REPLACEMENT | food sales | USD/gigalumen_year | us | us | 111135184762.696
commercial lighting | Lamp: Halogen Par 38 | 2034 | FIXED_OM | REPLACEMENT | food service | USD/gigalumen_year | us | us | 111135184762.696
commercial lighting | Lamp: Halogen Par 38 | 2034 | FIXED_OM | REPLACEMENT | health | USD/gigalumen_year | us | us | 111135184762.696
commercial lighting | Lamp: Halogen Par 38 | 2034 | FIXED_OM | REPLACEMENT | lodging | USD/gigalumen_year | us | us | 111135184762.696
commercial lighting | Lamp: Halogen Par 38 | 2034 | FIXED_OM | REPLACEMENT | merc/service | USD/gigalumen_year | us | us | 111135184762.696
commercial lighting | Lamp: Halogen Par 38 | 2034 | FIXED_OM | REPLACEMENT | office-large | USD/gigalumen_year | us | us | 111135184762.696
commercial lighting | Lamp: Halogen Par 38 | 2034 | FIXED_OM | REPLACEMENT | office-small | USD/gigalumen_year | us | us | 111135184762.696
commercial lighting | Lamp: Halogen Par 38 | 2034 | FIXED_OM | REPLACEMENT | other | USD/gigalumen_year | us | us | 111135184762.696
commercial lighting | Lamp: Halogen Par 38 | 2034 | FIXED_OM | REPLACEMENT | warehouse | USD/gigalumen_year | us | us | 111135184762.696
commercial lighting | Lamp: Halogen Par 38 | 2035 | CAPITAL | NEW | assembly | USD/gigalumen_year | us | us | 804057612112.59
commercial lighting | Lamp: Halogen Par 38 | 2035 | CAPITAL | NEW | education | USD/gigalumen_year | us | us | 804057612112.59
commercial lighting | Lamp: Halogen Par 38 | 2035 | CAPITAL | NEW | food sales | USD/gigalumen_year | us | us | 804057612112.59
commercial lighting | Lamp: Halogen Par 38 | 2035 | CAPITAL | NEW | food service | USD/gigalumen_year | us | us | 804057612112.59
commercial lighting | Lamp: Halogen Par 38 | 2035 | CAPITAL | NEW | health | USD/gigalumen_year | us | us | 804057612112.59
commercial lighting | Lamp: Halogen Par 38 | 2035 | CAPITAL | NEW | lodging | USD/gigalumen_year | us | us | 804057612112.59
commercial lighting | Lamp: Halogen Par 38 | 2035 | CAPITAL | NEW | merc/service | USD/gigalumen_year | us | us | 804057612112.59
commercial lighting | Lamp: Halogen Par 38 | 2035 | CAPITAL | NEW | office-large | USD/gigalumen_year | us | us | 804057612112.59
commercial lighting | Lamp: Halogen Par 38 | 2035 | CAPITAL | NEW | office-small | USD/gigalumen_year | us | us | 804057612112.59
commercial lighting | Lamp: Halogen Par 38 | 2035 | CAPITAL | NEW | other | USD/gigalumen_year | us | us | 804057612112.59
commercial lighting | Lamp: Halogen Par 38 | 2035 | CAPITAL | NEW | warehouse | USD/gigalumen_year | us | us | 804057612112.59
commercial lighting | Lamp: Halogen Par 38 | 2035 | CAPITAL | REPLACEMENT | assembly | USD/gigalumen_year | us | us | 804057612112.59
commercial lighting | Lamp: Halogen Par 38 | 2035 | CAPITAL | REPLACEMENT | education | USD/gigalumen_year | us | us | 804057612112.59
commercial lighting | Lamp: Halogen Par 38 | 2035 | CAPITAL | REPLACEMENT | food sales | USD/gigalumen_year | us | us | 804057612112.59
commercial lighting | Lamp: Halogen Par 38 | 2035 | CAPITAL | REPLACEMENT | food service | USD/gigalumen_year | us | us | 804057612112.59
commercial lighting | Lamp: Halogen Par 38 | 2035 | CAPITAL | REPLACEMENT | health | USD/gigalumen_year | us | us | 804057612112.59
commercial lighting | Lamp: Halogen Par 38 | 2035 | CAPITAL | REPLACEMENT | lodging | USD/gigalumen_year | us | us | 804057612112.59
commercial lighting | Lamp: Halogen Par 38 | 2035 | CAPITAL | REPLACEMENT | merc/service | USD/gigalumen_year | us | us | 804057612112.59
commercial lighting | Lamp: Halogen Par 38 | 2035 | CAPITAL | REPLACEMENT | office-large | USD/gigalumen_year | us | us | 804057612112.59
commercial lighting | Lamp: Halogen Par 38 | 2035 | CAPITAL | REPLACEMENT | office-small | USD/gigalumen_year | us | us | 804057612112.59
commercial lighting | Lamp: Halogen Par 38 | 2035 | CAPITAL | REPLACEMENT | other | USD/gigalumen_year | us | us | 804057612112.59
commercial lighting | Lamp: Halogen Par 38 | 2035 | CAPITAL | REPLACEMENT | warehouse | USD/gigalumen_year | us | us | 804057612112.59
commercial lighting | Lamp: Halogen Par 38 | 2035 | FIXED_OM | NEW | assembly | USD/gigalumen_year | us | us | 110308341994.762
commercial lighting | Lamp: Halogen Par 38 | 2035 | FIXED_OM | NEW | education | USD/gigalumen_year | us | us | 110308341994.762
commercial lighting | Lamp: Halogen Par 38 | 2035 | FIXED_OM | NEW | food sales | USD/gigalumen_year | us | us | 110308341994.762
commercial lighting | Lamp: Halogen Par 38 | 2035 | FIXED_OM | NEW | food service | USD/gigalumen_year | us | us | 110308341994.762
commercial lighting | Lamp: Halogen Par 38 | 2035 | FIXED_OM | NEW | health | USD/gigalumen_year | us | us | 110308341994.762
commercial lighting | Lamp: Halogen Par 38 | 2035 | FIXED_OM | NEW | lodging | USD/gigalumen_year | us | us | 110308341994.762
commercial lighting | Lamp: Halogen Par 38 | 2035 | FIXED_OM | NEW | merc/service | USD/gigalumen_year | us | us | 110308341994.762
commercial lighting | Lamp: Halogen Par 38 | 2035 | FIXED_OM | NEW | office-large | USD/gigalumen_year | us | us | 110308341994.762
commercial lighting | Lamp: Halogen Par 38 | 2035 | FIXED_OM | NEW | office-small | USD/gigalumen_year | us | us | 110308341994.762
commercial lighting | Lamp: Halogen Par 38 | 2035 | FIXED_OM | NEW | other | USD/gigalumen_year | us | us | 110308341994.762
commercial lighting | Lamp: Halogen Par 38 | 2035 | FIXED_OM | NEW | warehouse | USD/gigalumen_year | us | us | 110308341994.762
commercial lighting | Lamp: Halogen Par 38 | 2035 | FIXED_OM | REPLACEMENT | assembly | USD/gigalumen_year | us | us | 110308341994.762
commercial lighting | Lamp: Halogen Par 38 | 2035 | FIXED_OM | REPLACEMENT | education | USD/gigalumen_year | us | us | 110308341994.762
commercial lighting | Lamp: Halogen Par 38 | 2035 | FIXED_OM | REPLACEMENT | food sales | USD/gigalumen_year | us | us | 110308341994.762
commercial lighting | Lamp: Halogen Par 38 | 2035 | FIXED_OM | REPLACEMENT | food service | USD/gigalumen_year | us | us | 110308341994.762
commercial lighting | Lamp: Halogen Par 38 | 2035 | FIXED_OM | REPLACEMENT | health | USD/gigalumen_year | us | us | 110308341994.762
commercial lighting | Lamp: Halogen Par 38 | 2035 | FIXED_OM | REPLACEMENT | lodging | USD/gigalumen_year | us | us | 110308341994.762
commercial lighting | Lamp: Halogen Par 38 | 2035 | FIXED_OM | REPLACEMENT | merc/service | USD/gigalumen_year | us | us | 110308341994.762
commercial lighting | Lamp: Halogen Par 38 | 2035 | FIXED_OM | REPLACEMENT | office-large | USD/gigalumen_year | us | us | 110308341994.762
commercial lighting | Lamp: Halogen Par 38 | 2035 | FIXED_OM | REPLACEMENT | office-small | USD/gigalumen_year | us | us | 110308341994.762
commercial lighting | Lamp: Halogen Par 38 | 2035 | FIXED_OM | REPLACEMENT | other | USD/gigalumen_year | us | us | 110308341994.762
commercial lighting | Lamp: Halogen Par 38 | 2035 | FIXED_OM | REPLACEMENT | warehouse | USD/gigalumen_year | us | us | 110308341994.762
commercial lighting | Lamp: Halogen Par 38 | 2036 | CAPITAL | NEW | assembly | USD/gigalumen_year | us | us | 803108622117.576
commercial lighting | Lamp: Halogen Par 38 | 2036 | CAPITAL | NEW | education | USD/gigalumen_year | us | us | 803108622117.576
commercial lighting | Lamp: Halogen Par 38 | 2036 | CAPITAL | NEW | food sales | USD/gigalumen_year | us | us | 803108622117.576
commercial lighting | Lamp: Halogen Par 38 | 2036 | CAPITAL | NEW | food service | USD/gigalumen_year | us | us | 803108622117.576
commercial lighting | Lamp: Halogen Par 38 | 2036 | CAPITAL | NEW | health | USD/gigalumen_year | us | us | 803108622117.576
commercial lighting | Lamp: Halogen Par 38 | 2036 | CAPITAL | NEW | lodging | USD/gigalumen_year | us | us | 803108622117.576
commercial lighting | Lamp: Halogen Par 38 | 2036 | CAPITAL | NEW | merc/service | USD/gigalumen_year | us | us | 803108622117.576
commercial lighting | Lamp: Halogen Par 38 | 2036 | CAPITAL | NEW | office-large | USD/gigalumen_year | us | us | 803108622117.576
commercial lighting | Lamp: Halogen Par 38 | 2036 | CAPITAL | NEW | office-small | USD/gigalumen_year | us | us | 803108622117.576
commercial lighting | Lamp: Halogen Par 38 | 2036 | CAPITAL | NEW | other | USD/gigalumen_year | us | us | 803108622117.576
commercial lighting | Lamp: Halogen Par 38 | 2036 | CAPITAL | NEW | warehouse | USD/gigalumen_year | us | us | 803108622117.576
commercial lighting | Lamp: Halogen Par 38 | 2036 | CAPITAL | REPLACEMENT | assembly | USD/gigalumen_year | us | us | 803108622117.576
commercial lighting | Lamp: Halogen Par 38 | 2036 | CAPITAL | REPLACEMENT | education | USD/gigalumen_year | us | us | 803108622117.576
commercial lighting | Lamp: Halogen Par 38 | 2036 | CAPITAL | REPLACEMENT | food sales | USD/gigalumen_year | us | us | 803108622117.576
commercial lighting | Lamp: Halogen Par 38 | 2036 | CAPITAL | REPLACEMENT | food service | USD/gigalumen_year | us | us | 803108622117.576
commercial lighting | Lamp: Halogen Par 38 | 2036 | CAPITAL | REPLACEMENT | health | USD/gigalumen_year | us | us | 803108622117.576
commercial lighting | Lamp: Halogen Par 38 | 2036 | CAPITAL | REPLACEMENT | lodging | USD/gigalumen_year | us | us | 803108622117.576
commercial lighting | Lamp: Halogen Par 38 | 2036 | CAPITAL | REPLACEMENT | merc/service | USD/gigalumen_year | us | us | 803108622117.576
commercial lighting | Lamp: Halogen Par 38 | 2036 | CAPITAL | REPLACEMENT | office-large | USD/gigalumen_year | us | us | 803108622117.576
commercial lighting | Lamp: Halogen Par 38 | 2036 | CAPITAL | REPLACEMENT | office-small | USD/gigalumen_year | us | us | 803108622117.576
commercial lighting | Lamp: Halogen Par 38 | 2036 | CAPITAL | REPLACEMENT | other | USD/gigalumen_year | us | us | 803108622117.576
commercial lighting | Lamp: Halogen Par 38 | 2036 | CAPITAL | REPLACEMENT | warehouse | USD/gigalumen_year | us | us | 803108622117.576
commercial lighting | Lamp: Halogen Par 38 | 2036 | FIXED_OM | NEW | assembly | USD/gigalumen_year | us | us | 109481499226.829
commercial lighting | Lamp: Halogen Par 38 | 2036 | FIXED_OM | NEW | education | USD/gigalumen_year | us | us | 109481499226.829
commercial lighting | Lamp: Halogen Par 38 | 2036 | FIXED_OM | NEW | food sales | USD/gigalumen_year | us | us | 109481499226.829
commercial lighting | Lamp: Halogen Par 38 | 2036 | FIXED_OM | NEW | food service | USD/gigalumen_year | us | us | 109481499226.829
commercial lighting | Lamp: Halogen Par 38 | 2036 | FIXED_OM | NEW | health | USD/gigalumen_year | us | us | 109481499226.829
commercial lighting | Lamp: Halogen Par 38 | 2036 | FIXED_OM | NEW | lodging | USD/gigalumen_year | us | us | 109481499226.829
commercial lighting | Lamp: Halogen Par 38 | 2036 | FIXED_OM | NEW | merc/service | USD/gigalumen_year | us | us | 109481499226.829
commercial lighting | Lamp: Halogen Par 38 | 2036 | FIXED_OM | NEW | office-large | USD/gigalumen_year | us | us | 109481499226.829
commercial lighting | Lamp: Halogen Par 38 | 2036 | FIXED_OM | NEW | office-small | USD/gigalumen_year | us | us | 109481499226.829
commercial lighting | Lamp: Halogen Par 38 | 2036 | FIXED_OM | NEW | other | USD/gigalumen_year | us | us | 109481499226.829
commercial lighting | Lamp: Halogen Par 38 | 2036 | FIXED_OM | NEW | warehouse | USD/gigalumen_year | us | us | 109481499226.829
commercial lighting | Lamp: Halogen Par 38 | 2036 | FIXED_OM | REPLACEMENT | assembly | USD/gigalumen_year | us | us | 109481499226.829
commercial lighting | Lamp: Halogen Par 38 | 2036 | FIXED_OM | REPLACEMENT | education | USD/gigalumen_year | us | us | 109481499226.829
commercial lighting | Lamp: Halogen Par 38 | 2036 | FIXED_OM | REPLACEMENT | food sales | USD/gigalumen_year | us | us | 109481499226.829
commercial lighting | Lamp: Halogen Par 38 | 2036 | FIXED_OM | REPLACEMENT | food service | USD/gigalumen_year | us | us | 109481499226.829
commercial lighting | Lamp: Halogen Par 38 | 2036 | FIXED_OM | REPLACEMENT | health | USD/gigalumen_year | us | us | 109481499226.829
commercial lighting | Lamp: Halogen Par 38 | 2036 | FIXED_OM | REPLACEMENT | lodging | USD/gigalumen_year | us | us | 109481499226.829
commercial lighting | Lamp: Halogen Par 38 | 2036 | FIXED_OM | REPLACEMENT | merc/service | USD/gigalumen_year | us | us | 109481499226.829
commercial lighting | Lamp: Halogen Par 38 | 2036 | FIXED_OM | REPLACEMENT | office-large | USD/gigalumen_year | us | us | 109481499226.829
commercial lighting | Lamp: Halogen Par 38 | 2036 | FIXED_OM | REPLACEMENT | office-small | USD/gigalumen_year | us | us | 109481499226.829
commercial lighting | Lamp: Halogen Par 38 | 2036 | FIXED_OM | REPLACEMENT | other | USD/gigalumen_year | us | us | 109481499226.829
commercial lighting | Lamp: Halogen Par 38 | 2036 | FIXED_OM | REPLACEMENT | warehouse | USD/gigalumen_year | us | us | 109481499226.829
commercial lighting | Lamp: Halogen Par 38 | 2037 | CAPITAL | NEW | assembly | USD/gigalumen_year | us | us | 802159632122.561
commercial lighting | Lamp: Halogen Par 38 | 2037 | CAPITAL | NEW | education | USD/gigalumen_year | us | us | 802159632122.561
commercial lighting | Lamp: Halogen Par 38 | 2037 | CAPITAL | NEW | food sales | USD/gigalumen_year | us | us | 802159632122.561
commercial lighting | Lamp: Halogen Par 38 | 2037 | CAPITAL | NEW | food service | USD/gigalumen_year | us | us | 802159632122.561
commercial lighting | Lamp: Halogen Par 38 | 2037 | CAPITAL | NEW | health | USD/gigalumen_year | us | us | 802159632122.561
commercial lighting | Lamp: Halogen Par 38 | 2037 | CAPITAL | NEW | lodging | USD/gigalumen_year | us | us | 802159632122.561
commercial lighting | Lamp: Halogen Par 38 | 2037 | CAPITAL | NEW | merc/service | USD/gigalumen_year | us | us | 802159632122.561
commercial lighting | Lamp: Halogen Par 38 | 2037 | CAPITAL | NEW | office-large | USD/gigalumen_year | us | us | 802159632122.561
commercial lighting | Lamp: Halogen Par 38 | 2037 | CAPITAL | NEW | office-small | USD/gigalumen_year | us | us | 802159632122.561
commercial lighting | Lamp: Halogen Par 38 | 2037 | CAPITAL | NEW | other | USD/gigalumen_year | us | us | 802159632122.561
commercial lighting | Lamp: Halogen Par 38 | 2037 | CAPITAL | NEW | warehouse | USD/gigalumen_year | us | us | 802159632122.561
commercial lighting | Lamp: Halogen Par 38 | 2037 | CAPITAL | REPLACEMENT | assembly | USD/gigalumen_year | us | us | 802159632122.561
commercial lighting | Lamp: Halogen Par 38 | 2037 | CAPITAL | REPLACEMENT | education | USD/gigalumen_year | us | us | 802159632122.561
commercial lighting | Lamp: Halogen Par 38 | 2037 | CAPITAL | REPLACEMENT | food sales | USD/gigalumen_year | us | us | 802159632122.561
commercial lighting | Lamp: Halogen Par 38 | 2037 | CAPITAL | REPLACEMENT | food service | USD/gigalumen_year | us | us | 802159632122.561
commercial lighting | Lamp: Halogen Par 38 | 2037 | CAPITAL | REPLACEMENT | health | USD/gigalumen_year | us | us | 802159632122.561
commercial lighting | Lamp: Halogen Par 38 | 2037 | CAPITAL | REPLACEMENT | lodging | USD/gigalumen_year | us | us | 802159632122.561
commercial lighting | Lamp: Halogen Par 38 | 2037 | CAPITAL | REPLACEMENT | merc/service | USD/gigalumen_year | us | us | 802159632122.561
commercial lighting | Lamp: Halogen Par 38 | 2037 | CAPITAL | REPLACEMENT | office-large | USD/gigalumen_year | us | us | 802159632122.561
commercial lighting | Lamp: Halogen Par 38 | 2037 | CAPITAL | REPLACEMENT | office-small | USD/gigalumen_year | us | us | 802159632122.561
commercial lighting | Lamp: Halogen Par 38 | 2037 | CAPITAL | REPLACEMENT | other | USD/gigalumen_year | us | us | 802159632122.561
commercial lighting | Lamp: Halogen Par 38 | 2037 | CAPITAL | REPLACEMENT | warehouse | USD/gigalumen_year | us | us | 802159632122.561
commercial lighting | Lamp: Halogen Par 38 | 2037 | FIXED_OM | NEW | assembly | USD/gigalumen_year | us | us | 108654656458.895
commercial lighting | Lamp: Halogen Par 38 | 2037 | FIXED_OM | NEW | education | USD/gigalumen_year | us | us | 108654656458.895
commercial lighting | Lamp: Halogen Par 38 | 2037 | FIXED_OM | NEW | food sales | USD/gigalumen_year | us | us | 108654656458.895
commercial lighting | Lamp: Halogen Par 38 | 2037 | FIXED_OM | NEW | food service | USD/gigalumen_year | us | us | 108654656458.895
commercial lighting | Lamp: Halogen Par 38 | 2037 | FIXED_OM | NEW | health | USD/gigalumen_year | us | us | 108654656458.895
commercial lighting | Lamp: Halogen Par 38 | 2037 | FIXED_OM | NEW | lodging | USD/gigalumen_year | us | us | 108654656458.895
commercial lighting | Lamp: Halogen Par 38 | 2037 | FIXED_OM | NEW | merc/service | USD/gigalumen_year | us | us | 108654656458.895
commercial lighting | Lamp: Halogen Par 38 | 2037 | FIXED_OM | NEW | office-large | USD/gigalumen_year | us | us | 108654656458.895
commercial lighting | Lamp: Halogen Par 38 | 2037 | FIXED_OM | NEW | office-small | USD/gigalumen_year | us | us | 108654656458.895
commercial lighting | Lamp: Halogen Par 38 | 2037 | FIXED_OM | NEW | other | USD/gigalumen_year | us | us | 108654656458.895
commercial lighting | Lamp: Halogen Par 38 | 2037 | FIXED_OM | NEW | warehouse | USD/gigalumen_year | us | us | 108654656458.895
commercial lighting | Lamp: Halogen Par 38 | 2037 | FIXED_OM | REPLACEMENT | assembly | USD/gigalumen_year | us | us | 108654656458.895
commercial lighting | Lamp: Halogen Par 38 | 2037 | FIXED_OM | REPLACEMENT | education | USD/gigalumen_year | us | us | 108654656458.895
commercial lighting | Lamp: Halogen Par 38 | 2037 | FIXED_OM | REPLACEMENT | food sales | USD/gigalumen_year | us | us | 108654656458.895
commercial lighting | Lamp: Halogen Par 38 | 2037 | FIXED_OM | REPLACEMENT | food service | USD/gigalumen_year | us | us | 108654656458.895
commercial lighting | Lamp: Halogen Par 38 | 2037 | FIXED_OM | REPLACEMENT | health | USD/gigalumen_year | us | us | 108654656458.895
commercial lighting | Lamp: Halogen Par 38 | 2037 | FIXED_OM | REPLACEMENT | lodging | USD/gigalumen_year | us | us | 108654656458.895
commercial lighting | Lamp: Halogen Par 38 | 2037 | FIXED_OM | REPLACEMENT | merc/service | USD/gigalumen_year | us | us | 108654656458.895
commercial lighting | Lamp: Halogen Par 38 | 2037 | FIXED_OM | REPLACEMENT | office-large | USD/gigalumen_year | us | us | 108654656458.895
commercial lighting | Lamp: Halogen Par 38 | 2037 | FIXED_OM | REPLACEMENT | office-small | USD/gigalumen_year | us | us | 108654656458.895
commercial lighting | Lamp: Halogen Par 38 | 2037 | FIXED_OM | REPLACEMENT | other | USD/gigalumen_year | us | us | 108654656458.895
commercial lighting | Lamp: Halogen Par 38 | 2037 | FIXED_OM | REPLACEMENT | warehouse | USD/gigalumen_year | us | us | 108654656458.895
commercial lighting | Lamp: Halogen Par 38 | 2038 | CAPITAL | NEW | assembly | USD/gigalumen_year | us | us | 801210642127.547
commercial lighting | Lamp: Halogen Par 38 | 2038 | CAPITAL | NEW | education | USD/gigalumen_year | us | us | 801210642127.547
commercial lighting | Lamp: Halogen Par 38 | 2038 | CAPITAL | NEW | food sales | USD/gigalumen_year | us | us | 801210642127.547
commercial lighting | Lamp: Halogen Par 38 | 2038 | CAPITAL | NEW | food service | USD/gigalumen_year | us | us | 801210642127.547
commercial lighting | Lamp: Halogen Par 38 | 2038 | CAPITAL | NEW | health | USD/gigalumen_year | us | us | 801210642127.547
commercial lighting | Lamp: Halogen Par 38 | 2038 | CAPITAL | NEW | lodging | USD/gigalumen_year | us | us | 801210642127.547
commercial lighting | Lamp: Halogen Par 38 | 2038 | CAPITAL | NEW | merc/service | USD/gigalumen_year | us | us | 801210642127.547
commercial lighting | Lamp: Halogen Par 38 | 2038 | CAPITAL | NEW | office-large | USD/gigalumen_year | us | us | 801210642127.547
commercial lighting | Lamp: Halogen Par 38 | 2038 | CAPITAL | NEW | office-small | USD/gigalumen_year | us | us | 801210642127.547
commercial lighting | Lamp: Halogen Par 38 | 2038 | CAPITAL | NEW | other | USD/gigalumen_year | us | us | 801210642127.547
commercial lighting | Lamp: Halogen Par 38 | 2038 | CAPITAL | NEW | warehouse | USD/gigalumen_year | us | us | 801210642127.547
commercial lighting | Lamp: Halogen Par 38 | 2038 | CAPITAL | REPLACEMENT | assembly | USD/gigalumen_year | us | us | 801210642127.547
commercial lighting | Lamp: Halogen Par 38 | 2038 | CAPITAL | REPLACEMENT | education | USD/gigalumen_year | us | us | 801210642127.547
commercial lighting | Lamp: Halogen Par 38 | 2038 | CAPITAL | REPLACEMENT | food sales | USD/gigalumen_year | us | us | 801210642127.547
commercial lighting | Lamp: Halogen Par 38 | 2038 | CAPITAL | REPLACEMENT | food service | USD/gigalumen_year | us | us | 801210642127.547
commercial lighting | Lamp: Halogen Par 38 | 2038 | CAPITAL | REPLACEMENT | health | USD/gigalumen_year | us | us | 801210642127.547
commercial lighting | Lamp: Halogen Par 38 | 2038 | CAPITAL | REPLACEMENT | lodging | USD/gigalumen_year | us | us | 801210642127.547
commercial lighting | Lamp: Halogen Par 38 | 2038 | CAPITAL | REPLACEMENT | merc/service | USD/gigalumen_year | us | us | 801210642127.547
commercial lighting | Lamp: Halogen Par 38 | 2038 | CAPITAL | REPLACEMENT | office-large | USD/gigalumen_year | us | us | 801210642127.547
commercial lighting | Lamp: Halogen Par 38 | 2038 | CAPITAL | REPLACEMENT | office-small | USD/gigalumen_year | us | us | 801210642127.547
commercial lighting | Lamp: Halogen Par 38 | 2038 | CAPITAL | REPLACEMENT | other | USD/gigalumen_year | us | us | 801210642127.547
commercial lighting | Lamp: Halogen Par 38 | 2038 | CAPITAL | REPLACEMENT | warehouse | USD/gigalumen_year | us | us | 801210642127.547
commercial lighting | Lamp: Halogen Par 38 | 2038 | FIXED_OM | NEW | assembly | USD/gigalumen_year | us | us | 107827813690.962
commercial lighting | Lamp: Halogen Par 38 | 2038 | FIXED_OM | NEW | education | USD/gigalumen_year | us | us | 107827813690.962
commercial lighting | Lamp: Halogen Par 38 | 2038 | FIXED_OM | NEW | food sales | USD/gigalumen_year | us | us | 107827813690.962
commercial lighting | Lamp: Halogen Par 38 | 2038 | FIXED_OM | NEW | food service | USD/gigalumen_year | us | us | 107827813690.962
commercial lighting | Lamp: Halogen Par 38 | 2038 | FIXED_OM | NEW | health | USD/gigalumen_year | us | us | 107827813690.962
commercial lighting | Lamp: Halogen Par 38 | 2038 | FIXED_OM | NEW | lodging | USD/gigalumen_year | us | us | 107827813690.962
commercial lighting | Lamp: Halogen Par 38 | 2038 | FIXED_OM | NEW | merc/service | USD/gigalumen_year | us | us | 107827813690.962
commercial lighting | Lamp: Halogen Par 38 | 2038 | FIXED_OM | NEW | office-large | USD/gigalumen_year | us | us | 107827813690.962
commercial lighting | Lamp: Halogen Par 38 | 2038 | FIXED_OM | NEW | office-small | USD/gigalumen_year | us | us | 107827813690.962
commercial lighting | Lamp: Halogen Par 38 | 2038 | FIXED_OM | NEW | other | USD/gigalumen_year | us | us | 107827813690.962
commercial lighting | Lamp: Halogen Par 38 | 2038 | FIXED_OM | NEW | warehouse | USD/gigalumen_year | us | us | 107827813690.962
commercial lighting | Lamp: Halogen Par 38 | 2038 | FIXED_OM | REPLACEMENT | assembly | USD/gigalumen_year | us | us | 107827813690.962
commercial lighting | Lamp: Halogen Par 38 | 2038 | FIXED_OM | REPLACEMENT | education | USD/gigalumen_year | us | us | 107827813690.962
commercial lighting | Lamp: Halogen Par 38 | 2038 | FIXED_OM | REPLACEMENT | food sales | USD/gigalumen_year | us | us | 107827813690.962
commercial lighting | Lamp: Halogen Par 38 | 2038 | FIXED_OM | REPLACEMENT | food service | USD/gigalumen_year | us | us | 107827813690.962
commercial lighting | Lamp: Halogen Par 38 | 2038 | FIXED_OM | REPLACEMENT | health | USD/gigalumen_year | us | us | 107827813690.962
commercial lighting | Lamp: Halogen Par 38 | 2038 | FIXED_OM | REPLACEMENT | lodging | USD/gigalumen_year | us | us | 107827813690.962
commercial lighting | Lamp: Halogen Par 38 | 2038 | FIXED_OM | REPLACEMENT | merc/service | USD/gigalumen_year | us | us | 107827813690.962
commercial lighting | Lamp: Halogen Par 38 | 2038 | FIXED_OM | REPLACEMENT | office-large | USD/gigalumen_year | us | us | 107827813690.962
commercial lighting | Lamp: Halogen Par 38 | 2038 | FIXED_OM | REPLACEMENT | office-small | USD/gigalumen_year | us | us | 107827813690.962
commercial lighting | Lamp: Halogen Par 38 | 2038 | FIXED_OM | REPLACEMENT | other | USD/gigalumen_year | us | us | 107827813690.962
commercial lighting | Lamp: Halogen Par 38 | 2038 | FIXED_OM | REPLACEMENT | warehouse | USD/gigalumen_year | us | us | 107827813690.962
commercial lighting | Lamp: Halogen Par 38 | 2039 | CAPITAL | NEW | assembly | USD/gigalumen_year | us | us | 800261652132.532
commercial lighting | Lamp: Halogen Par 38 | 2039 | CAPITAL | NEW | education | USD/gigalumen_year | us | us | 800261652132.532
commercial lighting | Lamp: Halogen Par 38 | 2039 | CAPITAL | NEW | food sales | USD/gigalumen_year | us | us | 800261652132.532
commercial lighting | Lamp: Halogen Par 38 | 2039 | CAPITAL | NEW | food service | USD/gigalumen_year | us | us | 800261652132.532
commercial lighting | Lamp: Halogen Par 38 | 2039 | CAPITAL | NEW | health | USD/gigalumen_year | us | us | 800261652132.532
commercial lighting | Lamp: Halogen Par 38 | 2039 | CAPITAL | NEW | lodging | USD/gigalumen_year | us | us | 800261652132.532
commercial lighting | Lamp: Halogen Par 38 | 2039 | CAPITAL | NEW | merc/service | USD/gigalumen_year | us | us | 800261652132.532
commercial lighting | Lamp: Halogen Par 38 | 2039 | CAPITAL | NEW | office-large | USD/gigalumen_year | us | us | 800261652132.532
commercial lighting | Lamp: Halogen Par 38 | 2039 | CAPITAL | NEW | office-small | USD/gigalumen_year | us | us | 800261652132.532
commercial lighting | Lamp: Halogen Par 38 | 2039 | CAPITAL | NEW | other | USD/gigalumen_year | us | us | 800261652132.532
commercial lighting | Lamp: Halogen Par 38 | 2039 | CAPITAL | NEW | warehouse | USD/gigalumen_year | us | us | 800261652132.532
commercial lighting | Lamp: Halogen Par 38 | 2039 | CAPITAL | REPLACEMENT | assembly | USD/gigalumen_year | us | us | 800261652132.532
commercial lighting | Lamp: Halogen Par 38 | 2039 | CAPITAL | REPLACEMENT | education | USD/gigalumen_year | us | us | 800261652132.532
commercial lighting | Lamp: Halogen Par 38 | 2039 | CAPITAL | REPLACEMENT | food sales | USD/gigalumen_year | us | us | 800261652132.532
commercial lighting | Lamp: Halogen Par 38 | 2039 | CAPITAL | REPLACEMENT | food service | USD/gigalumen_year | us | us | 800261652132.532
commercial lighting | Lamp: Halogen Par 38 | 2039 | CAPITAL | REPLACEMENT | health | USD/gigalumen_year | us | us | 800261652132.532
commercial lighting | Lamp: Halogen Par 38 | 2039 | CAPITAL | REPLACEMENT | lodging | USD/gigalumen_year | us | us | 800261652132.532
commercial lighting | Lamp: Halogen Par 38 | 2039 | CAPITAL | REPLACEMENT | merc/service | USD/gigalumen_year | us | us | 800261652132.532
commercial lighting | Lamp: Halogen Par 38 | 2039 | CAPITAL | REPLACEMENT | office-large | USD/gigalumen_year | us | us | 800261652132.532
commercial lighting | Lamp: Halogen Par 38 | 2039 | CAPITAL | REPLACEMENT | office-small | USD/gigalumen_year | us | us | 800261652132.532
commercial lighting | Lamp: Halogen Par 38 | 2039 | CAPITAL | REPLACEMENT | other | USD/gigalumen_year | us | us | 800261652132.532
commercial lighting | Lamp: Halogen Par 38 | 2039 | CAPITAL | REPLACEMENT | warehouse | USD/gigalumen_year | us | us | 800261652132.532
commercial lighting | Lamp: Halogen Par 38 | 2039 | FIXED_OM | NEW | assembly | USD/gigalumen_year | us | us | 107000970923.028
commercial lighting | Lamp: Halogen Par 38 | 2039 | FIXED_OM | NEW | education | USD/gigalumen_year | us | us | 107000970923.028
commercial lighting | Lamp: Halogen Par 38 | 2039 | FIXED_OM | NEW | food sales | USD/gigalumen_year | us | us | 107000970923.028
commercial lighting | Lamp: Halogen Par 38 | 2039 | FIXED_OM | NEW | food service | USD/gigalumen_year | us | us | 107000970923.028
commercial lighting | Lamp: Halogen Par 38 | 2039 | FIXED_OM | NEW | health | USD/gigalumen_year | us | us | 107000970923.028
commercial lighting | Lamp: Halogen Par 38 | 2039 | FIXED_OM | NEW | lodging | USD/gigalumen_year | us | us | 107000970923.028
commercial lighting | Lamp: Halogen Par 38 | 2039 | FIXED_OM | NEW | merc/service | USD/gigalumen_year | us | us | 107000970923.028
commercial lighting | Lamp: Halogen Par 38 | 2039 | FIXED_OM | NEW | office-large | USD/gigalumen_year | us | us | 107000970923.028
commercial lighting | Lamp: Halogen Par 38 | 2039 | FIXED_OM | NEW | office-small | USD/gigalumen_year | us | us | 107000970923.028
commercial lighting | Lamp: Halogen Par 38 | 2039 | FIXED_OM | NEW | other | USD/gigalumen_year | us | us | 107000970923.028
commercial lighting | Lamp: Halogen Par 38 | 2039 | FIXED_OM | NEW | warehouse | USD/gigalumen_year | us | us | 107000970923.028
commercial lighting | Lamp: Halogen Par 38 | 2039 | FIXED_OM | REPLACEMENT | assembly | USD/gigalumen_year | us | us | 107000970923.028
commercial lighting | Lamp: Halogen Par 38 | 2039 | FIXED_OM | REPLACEMENT | education | USD/gigalumen_year | us | us | 107000970923.028
commercial lighting | Lamp: Halogen Par 38 | 2039 | FIXED_OM | REPLACEMENT | food sales | USD/gigalumen_year | us | us | 107000970923.028
commercial lighting | Lamp: Halogen Par 38 | 2039 | FIXED_OM | REPLACEMENT | food service | USD/gigalumen_year | us | us | 107000970923.028
commercial lighting | Lamp: Halogen Par 38 | 2039 | FIXED_OM | REPLACEMENT | health | USD/gigalumen_year | us | us | 107000970923.028
commercial lighting | Lamp: Halogen Par 38 | 2039 | FIXED_OM | REPLACEMENT | lodging | USD/gigalumen_year | us | us | 107000970923.028
commercial lighting | Lamp: Halogen Par 38 | 2039 | FIXED_OM | REPLACEMENT | merc/service | USD/gigalumen_year | us | us | 107000970923.028
commercial lighting | Lamp: Halogen Par 38 | 2039 | FIXED_OM | REPLACEMENT | office-large | USD/gigalumen_year | us | us | 107000970923.028
commercial lighting | Lamp: Halogen Par 38 | 2039 | FIXED_OM | REPLACEMENT | office-small | USD/gigalumen_year | us | us | 107000970923.028
commercial lighting | Lamp: Halogen Par 38 | 2039 | FIXED_OM | REPLACEMENT | other | USD/gigalumen_year | us | us | 107000970923.028
commercial lighting | Lamp: Halogen Par 38 | 2039 | FIXED_OM | REPLACEMENT | warehouse | USD/gigalumen_year | us | us | 107000970923.028
commercial lighting | Lamp: Halogen Par 38 | 2040 | CAPITAL | NEW | assembly | USD/gigalumen_year | us | us | 799312662137.5179
commercial lighting | Lamp: Halogen Par 38 | 2040 | CAPITAL | NEW | education | USD/gigalumen_year | us | us | 799312662137.5179
commercial lighting | Lamp: Halogen Par 38 | 2040 | CAPITAL | NEW | food sales | USD/gigalumen_year | us | us | 799312662137.5179
commercial lighting | Lamp: Halogen Par 38 | 2040 | CAPITAL | NEW | food service | USD/gigalumen_year | us | us | 799312662137.5179
commercial lighting | Lamp: Halogen Par 38 | 2040 | CAPITAL | NEW | health | USD/gigalumen_year | us | us | 799312662137.5179
commercial lighting | Lamp: Halogen Par 38 | 2040 | CAPITAL | NEW | lodging | USD/gigalumen_year | us | us | 799312662137.5179
commercial lighting | Lamp: Halogen Par 38 | 2040 | CAPITAL | NEW | merc/service | USD/gigalumen_year | us | us | 799312662137.5179
commercial lighting | Lamp: Halogen Par 38 | 2040 | CAPITAL | NEW | office-large | USD/gigalumen_year | us | us | 799312662137.5179
commercial lighting | Lamp: Halogen Par 38 | 2040 | CAPITAL | NEW | office-small | USD/gigalumen_year | us | us | 799312662137.5179
commercial lighting | Lamp: Halogen Par 38 | 2040 | CAPITAL | NEW | other | USD/gigalumen_year | us | us | 799312662137.5179
commercial lighting | Lamp: Halogen Par 38 | 2040 | CAPITAL | NEW | warehouse | USD/gigalumen_year | us | us | 799312662137.5179
commercial lighting | Lamp: Halogen Par 38 | 2040 | CAPITAL | REPLACEMENT | assembly | USD/gigalumen_year | us | us | 799312662137.5179
commercial lighting | Lamp: Halogen Par 38 | 2040 | CAPITAL | REPLACEMENT | education | USD/gigalumen_year | us | us | 799312662137.5179
commercial lighting | Lamp: Halogen Par 38 | 2040 | CAPITAL | REPLACEMENT | food sales | USD/gigalumen_year | us | us | 799312662137.5179
commercial lighting | Lamp: Halogen Par 38 | 2040 | CAPITAL | REPLACEMENT | food service | USD/gigalumen_year | us | us | 799312662137.5179
commercial lighting | Lamp: Halogen Par 38 | 2040 | CAPITAL | REPLACEMENT | health | USD/gigalumen_year | us | us | 799312662137.5179
commercial lighting | Lamp: Halogen Par 38 | 2040 | CAPITAL | REPLACEMENT | lodging | USD/gigalumen_year | us | us | 799312662137.5179
commercial lighting | Lamp: Halogen Par 38 | 2040 | CAPITAL | REPLACEMENT | merc/service | USD/gigalumen_year | us | us | 799312662137.5179
commercial lighting | Lamp: Halogen Par 38 | 2040 | CAPITAL | REPLACEMENT | office-large | USD/gigalumen_year | us | us | 799312662137.5179
commercial lighting | Lamp: Halogen Par 38 | 2040 | CAPITAL | REPLACEMENT | office-small | USD/gigalumen_year | us | us | 799312662137.5179
commercial lighting | Lamp: Halogen Par 38 | 2040 | CAPITAL | REPLACEMENT | other | USD/gigalumen_year | us | us | 799312662137.5179
commercial lighting | Lamp: Halogen Par 38 | 2040 | CAPITAL | REPLACEMENT | warehouse | USD/gigalumen_year | us | us | 799312662137.5179
commercial lighting | Lamp: Halogen Par 38 | 2040 | FIXED_OM | NEW | assembly | USD/gigalumen_year | us | us | 106174128155.095
commercial lighting | Lamp: Halogen Par 38 | 2040 | FIXED_OM | NEW | education | USD/gigalumen_year | us | us | 106174128155.095
commercial lighting | Lamp: Halogen Par 38 | 2040 | FIXED_OM | NEW | food sales | USD/gigalumen_year | us | us | 106174128155.095
commercial lighting | Lamp: Halogen Par 38 | 2040 | FIXED_OM | NEW | food service | USD/gigalumen_year | us | us | 106174128155.095
commercial lighting | Lamp: Halogen Par 38 | 2040 | FIXED_OM | NEW | health | USD/gigalumen_year | us | us | 106174128155.095
commercial lighting | Lamp: Halogen Par 38 | 2040 | FIXED_OM | NEW | lodging | USD/gigalumen_year | us | us | 106174128155.095
commercial lighting | Lamp: Halogen Par 38 | 2040 | FIXED_OM | NEW | merc/service | USD/gigalumen_year | us | us | 106174128155.095
commercial lighting | Lamp: Halogen Par 38 | 2040 | FIXED_OM | NEW | office-large | USD/gigalumen_year | us | us | 106174128155.095
commercial lighting | Lamp: Halogen Par 38 | 2040 | FIXED_OM | NEW | office-small | USD/gigalumen_year | us | us | 106174128155.095
commercial lighting | Lamp: Halogen Par 38 | 2040 | FIXED_OM | NEW | other | USD/gigalumen_year | us | us | 106174128155.095
commercial lighting | Lamp: Halogen Par 38 | 2040 | FIXED_OM | NEW | warehouse | USD/gigalumen_year | us | us | 106174128155.095
commercial lighting | Lamp: Halogen Par 38 | 2040 | FIXED_OM | REPLACEMENT | assembly | USD/gigalumen_year | us | us | 106174128155.095
commercial lighting | Lamp: Halogen Par 38 | 2040 | FIXED_OM | REPLACEMENT | education | USD/gigalumen_year | us | us | 106174128155.095
commercial lighting | Lamp: Halogen Par 38 | 2040 | FIXED_OM | REPLACEMENT | food sales | USD/gigalumen_year | us | us | 106174128155.095
commercial lighting | Lamp: Halogen Par 38 | 2040 | FIXED_OM | REPLACEMENT | food service | USD/gigalumen_year | us | us | 106174128155.095
commercial lighting | Lamp: Halogen Par 38 | 2040 | FIXED_OM | REPLACEMENT | health | USD/gigalumen_year | us | us | 106174128155.095
commercial lighting | Lamp: Halogen Par 38 | 2040 | FIXED_OM | REPLACEMENT | lodging | USD/gigalumen_year | us | us | 106174128155.095
commercial lighting | Lamp: Halogen Par 38 | 2040 | FIXED_OM | REPLACEMENT | merc/service | USD/gigalumen_year | us | us | 106174128155.095
commercial lighting | Lamp: Halogen Par 38 | 2040 | FIXED_OM | REPLACEMENT | office-large | USD/gigalumen_year | us | us | 106174128155.095
commercial lighting | Lamp: Halogen Par 38 | 2040 | FIXED_OM | REPLACEMENT | office-small | USD/gigalumen_year | us | us | 106174128155.095
commercial lighting | Lamp: Halogen Par 38 | 2040 | FIXED_OM | REPLACEMENT | other | USD/gigalumen_year | us | us | 106174128155.095
commercial lighting | Lamp: Halogen Par 38 | 2040 | FIXED_OM | REPLACEMENT | warehouse | USD/gigalumen_year | us | us | 106174128155.095
commercial lighting | Lamp: Halogen Par 38 | 2041 | CAPITAL | NEW | assembly | USD/gigalumen_year | us | us | 799312662137.5179
commercial lighting | Lamp: Halogen Par 38 | 2041 | CAPITAL | NEW | education | USD/gigalumen_year | us | us | 799312662137.5179
commercial lighting | Lamp: Halogen Par 38 | 2041 | CAPITAL | NEW | food sales | USD/gigalumen_year | us | us | 799312662137.5179
commercial lighting | Lamp: Halogen Par 38 | 2041 | CAPITAL | NEW | food service | USD/gigalumen_year | us | us | 799312662137.5179
commercial lighting | Lamp: Halogen Par 38 | 2041 | CAPITAL | NEW | health | USD/gigalumen_year | us | us | 799312662137.5179
commercial lighting | Lamp: Halogen Par 38 | 2041 | CAPITAL | NEW | lodging | USD/gigalumen_year | us | us | 799312662137.5179
commercial lighting | Lamp: Halogen Par 38 | 2041 | CAPITAL | NEW | merc/service | USD/gigalumen_year | us | us | 799312662137.5179
commercial lighting | Lamp: Halogen Par 38 | 2041 | CAPITAL | NEW | office-large | USD/gigalumen_year | us | us | 799312662137.5179
commercial lighting | Lamp: Halogen Par 38 | 2041 | CAPITAL | NEW | office-small | USD/gigalumen_year | us | us | 799312662137.5179
commercial lighting | Lamp: Halogen Par 38 | 2041 | CAPITAL | NEW | other | USD/gigalumen_year | us | us | 799312662137.5179
commercial lighting | Lamp: Halogen Par 38 | 2041 | CAPITAL | NEW | warehouse | USD/gigalumen_year | us | us | 799312662137.5179
commercial lighting | Lamp: Halogen Par 38 | 2041 | CAPITAL | REPLACEMENT | assembly | USD/gigalumen_year | us | us | 799312662137.5179
commercial lighting | Lamp: Halogen Par 38 | 2041 | CAPITAL | REPLACEMENT | education | USD/gigalumen_year | us | us | 799312662137.5179
commercial lighting | Lamp: Halogen Par 38 | 2041 | CAPITAL | REPLACEMENT | food sales | USD/gigalumen_year | us | us | 799312662137.5179
commercial lighting | Lamp: Halogen Par 38 | 2041 | CAPITAL | REPLACEMENT | food service | USD/gigalumen_year | us | us | 799312662137.5179
commercial lighting | Lamp: Halogen Par 38 | 2041 | CAPITAL | REPLACEMENT | health | USD/gigalumen_year | us | us | 799312662137.5179
commercial lighting | Lamp: Halogen Par 38 | 2041 | CAPITAL | REPLACEMENT | lodging | USD/gigalumen_year | us | us | 799312662137.5179
commercial lighting | Lamp: Halogen Par 38 | 2041 | CAPITAL | REPLACEMENT | merc/service | USD/gigalumen_year | us | us | 799312662137.5179
commercial lighting | Lamp: Halogen Par 38 | 2041 | CAPITAL | REPLACEMENT | office-large | USD/gigalumen_year | us | us | 799312662137.5179
commercial lighting | Lamp: Halogen Par 38 | 2041 | CAPITAL | REPLACEMENT | office-small | USD/gigalumen_year | us | us | 799312662137.5179
commercial lighting | Lamp: Halogen Par 38 | 2041 | CAPITAL | REPLACEMENT | other | USD/gigalumen_year | us | us | 799312662137.5179
commercial lighting | Lamp: Halogen Par 38 | 2041 | CAPITAL | REPLACEMENT | warehouse | USD/gigalumen_year | us | us | 799312662137.5179
commercial lighting | Lamp: Halogen Par 38 | 2041 | FIXED_OM | NEW | assembly | USD/gigalumen_year | us | us | 106174128155.095
commercial lighting | Lamp: Halogen Par 38 | 2041 | FIXED_OM | NEW | education | USD/gigalumen_year | us | us | 106174128155.095
commercial lighting | Lamp: Halogen Par 38 | 2041 | FIXED_OM | NEW | food sales | USD/gigalumen_year | us | us | 106174128155.095
commercial lighting | Lamp: Halogen Par 38 | 2041 | FIXED_OM | NEW | food service | USD/gigalumen_year | us | us | 106174128155.095
commercial lighting | Lamp: Halogen Par 38 | 2041 | FIXED_OM | NEW | health | USD/gigalumen_year | us | us | 106174128155.095
commercial lighting | Lamp: Halogen Par 38 | 2041 | FIXED_OM | NEW | lodging | USD/gigalumen_year | us | us | 106174128155.095
commercial lighting | Lamp: Halogen Par 38 | 2041 | FIXED_OM | NEW | merc/service | USD/gigalumen_year | us | us | 106174128155.095
commercial lighting | Lamp: Halogen Par 38 | 2041 | FIXED_OM | NEW | office-large | USD/gigalumen_year | us | us | 106174128155.095
commercial lighting | Lamp: Halogen Par 38 | 2041 | FIXED_OM | NEW | office-small | USD/gigalumen_year | us | us | 106174128155.095
commercial lighting | Lamp: Halogen Par 38 | 2041 | FIXED_OM | NEW | other | USD/gigalumen_year | us | us | 106174128155.095
commercial lighting | Lamp: Halogen Par 38 | 2041 | FIXED_OM | NEW | warehouse | USD/gigalumen_year | us | us | 106174128155.095
commercial lighting | Lamp: Halogen Par 38 | 2041 | FIXED_OM | REPLACEMENT | assembly | USD/gigalumen_year | us | us | 106174128155.095
commercial lighting | Lamp: Halogen Par 38 | 2041 | FIXED_OM | REPLACEMENT | education | USD/gigalumen_year | us | us | 106174128155.095
commercial lighting | Lamp: Halogen Par 38 | 2041 | FIXED_OM | REPLACEMENT | food sales | USD/gigalumen_year | us | us | 106174128155.095
commercial lighting | Lamp: Halogen Par 38 | 2041 | FIXED_OM | REPLACEMENT | food service | USD/gigalumen_year | us | us | 106174128155.095
commercial lighting | Lamp: Halogen Par 38 | 2041 | FIXED_OM | REPLACEMENT | health | USD/gigalumen_year | us | us | 106174128155.095
commercial lighting | Lamp: Halogen Par 38 | 2041 | FIXED_OM | REPLACEMENT | lodging | USD/gigalumen_year | us | us | 106174128155.095
commercial lighting | Lamp: Halogen Par 38 | 2041 | FIXED_OM | REPLACEMENT | merc/service | USD/gigalumen_year | us | us | 106174128155.095
commercial lighting | Lamp: Halogen Par 38 | 2041 | FIXED_OM | REPLACEMENT | office-large | USD/gigalumen_year | us | us | 106174128155.095
commercial lighting | Lamp: Halogen Par 38 | 2041 | FIXED_OM | REPLACEMENT | office-small | USD/gigalumen_year | us | us | 106174128155.095
commercial lighting | Lamp: Halogen Par 38 | 2041 | FIXED_OM | REPLACEMENT | other | USD/gigalumen_year | us | us | 106174128155.095
commercial lighting | Lamp: Halogen Par 38 | 2041 | FIXED_OM | REPLACEMENT | warehouse | USD/gigalumen_year | us | us | 106174128155.095
commercial lighting | Lamp: Halogen Par 38 | 2042 | CAPITAL | NEW | assembly | USD/gigalumen_year | us | us | 799312662137.5179
commercial lighting | Lamp: Halogen Par 38 | 2042 | CAPITAL | NEW | education | USD/gigalumen_year | us | us | 799312662137.5179
commercial lighting | Lamp: Halogen Par 38 | 2042 | CAPITAL | NEW | food sales | USD/gigalumen_year | us | us | 799312662137.5179
commercial lighting | Lamp: Halogen Par 38 | 2042 | CAPITAL | NEW | food service | USD/gigalumen_year | us | us | 799312662137.5179
commercial lighting | Lamp: Halogen Par 38 | 2042 | CAPITAL | NEW | health | USD/gigalumen_year | us | us | 799312662137.5179
commercial lighting | Lamp: Halogen Par 38 | 2042 | CAPITAL | NEW | lodging | USD/gigalumen_year | us | us | 799312662137.5179
commercial lighting | Lamp: Halogen Par 38 | 2042 | CAPITAL | NEW | merc/service | USD/gigalumen_year | us | us | 799312662137.5179
commercial lighting | Lamp: Halogen Par 38 | 2042 | CAPITAL | NEW | office-large | USD/gigalumen_year | us | us | 799312662137.5179
commercial lighting | Lamp: Halogen Par 38 | 2042 | CAPITAL | NEW | office-small | USD/gigalumen_year | us | us | 799312662137.5179
commercial lighting | Lamp: Halogen Par 38 | 2042 | CAPITAL | NEW | other | USD/gigalumen_year | us | us | 799312662137.5179
commercial lighting | Lamp: Halogen Par 38 | 2042 | CAPITAL | NEW | warehouse | USD/gigalumen_year | us | us | 799312662137.5179
commercial lighting | Lamp: Halogen Par 38 | 2042 | CAPITAL | REPLACEMENT | assembly | USD/gigalumen_year | us | us | 799312662137.5179
commercial lighting | Lamp: Halogen Par 38 | 2042 | CAPITAL | REPLACEMENT | education | USD/gigalumen_year | us | us | 799312662137.5179
commercial lighting | Lamp: Halogen Par 38 | 2042 | CAPITAL | REPLACEMENT | food sales | USD/gigalumen_year | us | us | 799312662137.5179
commercial lighting | Lamp: Halogen Par 38 | 2042 | CAPITAL | REPLACEMENT | food service | USD/gigalumen_year | us | us | 799312662137.5179
commercial lighting | Lamp: Halogen Par 38 | 2042 | CAPITAL | REPLACEMENT | health | USD/gigalumen_year | us | us | 799312662137.5179
commercial lighting | Lamp: Halogen Par 38 | 2042 | CAPITAL | REPLACEMENT | lodging | USD/gigalumen_year | us | us | 799312662137.5179
commercial lighting | Lamp: Halogen Par 38 | 2042 | CAPITAL | REPLACEMENT | merc/service | USD/gigalumen_year | us | us | 799312662137.5179
commercial lighting | Lamp: Halogen Par 38 | 2042 | CAPITAL | REPLACEMENT | office-large | USD/gigalumen_year | us | us | 799312662137.5179
commercial lighting | Lamp: Halogen Par 38 | 2042 | CAPITAL | REPLACEMENT | office-small | USD/gigalumen_year | us | us | 799312662137.5179
commercial lighting | Lamp: Halogen Par 38 | 2042 | CAPITAL | REPLACEMENT | other | USD/gigalumen_year | us | us | 799312662137.5179
commercial lighting | Lamp: Halogen Par 38 | 2042 | CAPITAL | REPLACEMENT | warehouse | USD/gigalumen_year | us | us | 799312662137.5179
commercial lighting | Lamp: Halogen Par 38 | 2042 | FIXED_OM | NEW | assembly | USD/gigalumen_year | us | us | 106174128155.095
commercial lighting | Lamp: Halogen Par 38 | 2042 | FIXED_OM | NEW | education | USD/gigalumen_year | us | us | 106174128155.095
commercial lighting | Lamp: Halogen Par 38 | 2042 | FIXED_OM | NEW | food sales | USD/gigalumen_year | us | us | 106174128155.095
commercial lighting | Lamp: Halogen Par 38 | 2042 | FIXED_OM | NEW | food service | USD/gigalumen_year | us | us | 106174128155.095
commercial lighting | Lamp: Halogen Par 38 | 2042 | FIXED_OM | NEW | health | USD/gigalumen_year | us | us | 106174128155.095
commercial lighting | Lamp: Halogen Par 38 | 2042 | FIXED_OM | NEW | lodging | USD/gigalumen_year | us | us | 106174128155.095
commercial lighting | Lamp: Halogen Par 38 | 2042 | FIXED_OM | NEW | merc/service | USD/gigalumen_year | us | us | 106174128155.095
commercial lighting | Lamp: Halogen Par 38 | 2042 | FIXED_OM | NEW | office-large | USD/gigalumen_year | us | us | 106174128155.095
commercial lighting | Lamp: Halogen Par 38 | 2042 | FIXED_OM | NEW | office-small | USD/gigalumen_year | us | us | 106174128155.095
commercial lighting | Lamp: Halogen Par 38 | 2042 | FIXED_OM | NEW | other | USD/gigalumen_year | us | us | 106174128155.095
commercial lighting | Lamp: Halogen Par 38 | 2042 | FIXED_OM | NEW | warehouse | USD/gigalumen_year | us | us | 106174128155.095
commercial lighting | Lamp: Halogen Par 38 | 2042 | FIXED_OM | REPLACEMENT | assembly | USD/gigalumen_year | us | us | 106174128155.095
commercial lighting | Lamp: Halogen Par 38 | 2042 | FIXED_OM | REPLACEMENT | education | USD/gigalumen_year | us | us | 106174128155.095
commercial lighting | Lamp: Halogen Par 38 | 2042 | FIXED_OM | REPLACEMENT | food sales | USD/gigalumen_year | us | us | 106174128155.095
commercial lighting | Lamp: Halogen Par 38 | 2042 | FIXED_OM | REPLACEMENT | food service | USD/gigalumen_year | us | us | 106174128155.095
commercial lighting | Lamp: Halogen Par 38 | 2042 | FIXED_OM | REPLACEMENT | health | USD/gigalumen_year | us | us | 106174128155.095
commercial lighting | Lamp: Halogen Par 38 | 2042 | FIXED_OM | REPLACEMENT | lodging | USD/gigalumen_year | us | us | 106174128155.095
commercial lighting | Lamp: Halogen Par 38 | 2042 | FIXED_OM | REPLACEMENT | merc/service | USD/gigalumen_year | us | us | 106174128155.095
commercial lighting | Lamp: Halogen Par 38 | 2042 | FIXED_OM | REPLACEMENT | office-large | USD/gigalumen_year | us | us | 106174128155.095
commercial lighting | Lamp: Halogen Par 38 | 2042 | FIXED_OM | REPLACEMENT | office-small | USD/gigalumen_year | us | us | 106174128155.095
commercial lighting | Lamp: Halogen Par 38 | 2042 | FIXED_OM | REPLACEMENT | other | USD/gigalumen_year | us | us | 106174128155.095
commercial lighting | Lamp: Halogen Par 38 | 2042 | FIXED_OM | REPLACEMENT | warehouse | USD/gigalumen_year | us | us | 106174128155.095
commercial lighting | Lamp: Halogen Par 38 | 2043 | CAPITAL | NEW | assembly | USD/gigalumen_year | us | us | 799312662137.5179
commercial lighting | Lamp: Halogen Par 38 | 2043 | CAPITAL | NEW | education | USD/gigalumen_year | us | us | 799312662137.5179
commercial lighting | Lamp: Halogen Par 38 | 2043 | CAPITAL | NEW | food sales | USD/gigalumen_year | us | us | 799312662137.5179
commercial lighting | Lamp: Halogen Par 38 | 2043 | CAPITAL | NEW | food service | USD/gigalumen_year | us | us | 799312662137.5179
commercial lighting | Lamp: Halogen Par 38 | 2043 | CAPITAL | NEW | health | USD/gigalumen_year | us | us | 799312662137.5179
commercial lighting | Lamp: Halogen Par 38 | 2043 | CAPITAL | NEW | lodging | USD/gigalumen_year | us | us | 799312662137.5179
commercial lighting | Lamp: Halogen Par 38 | 2043 | CAPITAL | NEW | merc/service | USD/gigalumen_year | us | us | 799312662137.5179
commercial lighting | Lamp: Halogen Par 38 | 2043 | CAPITAL | NEW | office-large | USD/gigalumen_year | us | us | 799312662137.5179
commercial lighting | Lamp: Halogen Par 38 | 2043 | CAPITAL | NEW | office-small | USD/gigalumen_year | us | us | 799312662137.5179
commercial lighting | Lamp: Halogen Par 38 | 2043 | CAPITAL | NEW | other | USD/gigalumen_year | us | us | 799312662137.5179
commercial lighting | Lamp: Halogen Par 38 | 2043 | CAPITAL | NEW | warehouse | USD/gigalumen_year | us | us | 799312662137.5179
commercial lighting | Lamp: Halogen Par 38 | 2043 | CAPITAL | REPLACEMENT | assembly | USD/gigalumen_year | us | us | 799312662137.5179
commercial lighting | Lamp: Halogen Par 38 | 2043 | CAPITAL | REPLACEMENT | education | USD/gigalumen_year | us | us | 799312662137.5179
commercial lighting | Lamp: Halogen Par 38 | 2043 | CAPITAL | REPLACEMENT | food sales | USD/gigalumen_year | us | us | 799312662137.5179
commercial lighting | Lamp: Halogen Par 38 | 2043 | CAPITAL | REPLACEMENT | food service | USD/gigalumen_year | us | us | 799312662137.5179
commercial lighting | Lamp: Halogen Par 38 | 2043 | CAPITAL | REPLACEMENT | health | USD/gigalumen_year | us | us | 799312662137.5179
commercial lighting | Lamp: Halogen Par 38 | 2043 | CAPITAL | REPLACEMENT | lodging | USD/gigalumen_year | us | us | 799312662137.5179
commercial lighting | Lamp: Halogen Par 38 | 2043 | CAPITAL | REPLACEMENT | merc/service | USD/gigalumen_year | us | us | 799312662137.5179
commercial lighting | Lamp: Halogen Par 38 | 2043 | CAPITAL | REPLACEMENT | office-large | USD/gigalumen_year | us | us | 799312662137.5179
commercial lighting | Lamp: Halogen Par 38 | 2043 | CAPITAL | REPLACEMENT | office-small | USD/gigalumen_year | us | us | 799312662137.5179
commercial lighting | Lamp: Halogen Par 38 | 2043 | CAPITAL | REPLACEMENT | other | USD/gigalumen_year | us | us | 799312662137.5179
commercial lighting | Lamp: Halogen Par 38 | 2043 | CAPITAL | REPLACEMENT | warehouse | USD/gigalumen_year | us | us | 799312662137.5179
commercial lighting | Lamp: Halogen Par 38 | 2043 | FIXED_OM | NEW | assembly | USD/gigalumen_year | us | us | 106174128155.095
commercial lighting | Lamp: Halogen Par 38 | 2043 | FIXED_OM | NEW | education | USD/gigalumen_year | us | us | 106174128155.095
commercial lighting | Lamp: Halogen Par 38 | 2043 | FIXED_OM | NEW | food sales | USD/gigalumen_year | us | us | 106174128155.095
commercial lighting | Lamp: Halogen Par 38 | 2043 | FIXED_OM | NEW | food service | USD/gigalumen_year | us | us | 106174128155.095
commercial lighting | Lamp: Halogen Par 38 | 2043 | FIXED_OM | NEW | health | USD/gigalumen_year | us | us | 106174128155.095
commercial lighting | Lamp: Halogen Par 38 | 2043 | FIXED_OM | NEW | lodging | USD/gigalumen_year | us | us | 106174128155.095
commercial lighting | Lamp: Halogen Par 38 | 2043 | FIXED_OM | NEW | merc/service | USD/gigalumen_year | us | us | 106174128155.095
commercial lighting | Lamp: Halogen Par 38 | 2043 | FIXED_OM | NEW | office-large | USD/gigalumen_year | us | us | 106174128155.095
commercial lighting | Lamp: Halogen Par 38 | 2043 | FIXED_OM | NEW | office-small | USD/gigalumen_year | us | us | 106174128155.095
commercial lighting | Lamp: Halogen Par 38 | 2043 | FIXED_OM | NEW | other | USD/gigalumen_year | us | us | 106174128155.095
commercial lighting | Lamp: Halogen Par 38 | 2043 | FIXED_OM | NEW | warehouse | USD/gigalumen_year | us | us | 106174128155.095
commercial lighting | Lamp: Halogen Par 38 | 2043 | FIXED_OM | REPLACEMENT | assembly | USD/gigalumen_year | us | us | 106174128155.095
commercial lighting | Lamp: Halogen Par 38 | 2043 | FIXED_OM | REPLACEMENT | education | USD/gigalumen_year | us | us | 106174128155.095
commercial lighting | Lamp: Halogen Par 38 | 2043 | FIXED_OM | REPLACEMENT | food sales | USD/gigalumen_year | us | us | 106174128155.095
commercial lighting | Lamp: Halogen Par 38 | 2043 | FIXED_OM | REPLACEMENT | food service | USD/gigalumen_year | us | us | 106174128155.095
commercial lighting | Lamp: Halogen Par 38 | 2043 | FIXED_OM | REPLACEMENT | health | USD/gigalumen_year | us | us | 106174128155.095
commercial lighting | Lamp: Halogen Par 38 | 2043 | FIXED_OM | REPLACEMENT | lodging | USD/gigalumen_year | us | us | 106174128155.095
commercial lighting | Lamp: Halogen Par 38 | 2043 | FIXED_OM | REPLACEMENT | merc/service | USD/gigalumen_year | us | us | 106174128155.095
commercial lighting | Lamp: Halogen Par 38 | 2043 | FIXED_OM | REPLACEMENT | office-large | USD/gigalumen_year | us | us | 106174128155.095
commercial lighting | Lamp: Halogen Par 38 | 2043 | FIXED_OM | REPLACEMENT | office-small | USD/gigalumen_year | us | us | 106174128155.095
commercial lighting | Lamp: Halogen Par 38 | 2043 | FIXED_OM | REPLACEMENT | other | USD/gigalumen_year | us | us | 106174128155.095
commercial lighting | Lamp: Halogen Par 38 | 2043 | FIXED_OM | REPLACEMENT | warehouse | USD/gigalumen_year | us | us | 106174128155.095
commercial lighting | Lamp: Halogen Par 38 | 2044 | CAPITAL | NEW | assembly | USD/gigalumen_year | us | us | 799312662137.5179
commercial lighting | Lamp: Halogen Par 38 | 2044 | CAPITAL | NEW | education | USD/gigalumen_year | us | us | 799312662137.5179
commercial lighting | Lamp: Halogen Par 38 | 2044 | CAPITAL | NEW | food sales | USD/gigalumen_year | us | us | 799312662137.5179
commercial lighting | Lamp: Halogen Par 38 | 2044 | CAPITAL | NEW | food service | USD/gigalumen_year | us | us | 799312662137.5179
commercial lighting | Lamp: Halogen Par 38 | 2044 | CAPITAL | NEW | health | USD/gigalumen_year | us | us | 799312662137.5179
commercial lighting | Lamp: Halogen Par 38 | 2044 | CAPITAL | NEW | lodging | USD/gigalumen_year | us | us | 799312662137.5179
commercial lighting | Lamp: Halogen Par 38 | 2044 | CAPITAL | NEW | merc/service | USD/gigalumen_year | us | us | 799312662137.5179
commercial lighting | Lamp: Halogen Par 38 | 2044 | CAPITAL | NEW | office-large | USD/gigalumen_year | us | us | 799312662137.5179
commercial lighting | Lamp: Halogen Par 38 | 2044 | CAPITAL | NEW | office-small | USD/gigalumen_year | us | us | 799312662137.5179
commercial lighting | Lamp: Halogen Par 38 | 2044 | CAPITAL | NEW | other | USD/gigalumen_year | us | us | 799312662137.5179
commercial lighting | Lamp: Halogen Par 38 | 2044 | CAPITAL | NEW | warehouse | USD/gigalumen_year | us | us | 799312662137.5179
commercial lighting | Lamp: Halogen Par 38 | 2044 | CAPITAL | REPLACEMENT | assembly | USD/gigalumen_year | us | us | 799312662137.5179
commercial lighting | Lamp: Halogen Par 38 | 2044 | CAPITAL | REPLACEMENT | education | USD/gigalumen_year | us | us | 799312662137.5179
commercial lighting | Lamp: Halogen Par 38 | 2044 | CAPITAL | REPLACEMENT | food sales | USD/gigalumen_year | us | us | 799312662137.5179
commercial lighting | Lamp: Halogen Par 38 | 2044 | CAPITAL | REPLACEMENT | food service | USD/gigalumen_year | us | us | 799312662137.5179
commercial lighting | Lamp: Halogen Par 38 | 2044 | CAPITAL | REPLACEMENT | health | USD/gigalumen_year | us | us | 799312662137.5179
commercial lighting | Lamp: Halogen Par 38 | 2044 | CAPITAL | REPLACEMENT | lodging | USD/gigalumen_year | us | us | 799312662137.5179
commercial lighting | Lamp: Halogen Par 38 | 2044 | CAPITAL | REPLACEMENT | merc/service | USD/gigalumen_year | us | us | 799312662137.5179
commercial lighting | Lamp: Halogen Par 38 | 2044 | CAPITAL | REPLACEMENT | office-large | USD/gigalumen_year | us | us | 799312662137.5179
commercial lighting | Lamp: Halogen Par 38 | 2044 | CAPITAL | REPLACEMENT | office-small | USD/gigalumen_year | us | us | 799312662137.5179
commercial lighting | Lamp: Halogen Par 38 | 2044 | CAPITAL | REPLACEMENT | other | USD/gigalumen_year | us | us | 799312662137.5179
commercial lighting | Lamp: Halogen Par 38 | 2044 | CAPITAL | REPLACEMENT | warehouse | USD/gigalumen_year | us | us | 799312662137.5179
commercial lighting | Lamp: Halogen Par 38 | 2044 | FIXED_OM | NEW | assembly | USD/gigalumen_year | us | us | 106174128155.095
commercial lighting | Lamp: Halogen Par 38 | 2044 | FIXED_OM | NEW | education | USD/gigalumen_year | us | us | 106174128155.095
commercial lighting | Lamp: Halogen Par 38 | 2044 | FIXED_OM | NEW | food sales | USD/gigalumen_year | us | us | 106174128155.095
commercial lighting | Lamp: Halogen Par 38 | 2044 | FIXED_OM | NEW | food service | USD/gigalumen_year | us | us | 106174128155.095
commercial lighting | Lamp: Halogen Par 38 | 2044 | FIXED_OM | NEW | health | USD/gigalumen_year | us | us | 106174128155.095
commercial lighting | Lamp: Halogen Par 38 | 2044 | FIXED_OM | NEW | lodging | USD/gigalumen_year | us | us | 106174128155.095
commercial lighting | Lamp: Halogen Par 38 | 2044 | FIXED_OM | NEW | merc/service | USD/gigalumen_year | us | us | 106174128155.095
commercial lighting | Lamp: Halogen Par 38 | 2044 | FIXED_OM | NEW | office-large | USD/gigalumen_year | us | us | 106174128155.095
commercial lighting | Lamp: Halogen Par 38 | 2044 | FIXED_OM | NEW | office-small | USD/gigalumen_year | us | us | 106174128155.095
commercial lighting | Lamp: Halogen Par 38 | 2044 | FIXED_OM | NEW | other | USD/gigalumen_year | us | us | 106174128155.095
commercial lighting | Lamp: Halogen Par 38 | 2044 | FIXED_OM | NEW | warehouse | USD/gigalumen_year | us | us | 106174128155.095
commercial lighting | Lamp: Halogen Par 38 | 2044 | FIXED_OM | REPLACEMENT | assembly | USD/gigalumen_year | us | us | 106174128155.095
commercial lighting | Lamp: Halogen Par 38 | 2044 | FIXED_OM | REPLACEMENT | education | USD/gigalumen_year | us | us | 106174128155.095
commercial lighting | Lamp: Halogen Par 38 | 2044 | FIXED_OM | REPLACEMENT | food sales | USD/gigalumen_year | us | us | 106174128155.095
commercial lighting | Lamp: Halogen Par 38 | 2044 | FIXED_OM | REPLACEMENT | food service | USD/gigalumen_year | us | us | 106174128155.095
commercial lighting | Lamp: Halogen Par 38 | 2044 | FIXED_OM | REPLACEMENT | health | USD/gigalumen_year | us | us | 106174128155.095
commercial lighting | Lamp: Halogen Par 38 | 2044 | FIXED_OM | REPLACEMENT | lodging | USD/gigalumen_year | us | us | 106174128155.095
commercial lighting | Lamp: Halogen Par 38 | 2044 | FIXED_OM | REPLACEMENT | merc/service | USD/gigalumen_year | us | us | 106174128155.095
commercial lighting | Lamp: Halogen Par 38 | 2044 | FIXED_OM | REPLACEMENT | office-large | USD/gigalumen_year | us | us | 106174128155.095
commercial lighting | Lamp: Halogen Par 38 | 2044 | FIXED_OM | REPLACEMENT | office-small | USD/gigalumen_year | us | us | 106174128155.095
commercial lighting | Lamp: Halogen Par 38 | 2044 | FIXED_OM | REPLACEMENT | other | USD/gigalumen_year | us | us | 106174128155.095
commercial lighting | Lamp: Halogen Par 38 | 2044 | FIXED_OM | REPLACEMENT | warehouse | USD/gigalumen_year | us | us | 106174128155.095
commercial lighting | Lamp: Halogen Par 38 | 2045 | CAPITAL | NEW | assembly | USD/gigalumen_year | us | us | 799312662137.5179
commercial lighting | Lamp: Halogen Par 38 | 2045 | CAPITAL | NEW | education | USD/gigalumen_year | us | us | 799312662137.5179
commercial lighting | Lamp: Halogen Par 38 | 2045 | CAPITAL | NEW | food sales | USD/gigalumen_year | us | us | 799312662137.5179
commercial lighting | Lamp: Halogen Par 38 | 2045 | CAPITAL | NEW | food service | USD/gigalumen_year | us | us | 799312662137.5179
commercial lighting | Lamp: Halogen Par 38 | 2045 | CAPITAL | NEW | health | USD/gigalumen_year | us | us | 799312662137.5179
commercial lighting | Lamp: Halogen Par 38 | 2045 | CAPITAL | NEW | lodging | USD/gigalumen_year | us | us | 799312662137.5179
commercial lighting | Lamp: Halogen Par 38 | 2045 | CAPITAL | NEW | merc/service | USD/gigalumen_year | us | us | 799312662137.5179
commercial lighting | Lamp: Halogen Par 38 | 2045 | CAPITAL | NEW | office-large | USD/gigalumen_year | us | us | 799312662137.5179
commercial lighting | Lamp: Halogen Par 38 | 2045 | CAPITAL | NEW | office-small | USD/gigalumen_year | us | us | 799312662137.5179
commercial lighting | Lamp: Halogen Par 38 | 2045 | CAPITAL | NEW | other | USD/gigalumen_year | us | us | 799312662137.5179
commercial lighting | Lamp: Halogen Par 38 | 2045 | CAPITAL | NEW | warehouse | USD/gigalumen_year | us | us | 799312662137.5179
commercial lighting | Lamp: Halogen Par 38 | 2045 | CAPITAL | REPLACEMENT | assembly | USD/gigalumen_year | us | us | 799312662137.5179
commercial lighting | Lamp: Halogen Par 38 | 2045 | CAPITAL | REPLACEMENT | education | USD/gigalumen_year | us | us | 799312662137.5179
commercial lighting | Lamp: Halogen Par 38 | 2045 | CAPITAL | REPLACEMENT | food sales | USD/gigalumen_year | us | us | 799312662137.5179
commercial lighting | Lamp: Halogen Par 38 | 2045 | CAPITAL | REPLACEMENT | food service | USD/gigalumen_year | us | us | 799312662137.5179
commercial lighting | Lamp: Halogen Par 38 | 2045 | CAPITAL | REPLACEMENT | health | USD/gigalumen_year | us | us | 799312662137.5179
commercial lighting | Lamp: Halogen Par 38 | 2045 | CAPITAL | REPLACEMENT | lodging | USD/gigalumen_year | us | us | 799312662137.5179
commercial lighting | Lamp: Halogen Par 38 | 2045 | CAPITAL | REPLACEMENT | merc/service | USD/gigalumen_year | us | us | 799312662137.5179
commercial lighting | Lamp: Halogen Par 38 | 2045 | CAPITAL | REPLACEMENT | office-large | USD/gigalumen_year | us | us | 799312662137.5179
commercial lighting | Lamp: Halogen Par 38 | 2045 | CAPITAL | REPLACEMENT | office-small | USD/gigalumen_year | us | us | 799312662137.5179
commercial lighting | Lamp: Halogen Par 38 | 2045 | CAPITAL | REPLACEMENT | other | USD/gigalumen_year | us | us | 799312662137.5179
commercial lighting | Lamp: Halogen Par 38 | 2045 | CAPITAL | REPLACEMENT | warehouse | USD/gigalumen_year | us | us | 799312662137.5179
commercial lighting | Lamp: Halogen Par 38 | 2045 | FIXED_OM | NEW | assembly | USD/gigalumen_year | us | us | 106174128155.095
commercial lighting | Lamp: Halogen Par 38 | 2045 | FIXED_OM | NEW | education | USD/gigalumen_year | us | us | 106174128155.095
commercial lighting | Lamp: Halogen Par 38 | 2045 | FIXED_OM | NEW | food sales | USD/gigalumen_year | us | us | 106174128155.095
commercial lighting | Lamp: Halogen Par 38 | 2045 | FIXED_OM | NEW | food service | USD/gigalumen_year | us | us | 106174128155.095
commercial lighting | Lamp: Halogen Par 38 | 2045 | FIXED_OM | NEW | health | USD/gigalumen_year | us | us | 106174128155.095
commercial lighting | Lamp: Halogen Par 38 | 2045 | FIXED_OM | NEW | lodging | USD/gigalumen_year | us | us | 106174128155.095
commercial lighting | Lamp: Halogen Par 38 | 2045 | FIXED_OM | NEW | merc/service | USD/gigalumen_year | us | us | 106174128155.095
commercial lighting | Lamp: Halogen Par 38 | 2045 | FIXED_OM | NEW | office-large | USD/gigalumen_year | us | us | 106174128155.095
commercial lighting | Lamp: Halogen Par 38 | 2045 | FIXED_OM | NEW | office-small | USD/gigalumen_year | us | us | 106174128155.095
commercial lighting | Lamp: Halogen Par 38 | 2045 | FIXED_OM | NEW | other | USD/gigalumen_year | us | us | 106174128155.095
commercial lighting | Lamp: Halogen Par 38 | 2045 | FIXED_OM | NEW | warehouse | USD/gigalumen_year | us | us | 106174128155.095
commercial lighting | Lamp: Halogen Par 38 | 2045 | FIXED_OM | REPLACEMENT | assembly | USD/gigalumen_year | us | us | 106174128155.095
commercial lighting | Lamp: Halogen Par 38 | 2045 | FIXED_OM | REPLACEMENT | education | USD/gigalumen_year | us | us | 106174128155.095
commercial lighting | Lamp: Halogen Par 38 | 2045 | FIXED_OM | REPLACEMENT | food sales | USD/gigalumen_year | us | us | 106174128155.095
commercial lighting | Lamp: Halogen Par 38 | 2045 | FIXED_OM | REPLACEMENT | food service | USD/gigalumen_year | us | us | 106174128155.095
commercial lighting | Lamp: Halogen Par 38 | 2045 | FIXED_OM | REPLACEMENT | health | USD/gigalumen_year | us | us | 106174128155.095
commercial lighting | Lamp: Halogen Par 38 | 2045 | FIXED_OM | REPLACEMENT | lodging | USD/gigalumen_year | us | us | 106174128155.095
commercial lighting | Lamp: Halogen Par 38 | 2045 | FIXED_OM | REPLACEMENT | merc/service | USD/gigalumen_year | us | us | 106174128155.095
commercial lighting | Lamp: Halogen Par 38 | 2045 | FIXED_OM | REPLACEMENT | office-large | USD/gigalumen_year | us | us | 106174128155.095
commercial lighting | Lamp: Halogen Par 38 | 2045 | FIXED_OM | REPLACEMENT | office-small | USD/gigalumen_year | us | us | 106174128155.095
commercial lighting | Lamp: Halogen Par 38 | 2045 | FIXED_OM | REPLACEMENT | other | USD/gigalumen_year | us | us | 106174128155.095
commercial lighting | Lamp: Halogen Par 38 | 2045 | FIXED_OM | REPLACEMENT | warehouse | USD/gigalumen_year | us | us | 106174128155.095
commercial lighting | Lamp: Halogen Par 38 | 2046 | CAPITAL | NEW | assembly | USD/gigalumen_year | us | us | 799312662137.5179
commercial lighting | Lamp: Halogen Par 38 | 2046 | CAPITAL | NEW | education | USD/gigalumen_year | us | us | 799312662137.5179
commercial lighting | Lamp: Halogen Par 38 | 2046 | CAPITAL | NEW | food sales | USD/gigalumen_year | us | us | 799312662137.5179
commercial lighting | Lamp: Halogen Par 38 | 2046 | CAPITAL | NEW | food service | USD/gigalumen_year | us | us | 799312662137.5179
commercial lighting | Lamp: Halogen Par 38 | 2046 | CAPITAL | NEW | health | USD/gigalumen_year | us | us | 799312662137.5179
commercial lighting | Lamp: Halogen Par 38 | 2046 | CAPITAL | NEW | lodging | USD/gigalumen_year | us | us | 799312662137.5179
commercial lighting | Lamp: Halogen Par 38 | 2046 | CAPITAL | NEW | merc/service | USD/gigalumen_year | us | us | 799312662137.5179
commercial lighting | Lamp: Halogen Par 38 | 2046 | CAPITAL | NEW | office-large | USD/gigalumen_year | us | us | 799312662137.5179
commercial lighting | Lamp: Halogen Par 38 | 2046 | CAPITAL | NEW | office-small | USD/gigalumen_year | us | us | 799312662137.5179
commercial lighting | Lamp: Halogen Par 38 | 2046 | CAPITAL | NEW | other | USD/gigalumen_year | us | us | 799312662137.5179
commercial lighting | Lamp: Halogen Par 38 | 2046 | CAPITAL | NEW | warehouse | USD/gigalumen_year | us | us | 799312662137.5179
commercial lighting | Lamp: Halogen Par 38 | 2046 | CAPITAL | REPLACEMENT | assembly | USD/gigalumen_year | us | us | 799312662137.5179
commercial lighting | Lamp: Halogen Par 38 | 2046 | CAPITAL | REPLACEMENT | education | USD/gigalumen_year | us | us | 799312662137.5179
commercial lighting | Lamp: Halogen Par 38 | 2046 | CAPITAL | REPLACEMENT | food sales | USD/gigalumen_year | us | us | 799312662137.5179
commercial lighting | Lamp: Halogen Par 38 | 2046 | CAPITAL | REPLACEMENT | food service | USD/gigalumen_year | us | us | 799312662137.5179
commercial lighting | Lamp: Halogen Par 38 | 2046 | CAPITAL | REPLACEMENT | health | USD/gigalumen_year | us | us | 799312662137.5179
commercial lighting | Lamp: Halogen Par 38 | 2046 | CAPITAL | REPLACEMENT | lodging | USD/gigalumen_year | us | us | 799312662137.5179
commercial lighting | Lamp: Halogen Par 38 | 2046 | CAPITAL | REPLACEMENT | merc/service | USD/gigalumen_year | us | us | 799312662137.5179
commercial lighting | Lamp: Halogen Par 38 | 2046 | CAPITAL | REPLACEMENT | office-large | USD/gigalumen_year | us | us | 799312662137.5179
commercial lighting | Lamp: Halogen Par 38 | 2046 | CAPITAL | REPLACEMENT | office-small | USD/gigalumen_year | us | us | 799312662137.5179
commercial lighting | Lamp: Halogen Par 38 | 2046 | CAPITAL | REPLACEMENT | other | USD/gigalumen_year | us | us | 799312662137.5179
commercial lighting | Lamp: Halogen Par 38 | 2046 | CAPITAL | REPLACEMENT | warehouse | USD/gigalumen_year | us | us | 799312662137.5179
commercial lighting | Lamp: Halogen Par 38 | 2046 | FIXED_OM | NEW | assembly | USD/gigalumen_year | us | us | 106174128155.095
commercial lighting | Lamp: Halogen Par 38 | 2046 | FIXED_OM | NEW | education | USD/gigalumen_year | us | us | 106174128155.095
commercial lighting | Lamp: Halogen Par 38 | 2046 | FIXED_OM | NEW | food sales | USD/gigalumen_year | us | us | 106174128155.095
commercial lighting | Lamp: Halogen Par 38 | 2046 | FIXED_OM | NEW | food service | USD/gigalumen_year | us | us | 106174128155.095
commercial lighting | Lamp: Halogen Par 38 | 2046 | FIXED_OM | NEW | health | USD/gigalumen_year | us | us | 106174128155.095
commercial lighting | Lamp: Halogen Par 38 | 2046 | FIXED_OM | NEW | lodging | USD/gigalumen_year | us | us | 106174128155.095
commercial lighting | Lamp: Halogen Par 38 | 2046 | FIXED_OM | NEW | merc/service | USD/gigalumen_year | us | us | 106174128155.095
commercial lighting | Lamp: Halogen Par 38 | 2046 | FIXED_OM | NEW | office-large | USD/gigalumen_year | us | us | 106174128155.095
commercial lighting | Lamp: Halogen Par 38 | 2046 | FIXED_OM | NEW | office-small | USD/gigalumen_year | us | us | 106174128155.095
commercial lighting | Lamp: Halogen Par 38 | 2046 | FIXED_OM | NEW | other | USD/gigalumen_year | us | us | 106174128155.095
commercial lighting | Lamp: Halogen Par 38 | 2046 | FIXED_OM | NEW | warehouse | USD/gigalumen_year | us | us | 106174128155.095
commercial lighting | Lamp: Halogen Par 38 | 2046 | FIXED_OM | REPLACEMENT | assembly | USD/gigalumen_year | us | us | 106174128155.095
commercial lighting | Lamp: Halogen Par 38 | 2046 | FIXED_OM | REPLACEMENT | education | USD/gigalumen_year | us | us | 106174128155.095
commercial lighting | Lamp: Halogen Par 38 | 2046 | FIXED_OM | REPLACEMENT | food sales | USD/gigalumen_year | us | us | 106174128155.095
commercial lighting | Lamp: Halogen Par 38 | 2046 | FIXED_OM | REPLACEMENT | food service | USD/gigalumen_year | us | us | 106174128155.095
commercial lighting | Lamp: Halogen Par 38 | 2046 | FIXED_OM | REPLACEMENT | health | USD/gigalumen_year | us | us | 106174128155.095
commercial lighting | Lamp: Halogen Par 38 | 2046 | FIXED_OM | REPLACEMENT | lodging | USD/gigalumen_year | us | us | 106174128155.095
commercial lighting | Lamp: Halogen Par 38 | 2046 | FIXED_OM | REPLACEMENT | merc/service | USD/gigalumen_year | us | us | 106174128155.095
commercial lighting | Lamp: Halogen Par 38 | 2046 | FIXED_OM | REPLACEMENT | office-large | USD/gigalumen_year | us | us | 106174128155.095
commercial lighting | Lamp: Halogen Par 38 | 2046 | FIXED_OM | REPLACEMENT | office-small | USD/gigalumen_year | us | us | 106174128155.095
commercial lighting | Lamp: Halogen Par 38 | 2046 | FIXED_OM | REPLACEMENT | other | USD/gigalumen_year | us | us | 106174128155.095
commercial lighting | Lamp: Halogen Par 38 | 2046 | FIXED_OM | REPLACEMENT | warehouse | USD/gigalumen_year | us | us | 106174128155.095
commercial lighting | Lamp: Halogen Par 38 | 2047 | CAPITAL | NEW | assembly | USD/gigalumen_year | us | us | 799312662137.5179
commercial lighting | Lamp: Halogen Par 38 | 2047 | CAPITAL | NEW | education | USD/gigalumen_year | us | us | 799312662137.5179
commercial lighting | Lamp: Halogen Par 38 | 2047 | CAPITAL | NEW | food sales | USD/gigalumen_year | us | us | 799312662137.5179
commercial lighting | Lamp: Halogen Par 38 | 2047 | CAPITAL | NEW | food service | USD/gigalumen_year | us | us | 799312662137.5179
commercial lighting | Lamp: Halogen Par 38 | 2047 | CAPITAL | NEW | health | USD/gigalumen_year | us | us | 799312662137.5179
commercial lighting | Lamp: Halogen Par 38 | 2047 | CAPITAL | NEW | lodging | USD/gigalumen_year | us | us | 799312662137.5179
commercial lighting | Lamp: Halogen Par 38 | 2047 | CAPITAL | NEW | merc/service | USD/gigalumen_year | us | us | 799312662137.5179
commercial lighting | Lamp: Halogen Par 38 | 2047 | CAPITAL | NEW | office-large | USD/gigalumen_year | us | us | 799312662137.5179
commercial lighting | Lamp: Halogen Par 38 | 2047 | CAPITAL | NEW | office-small | USD/gigalumen_year | us | us | 799312662137.5179
commercial lighting | Lamp: Halogen Par 38 | 2047 | CAPITAL | NEW | other | USD/gigalumen_year | us | us | 799312662137.5179
commercial lighting | Lamp: Halogen Par 38 | 2047 | CAPITAL | NEW | warehouse | USD/gigalumen_year | us | us | 799312662137.5179
commercial lighting | Lamp: Halogen Par 38 | 2047 | CAPITAL | REPLACEMENT | assembly | USD/gigalumen_year | us | us | 799312662137.5179
commercial lighting | Lamp: Halogen Par 38 | 2047 | CAPITAL | REPLACEMENT | education | USD/gigalumen_year | us | us | 799312662137.5179
commercial lighting | Lamp: Halogen Par 38 | 2047 | CAPITAL | REPLACEMENT | food sales | USD/gigalumen_year | us | us | 799312662137.5179
commercial lighting | Lamp: Halogen Par 38 | 2047 | CAPITAL | REPLACEMENT | food service | USD/gigalumen_year | us | us | 799312662137.5179
commercial lighting | Lamp: Halogen Par 38 | 2047 | CAPITAL | REPLACEMENT | health | USD/gigalumen_year | us | us | 799312662137.5179
commercial lighting | Lamp: Halogen Par 38 | 2047 | CAPITAL | REPLACEMENT | lodging | USD/gigalumen_year | us | us | 799312662137.5179
commercial lighting | Lamp: Halogen Par 38 | 2047 | CAPITAL | REPLACEMENT | merc/service | USD/gigalumen_year | us | us | 799312662137.5179
commercial lighting | Lamp: Halogen Par 38 | 2047 | CAPITAL | REPLACEMENT | office-large | USD/gigalumen_year | us | us | 799312662137.5179
commercial lighting | Lamp: Halogen Par 38 | 2047 | CAPITAL | REPLACEMENT | office-small | USD/gigalumen_year | us | us | 799312662137.5179
commercial lighting | Lamp: Halogen Par 38 | 2047 | CAPITAL | REPLACEMENT | other | USD/gigalumen_year | us | us | 799312662137.5179
commercial lighting | Lamp: Halogen Par 38 | 2047 | CAPITAL | REPLACEMENT | warehouse | USD/gigalumen_year | us | us | 799312662137.5179
commercial lighting | Lamp: Halogen Par 38 | 2047 | FIXED_OM | NEW | assembly | USD/gigalumen_year | us | us | 106174128155.095
commercial lighting | Lamp: Halogen Par 38 | 2047 | FIXED_OM | NEW | education | USD/gigalumen_year | us | us | 106174128155.095
commercial lighting | Lamp: Halogen Par 38 | 2047 | FIXED_OM | NEW | food sales | USD/gigalumen_year | us | us | 106174128155.095
commercial lighting | Lamp: Halogen Par 38 | 2047 | FIXED_OM | NEW | food service | USD/gigalumen_year | us | us | 106174128155.095
commercial lighting | Lamp: Halogen Par 38 | 2047 | FIXED_OM | NEW | health | USD/gigalumen_year | us | us | 106174128155.095
commercial lighting | Lamp: Halogen Par 38 | 2047 | FIXED_OM | NEW | lodging | USD/gigalumen_year | us | us | 106174128155.095
commercial lighting | Lamp: Halogen Par 38 | 2047 | FIXED_OM | NEW | merc/service | USD/gigalumen_year | us | us | 106174128155.095
commercial lighting | Lamp: Halogen Par 38 | 2047 | FIXED_OM | NEW | office-large | USD/gigalumen_year | us | us | 106174128155.095
commercial lighting | Lamp: Halogen Par 38 | 2047 | FIXED_OM | NEW | office-small | USD/gigalumen_year | us | us | 106174128155.095
commercial lighting | Lamp: Halogen Par 38 | 2047 | FIXED_OM | NEW | other | USD/gigalumen_year | us | us | 106174128155.095
commercial lighting | Lamp: Halogen Par 38 | 2047 | FIXED_OM | NEW | warehouse | USD/gigalumen_year | us | us | 106174128155.095
commercial lighting | Lamp: Halogen Par 38 | 2047 | FIXED_OM | REPLACEMENT | assembly | USD/gigalumen_year | us | us | 106174128155.095
commercial lighting | Lamp: Halogen Par 38 | 2047 | FIXED_OM | REPLACEMENT | education | USD/gigalumen_year | us | us | 106174128155.095
commercial lighting | Lamp: Halogen Par 38 | 2047 | FIXED_OM | REPLACEMENT | food sales | USD/gigalumen_year | us | us | 106174128155.095
commercial lighting | Lamp: Halogen Par 38 | 2047 | FIXED_OM | REPLACEMENT | food service | USD/gigalumen_year | us | us | 106174128155.095
commercial lighting | Lamp: Halogen Par 38 | 2047 | FIXED_OM | REPLACEMENT | health | USD/gigalumen_year | us | us | 106174128155.095
commercial lighting | Lamp: Halogen Par 38 | 2047 | FIXED_OM | REPLACEMENT | lodging | USD/gigalumen_year | us | us | 106174128155.095
commercial lighting | Lamp: Halogen Par 38 | 2047 | FIXED_OM | REPLACEMENT | merc/service | USD/gigalumen_year | us | us | 106174128155.095
commercial lighting | Lamp: Halogen Par 38 | 2047 | FIXED_OM | REPLACEMENT | office-large | USD/gigalumen_year | us | us | 106174128155.095
commercial lighting | Lamp: Halogen Par 38 | 2047 | FIXED_OM | REPLACEMENT | office-small | USD/gigalumen_year | us | us | 106174128155.095
commercial lighting | Lamp: Halogen Par 38 | 2047 | FIXED_OM | REPLACEMENT | other | USD/gigalumen_year | us | us | 106174128155.095
commercial lighting | Lamp: Halogen Par 38 | 2047 | FIXED_OM | REPLACEMENT | warehouse | USD/gigalumen_year | us | us | 106174128155.095
commercial lighting | Lamp: Halogen Par 38 | 2048 | CAPITAL | NEW | assembly | USD/gigalumen_year | us | us | 799312662137.5179
commercial lighting | Lamp: Halogen Par 38 | 2048 | CAPITAL | NEW | education | USD/gigalumen_year | us | us | 799312662137.5179
commercial lighting | Lamp: Halogen Par 38 | 2048 | CAPITAL | NEW | food sales | USD/gigalumen_year | us | us | 799312662137.5179
commercial lighting | Lamp: Halogen Par 38 | 2048 | CAPITAL | NEW | food service | USD/gigalumen_year | us | us | 799312662137.5179
commercial lighting | Lamp: Halogen Par 38 | 2048 | CAPITAL | NEW | health | USD/gigalumen_year | us | us | 799312662137.5179
commercial lighting | Lamp: Halogen Par 38 | 2048 | CAPITAL | NEW | lodging | USD/gigalumen_year | us | us | 799312662137.5179
commercial lighting | Lamp: Halogen Par 38 | 2048 | CAPITAL | NEW | merc/service | USD/gigalumen_year | us | us | 799312662137.5179
commercial lighting | Lamp: Halogen Par 38 | 2048 | CAPITAL | NEW | office-large | USD/gigalumen_year | us | us | 799312662137.5179
commercial lighting | Lamp: Halogen Par 38 | 2048 | CAPITAL | NEW | office-small | USD/gigalumen_year | us | us | 799312662137.5179
commercial lighting | Lamp: Halogen Par 38 | 2048 | CAPITAL | NEW | other | USD/gigalumen_year | us | us | 799312662137.5179
commercial lighting | Lamp: Halogen Par 38 | 2048 | CAPITAL | NEW | warehouse | USD/gigalumen_year | us | us | 799312662137.5179
commercial lighting | Lamp: Halogen Par 38 | 2048 | CAPITAL | REPLACEMENT | assembly | USD/gigalumen_year | us | us | 799312662137.5179
commercial lighting | Lamp: Halogen Par 38 | 2048 | CAPITAL | REPLACEMENT | education | USD/gigalumen_year | us | us | 799312662137.5179
commercial lighting | Lamp: Halogen Par 38 | 2048 | CAPITAL | REPLACEMENT | food sales | USD/gigalumen_year | us | us | 799312662137.5179
commercial lighting | Lamp: Halogen Par 38 | 2048 | CAPITAL | REPLACEMENT | food service | USD/gigalumen_year | us | us | 799312662137.5179
commercial lighting | Lamp: Halogen Par 38 | 2048 | CAPITAL | REPLACEMENT | health | USD/gigalumen_year | us | us | 799312662137.5179
commercial lighting | Lamp: Halogen Par 38 | 2048 | CAPITAL | REPLACEMENT | lodging | USD/gigalumen_year | us | us | 799312662137.5179
commercial lighting | Lamp: Halogen Par 38 | 2048 | CAPITAL | REPLACEMENT | merc/service | USD/gigalumen_year | us | us | 799312662137.5179
commercial lighting | Lamp: Halogen Par 38 | 2048 | CAPITAL | REPLACEMENT | office-large | USD/gigalumen_year | us | us | 799312662137.5179
commercial lighting | Lamp: Halogen Par 38 | 2048 | CAPITAL | REPLACEMENT | office-small | USD/gigalumen_year | us | us | 799312662137.5179
commercial lighting | Lamp: Halogen Par 38 | 2048 | CAPITAL | REPLACEMENT | other | USD/gigalumen_year | us | us | 799312662137.5179
commercial lighting | Lamp: Halogen Par 38 | 2048 | CAPITAL | REPLACEMENT | warehouse | USD/gigalumen_year | us | us | 799312662137.5179
commercial lighting | Lamp: Halogen Par 38 | 2048 | FIXED_OM | NEW | assembly | USD/gigalumen_year | us | us | 106174128155.095
commercial lighting | Lamp: Halogen Par 38 | 2048 | FIXED_OM | NEW | education | USD/gigalumen_year | us | us | 106174128155.095
commercial lighting | Lamp: Halogen Par 38 | 2048 | FIXED_OM | NEW | food sales | USD/gigalumen_year | us | us | 106174128155.095
commercial lighting | Lamp: Halogen Par 38 | 2048 | FIXED_OM | NEW | food service | USD/gigalumen_year | us | us | 106174128155.095
commercial lighting | Lamp: Halogen Par 38 | 2048 | FIXED_OM | NEW | health | USD/gigalumen_year | us | us | 106174128155.095
commercial lighting | Lamp: Halogen Par 38 | 2048 | FIXED_OM | NEW | lodging | USD/gigalumen_year | us | us | 106174128155.095
commercial lighting | Lamp: Halogen Par 38 | 2048 | FIXED_OM | NEW | merc/service | USD/gigalumen_year | us | us | 106174128155.095
commercial lighting | Lamp: Halogen Par 38 | 2048 | FIXED_OM | NEW | office-large | USD/gigalumen_year | us | us | 106174128155.095
commercial lighting | Lamp: Halogen Par 38 | 2048 | FIXED_OM | NEW | office-small | USD/gigalumen_year | us | us | 106174128155.095
commercial lighting | Lamp: Halogen Par 38 | 2048 | FIXED_OM | NEW | other | USD/gigalumen_year | us | us | 106174128155.095
commercial lighting | Lamp: Halogen Par 38 | 2048 | FIXED_OM | NEW | warehouse | USD/gigalumen_year | us | us | 106174128155.095
commercial lighting | Lamp: Halogen Par 38 | 2048 | FIXED_OM | REPLACEMENT | assembly | USD/gigalumen_year | us | us | 106174128155.095
commercial lighting | Lamp: Halogen Par 38 | 2048 | FIXED_OM | REPLACEMENT | education | USD/gigalumen_year | us | us | 106174128155.095
commercial lighting | Lamp: Halogen Par 38 | 2048 | FIXED_OM | REPLACEMENT | food sales | USD/gigalumen_year | us | us | 106174128155.095
commercial lighting | Lamp: Halogen Par 38 | 2048 | FIXED_OM | REPLACEMENT | food service | USD/gigalumen_year | us | us | 106174128155.095
commercial lighting | Lamp: Halogen Par 38 | 2048 | FIXED_OM | REPLACEMENT | health | USD/gigalumen_year | us | us | 106174128155.095
commercial lighting | Lamp: Halogen Par 38 | 2048 | FIXED_OM | REPLACEMENT | lodging | USD/gigalumen_year | us | us | 106174128155.095
commercial lighting | Lamp: Halogen Par 38 | 2048 | FIXED_OM | REPLACEMENT | merc/service | USD/gigalumen_year | us | us | 106174128155.095
commercial lighting | Lamp: Halogen Par 38 | 2048 | FIXED_OM | REPLACEMENT | office-large | USD/gigalumen_year | us | us | 106174128155.095
commercial lighting | Lamp: Halogen Par 38 | 2048 | FIXED_OM | REPLACEMENT | office-small | USD/gigalumen_year | us | us | 106174128155.095
commercial lighting | Lamp: Halogen Par 38 | 2048 | FIXED_OM | REPLACEMENT | other | USD/gigalumen_year | us | us | 106174128155.095
commercial lighting | Lamp: Halogen Par 38 | 2048 | FIXED_OM | REPLACEMENT | warehouse | USD/gigalumen_year | us | us | 106174128155.095
commercial lighting | Lamp: Halogen Par 38 | 2049 | CAPITAL | NEW | assembly | USD/gigalumen_year | us | us | 799312662137.5179
commercial lighting | Lamp: Halogen Par 38 | 2049 | CAPITAL | NEW | education | USD/gigalumen_year | us | us | 799312662137.5179
commercial lighting | Lamp: Halogen Par 38 | 2049 | CAPITAL | NEW | food sales | USD/gigalumen_year | us | us | 799312662137.5179
commercial lighting | Lamp: Halogen Par 38 | 2049 | CAPITAL | NEW | food service | USD/gigalumen_year | us | us | 799312662137.5179
commercial lighting | Lamp: Halogen Par 38 | 2049 | CAPITAL | NEW | health | USD/gigalumen_year | us | us | 799312662137.5179
commercial lighting | Lamp: Halogen Par 38 | 2049 | CAPITAL | NEW | lodging | USD/gigalumen_year | us | us | 799312662137.5179
commercial lighting | Lamp: Halogen Par 38 | 2049 | CAPITAL | NEW | merc/service | USD/gigalumen_year | us | us | 799312662137.5179
commercial lighting | Lamp: Halogen Par 38 | 2049 | CAPITAL | NEW | office-large | USD/gigalumen_year | us | us | 799312662137.5179
commercial lighting | Lamp: Halogen Par 38 | 2049 | CAPITAL | NEW | office-small | USD/gigalumen_year | us | us | 799312662137.5179
commercial lighting | Lamp: Halogen Par 38 | 2049 | CAPITAL | NEW | other | USD/gigalumen_year | us | us | 799312662137.5179
commercial lighting | Lamp: Halogen Par 38 | 2049 | CAPITAL | NEW | warehouse | USD/gigalumen_year | us | us | 799312662137.5179
commercial lighting | Lamp: Halogen Par 38 | 2049 | CAPITAL | REPLACEMENT | assembly | USD/gigalumen_year | us | us | 799312662137.5179
commercial lighting | Lamp: Halogen Par 38 | 2049 | CAPITAL | REPLACEMENT | education | USD/gigalumen_year | us | us | 799312662137.5179
commercial lighting | Lamp: Halogen Par 38 | 2049 | CAPITAL | REPLACEMENT | food sales | USD/gigalumen_year | us | us | 799312662137.5179
commercial lighting | Lamp: Halogen Par 38 | 2049 | CAPITAL | REPLACEMENT | food service | USD/gigalumen_year | us | us | 799312662137.5179
commercial lighting | Lamp: Halogen Par 38 | 2049 | CAPITAL | REPLACEMENT | health | USD/gigalumen_year | us | us | 799312662137.5179
commercial lighting | Lamp: Halogen Par 38 | 2049 | CAPITAL | REPLACEMENT | lodging | USD/gigalumen_year | us | us | 799312662137.5179
commercial lighting | Lamp: Halogen Par 38 | 2049 | CAPITAL | REPLACEMENT | merc/service | USD/gigalumen_year | us | us | 799312662137.5179
commercial lighting | Lamp: Halogen Par 38 | 2049 | CAPITAL | REPLACEMENT | office-large | USD/gigalumen_year | us | us | 799312662137.5179
commercial lighting | Lamp: Halogen Par 38 | 2049 | CAPITAL | REPLACEMENT | office-small | USD/gigalumen_year | us | us | 799312662137.5179
commercial lighting | Lamp: Halogen Par 38 | 2049 | CAPITAL | REPLACEMENT | other | USD/gigalumen_year | us | us | 799312662137.5179
commercial lighting | Lamp: Halogen Par 38 | 2049 | CAPITAL | REPLACEMENT | warehouse | USD/gigalumen_year | us | us | 799312662137.5179
commercial lighting | Lamp: Halogen Par 38 | 2049 | FIXED_OM | NEW | assembly | USD/gigalumen_year | us | us | 106174128155.095
commercial lighting | Lamp: Halogen Par 38 | 2049 | FIXED_OM | NEW | education | USD/gigalumen_year | us | us | 106174128155.095
commercial lighting | Lamp: Halogen Par 38 | 2049 | FIXED_OM | NEW | food sales | USD/gigalumen_year | us | us | 106174128155.095
commercial lighting | Lamp: Halogen Par 38 | 2049 | FIXED_OM | NEW | food service | USD/gigalumen_year | us | us | 106174128155.095
commercial lighting | Lamp: Halogen Par 38 | 2049 | FIXED_OM | NEW | health | USD/gigalumen_year | us | us | 106174128155.095
commercial lighting | Lamp: Halogen Par 38 | 2049 | FIXED_OM | NEW | lodging | USD/gigalumen_year | us | us | 106174128155.095
commercial lighting | Lamp: Halogen Par 38 | 2049 | FIXED_OM | NEW | merc/service | USD/gigalumen_year | us | us | 106174128155.095
commercial lighting | Lamp: Halogen Par 38 | 2049 | FIXED_OM | NEW | office-large | USD/gigalumen_year | us | us | 106174128155.095
commercial lighting | Lamp: Halogen Par 38 | 2049 | FIXED_OM | NEW | office-small | USD/gigalumen_year | us | us | 106174128155.095
commercial lighting | Lamp: Halogen Par 38 | 2049 | FIXED_OM | NEW | other | USD/gigalumen_year | us | us | 106174128155.095
commercial lighting | Lamp: Halogen Par 38 | 2049 | FIXED_OM | NEW | warehouse | USD/gigalumen_year | us | us | 106174128155.095
commercial lighting | Lamp: Halogen Par 38 | 2049 | FIXED_OM | REPLACEMENT | assembly | USD/gigalumen_year | us | us | 106174128155.095
commercial lighting | Lamp: Halogen Par 38 | 2049 | FIXED_OM | REPLACEMENT | education | USD/gigalumen_year | us | us | 106174128155.095
commercial lighting | Lamp: Halogen Par 38 | 2049 | FIXED_OM | REPLACEMENT | food sales | USD/gigalumen_year | us | us | 106174128155.095
commercial lighting | Lamp: Halogen Par 38 | 2049 | FIXED_OM | REPLACEMENT | food service | USD/gigalumen_year | us | us | 106174128155.095
commercial lighting | Lamp: Halogen Par 38 | 2049 | FIXED_OM | REPLACEMENT | health | USD/gigalumen_year | us | us | 106174128155.095
commercial lighting | Lamp: Halogen Par 38 | 2049 | FIXED_OM | REPLACEMENT | lodging | USD/gigalumen_year | us | us | 106174128155.095
commercial lighting | Lamp: Halogen Par 38 | 2049 | FIXED_OM | REPLACEMENT | merc/service | USD/gigalumen_year | us | us | 106174128155.095
commercial lighting | Lamp: Halogen Par 38 | 2049 | FIXED_OM | REPLACEMENT | office-large | USD/gigalumen_year | us | us | 106174128155.095
commercial lighting | Lamp: Halogen Par 38 | 2049 | FIXED_OM | REPLACEMENT | office-small | USD/gigalumen_year | us | us | 106174128155.095
commercial lighting | Lamp: Halogen Par 38 | 2049 | FIXED_OM | REPLACEMENT | other | USD/gigalumen_year | us | us | 106174128155.095
commercial lighting | Lamp: Halogen Par 38 | 2049 | FIXED_OM | REPLACEMENT | warehouse | USD/gigalumen_year | us | us | 106174128155.095
commercial lighting | Lamp: Halogen Par 38 | 2050 | CAPITAL | NEW | assembly | USD/gigalumen_year | us | us | 799312662137.5179
commercial lighting | Lamp: Halogen Par 38 | 2050 | CAPITAL | NEW | education | USD/gigalumen_year | us | us | 799312662137.5179
commercial lighting | Lamp: Halogen Par 38 | 2050 | CAPITAL | NEW | food sales | USD/gigalumen_year | us | us | 799312662137.5179
commercial lighting | Lamp: Halogen Par 38 | 2050 | CAPITAL | NEW | food service | USD/gigalumen_year | us | us | 799312662137.5179
commercial lighting | Lamp: Halogen Par 38 | 2050 | CAPITAL | NEW | health | USD/gigalumen_year | us | us | 799312662137.5179
commercial lighting | Lamp: Halogen Par 38 | 2050 | CAPITAL | NEW | lodging | USD/gigalumen_year | us | us | 799312662137.5179
commercial lighting | Lamp: Halogen Par 38 | 2050 | CAPITAL | NEW | merc/service | USD/gigalumen_year | us | us | 799312662137.5179
commercial lighting | Lamp: Halogen Par 38 | 2050 | CAPITAL | NEW | office-large | USD/gigalumen_year | us | us | 799312662137.5179
commercial lighting | Lamp: Halogen Par 38 | 2050 | CAPITAL | NEW | office-small | USD/gigalumen_year | us | us | 799312662137.5179
commercial lighting | Lamp: Halogen Par 38 | 2050 | CAPITAL | NEW | other | USD/gigalumen_year | us | us | 799312662137.5179
commercial lighting | Lamp: Halogen Par 38 | 2050 | CAPITAL | NEW | warehouse | USD/gigalumen_year | us | us | 799312662137.5179
commercial lighting | Lamp: Halogen Par 38 | 2050 | CAPITAL | REPLACEMENT | assembly | USD/gigalumen_year | us | us | 799312662137.5179
commercial lighting | Lamp: Halogen Par 38 | 2050 | CAPITAL | REPLACEMENT | education | USD/gigalumen_year | us | us | 799312662137.5179
commercial lighting | Lamp: Halogen Par 38 | 2050 | CAPITAL | REPLACEMENT | food sales | USD/gigalumen_year | us | us | 799312662137.5179
commercial lighting | Lamp: Halogen Par 38 | 2050 | CAPITAL | REPLACEMENT | food service | USD/gigalumen_year | us | us | 799312662137.5179
commercial lighting | Lamp: Halogen Par 38 | 2050 | CAPITAL | REPLACEMENT | health | USD/gigalumen_year | us | us | 799312662137.5179
commercial lighting | Lamp: Halogen Par 38 | 2050 | CAPITAL | REPLACEMENT | lodging | USD/gigalumen_year | us | us | 799312662137.5179
commercial lighting | Lamp: Halogen Par 38 | 2050 | CAPITAL | REPLACEMENT | merc/service | USD/gigalumen_year | us | us | 799312662137.5179
commercial lighting | Lamp: Halogen Par 38 | 2050 | CAPITAL | REPLACEMENT | office-large | USD/gigalumen_year | us | us | 799312662137.5179
commercial lighting | Lamp: Halogen Par 38 | 2050 | CAPITAL | REPLACEMENT | office-small | USD/gigalumen_year | us | us | 799312662137.5179
commercial lighting | Lamp: Halogen Par 38 | 2050 | CAPITAL | REPLACEMENT | other | USD/gigalumen_year | us | us | 799312662137.5179
commercial lighting | Lamp: Halogen Par 38 | 2050 | CAPITAL | REPLACEMENT | warehouse | USD/gigalumen_year | us | us | 799312662137.5179
commercial lighting | Lamp: Halogen Par 38 | 2050 | FIXED_OM | NEW | assembly | USD/gigalumen_year | us | us | 106174128155.095
commercial lighting | Lamp: Halogen Par 38 | 2050 | FIXED_OM | NEW | education | USD/gigalumen_year | us | us | 106174128155.095
commercial lighting | Lamp: Halogen Par 38 | 2050 | FIXED_OM | NEW | food sales | USD/gigalumen_year | us | us | 106174128155.095
commercial lighting | Lamp: Halogen Par 38 | 2050 | FIXED_OM | NEW | food service | USD/gigalumen_year | us | us | 106174128155.095
commercial lighting | Lamp: Halogen Par 38 | 2050 | FIXED_OM | NEW | health | USD/gigalumen_year | us | us | 106174128155.095
commercial lighting | Lamp: Halogen Par 38 | 2050 | FIXED_OM | NEW | lodging | USD/gigalumen_year | us | us | 106174128155.095
commercial lighting | Lamp: Halogen Par 38 | 2050 | FIXED_OM | NEW | merc/service | USD/gigalumen_year | us | us | 106174128155.095
commercial lighting | Lamp: Halogen Par 38 | 2050 | FIXED_OM | NEW | office-large | USD/gigalumen_year | us | us | 106174128155.095
commercial lighting | Lamp: Halogen Par 38 | 2050 | FIXED_OM | NEW | office-small | USD/gigalumen_year | us | us | 106174128155.095
commercial lighting | Lamp: Halogen Par 38 | 2050 | FIXED_OM | NEW | other | USD/gigalumen_year | us | us | 106174128155.095
commercial lighting | Lamp: Halogen Par 38 | 2050 | FIXED_OM | NEW | warehouse | USD/gigalumen_year | us | us | 106174128155.095
commercial lighting | Lamp: Halogen Par 38 | 2050 | FIXED_OM | REPLACEMENT | assembly | USD/gigalumen_year | us | us | 106174128155.095
commercial lighting | Lamp: Halogen Par 38 | 2050 | FIXED_OM | REPLACEMENT | education | USD/gigalumen_year | us | us | 106174128155.095
commercial lighting | Lamp: Halogen Par 38 | 2050 | FIXED_OM | REPLACEMENT | food sales | USD/gigalumen_year | us | us | 106174128155.095
commercial lighting | Lamp: Halogen Par 38 | 2050 | FIXED_OM | REPLACEMENT | food service | USD/gigalumen_year | us | us | 106174128155.095
commercial lighting | Lamp: Halogen Par 38 | 2050 | FIXED_OM | REPLACEMENT | health | USD/gigalumen_year | us | us | 106174128155.095
commercial lighting | Lamp: Halogen Par 38 | 2050 | FIXED_OM | REPLACEMENT | lodging | USD/gigalumen_year | us | us | 106174128155.095
commercial lighting | Lamp: Halogen Par 38 | 2050 | FIXED_OM | REPLACEMENT | merc/service | USD/gigalumen_year | us | us | 106174128155.095
commercial lighting | Lamp: Halogen Par 38 | 2050 | FIXED_OM | REPLACEMENT | office-large | USD/gigalumen_year | us | us | 106174128155.095
commercial lighting | Lamp: Halogen Par 38 | 2050 | FIXED_OM | REPLACEMENT | office-small | USD/gigalumen_year | us | us | 106174128155.095
commercial lighting | Lamp: Halogen Par 38 | 2050 | FIXED_OM | REPLACEMENT | other | USD/gigalumen_year | us | us | 106174128155.095
commercial lighting | Lamp: Halogen Par 38 | 2050 | FIXED_OM | REPLACEMENT | warehouse | USD/gigalumen_year | us | us | 106174128155.095
commercial lighting | Lamp: LED PAR 38 | 2020 | CAPITAL | NEW | assembly | USD/gigalumen_year | us | us | 160952461530.688
commercial lighting | Lamp: LED PAR 38 | 2020 | CAPITAL | NEW | education | USD/gigalumen_year | us | us | 160952461530.688
commercial lighting | Lamp: LED PAR 38 | 2020 | CAPITAL | NEW | food sales | USD/gigalumen_year | us | us | 160952461530.688
commercial lighting | Lamp: LED PAR 38 | 2020 | CAPITAL | NEW | food service | USD/gigalumen_year | us | us | 160952461530.688
commercial lighting | Lamp: LED PAR 38 | 2020 | CAPITAL | NEW | health | USD/gigalumen_year | us | us | 160952461530.688
commercial lighting | Lamp: LED PAR 38 | 2020 | CAPITAL | NEW | lodging | USD/gigalumen_year | us | us | 160952461530.688
commercial lighting | Lamp: LED PAR 38 | 2020 | CAPITAL | NEW | merc/service | USD/gigalumen_year | us | us | 160952461530.688
commercial lighting | Lamp: LED PAR 38 | 2020 | CAPITAL | NEW | office-large | USD/gigalumen_year | us | us | 160952461530.688
commercial lighting | Lamp: LED PAR 38 | 2020 | CAPITAL | NEW | office-small | USD/gigalumen_year | us | us | 160952461530.688
commercial lighting | Lamp: LED PAR 38 | 2020 | CAPITAL | NEW | other | USD/gigalumen_year | us | us | 160952461530.688
commercial lighting | Lamp: LED PAR 38 | 2020 | CAPITAL | NEW | warehouse | USD/gigalumen_year | us | us | 160952461530.688
commercial lighting | Lamp: LED PAR 38 | 2020 | CAPITAL | REPLACEMENT | assembly | USD/gigalumen_year | us | us | 160952461530.688
commercial lighting | Lamp: LED PAR 38 | 2020 | CAPITAL | REPLACEMENT | education | USD/gigalumen_year | us | us | 160952461530.688
commercial lighting | Lamp: LED PAR 38 | 2020 | CAPITAL | REPLACEMENT | food sales | USD/gigalumen_year | us | us | 160952461530.688
commercial lighting | Lamp: LED PAR 38 | 2020 | CAPITAL | REPLACEMENT | food service | USD/gigalumen_year | us | us | 160952461530.688
commercial lighting | Lamp: LED PAR 38 | 2020 | CAPITAL | REPLACEMENT | health | USD/gigalumen_year | us | us | 160952461530.688
commercial lighting | Lamp: LED PAR 38 | 2020 | CAPITAL | REPLACEMENT | lodging | USD/gigalumen_year | us | us | 160952461530.688
commercial lighting | Lamp: LED PAR 38 | 2020 | CAPITAL | REPLACEMENT | merc/service | USD/gigalumen_year | us | us | 160952461530.688
commercial lighting | Lamp: LED PAR 38 | 2020 | CAPITAL | REPLACEMENT | office-large | USD/gigalumen_year | us | us | 160952461530.688
commercial lighting | Lamp: LED PAR 38 | 2020 | CAPITAL | REPLACEMENT | office-small | USD/gigalumen_year | us | us | 160952461530.688
commercial lighting | Lamp: LED PAR 38 | 2020 | CAPITAL | REPLACEMENT | other | USD/gigalumen_year | us | us | 160952461530.688
commercial lighting | Lamp: LED PAR 38 | 2020 | CAPITAL | REPLACEMENT | warehouse | USD/gigalumen_year | us | us | 160952461530.688
commercial lighting | Lamp: LED PAR 38 | 2020 | FIXED_OM | NEW | assembly | USD/gigalumen_year | us | us | 12684519735.3432
commercial lighting | Lamp: LED PAR 38 | 2020 | FIXED_OM | NEW | education | USD/gigalumen_year | us | us | 12684519735.3432
commercial lighting | Lamp: LED PAR 38 | 2020 | FIXED_OM | NEW | food sales | USD/gigalumen_year | us | us | 12684519735.3432
commercial lighting | Lamp: LED PAR 38 | 2020 | FIXED_OM | NEW | food service | USD/gigalumen_year | us | us | 12684519735.3432
commercial lighting | Lamp: LED PAR 38 | 2020 | FIXED_OM | NEW | health | USD/gigalumen_year | us | us | 12684519735.3432
commercial lighting | Lamp: LED PAR 38 | 2020 | FIXED_OM | NEW | lodging | USD/gigalumen_year | us | us | 12684519735.3432
commercial lighting | Lamp: LED PAR 38 | 2020 | FIXED_OM | NEW | merc/service | USD/gigalumen_year | us | us | 12684519735.3432
commercial lighting | Lamp: LED PAR 38 | 2020 | FIXED_OM | NEW | office-large | USD/gigalumen_year | us | us | 12684519735.3432
commercial lighting | Lamp: LED PAR 38 | 2020 | FIXED_OM | NEW | office-small | USD/gigalumen_year | us | us | 12684519735.3432
commercial lighting | Lamp: LED PAR 38 | 2020 | FIXED_OM | NEW | other | USD/gigalumen_year | us | us | 12684519735.3432
commercial lighting | Lamp: LED PAR 38 | 2020 | FIXED_OM | NEW | warehouse | USD/gigalumen_year | us | us | 12684519735.3432
commercial lighting | Lamp: LED PAR 38 | 2020 | FIXED_OM | REPLACEMENT | assembly | USD/gigalumen_year | us | us | 12684519735.3432
commercial lighting | Lamp: LED PAR 38 | 2020 | FIXED_OM | REPLACEMENT | education | USD/gigalumen_year | us | us | 12684519735.3432
commercial lighting | Lamp: LED PAR 38 | 2020 | FIXED_OM | REPLACEMENT | food sales | USD/gigalumen_year | us | us | 12684519735.3432
commercial lighting | Lamp: LED PAR 38 | 2020 | FIXED_OM | REPLACEMENT | food service | USD/gigalumen_year | us | us | 12684519735.3432
commercial lighting | Lamp: LED PAR 38 | 2020 | FIXED_OM | REPLACEMENT | health | USD/gigalumen_year | us | us | 12684519735.3432
commercial lighting | Lamp: LED PAR 38 | 2020 | FIXED_OM | REPLACEMENT | lodging | USD/gigalumen_year | us | us | 12684519735.3432
commercial lighting | Lamp: LED PAR 38 | 2020 | FIXED_OM | REPLACEMENT | merc/service | USD/gigalumen_year | us | us | 12684519735.3432
commercial lighting | Lamp: LED PAR 38 | 2020 | FIXED_OM | REPLACEMENT | office-large | USD/gigalumen_year | us | us | 12684519735.3432
commercial lighting | Lamp: LED PAR 38 | 2020 | FIXED_OM | REPLACEMENT | office-small | USD/gigalumen_year | us | us | 12684519735.3432
commercial lighting | Lamp: LED PAR 38 | 2020 | FIXED_OM | REPLACEMENT | other | USD/gigalumen_year | us | us | 12684519735.3432
commercial lighting | Lamp: LED PAR 38 | 2020 | FIXED_OM | REPLACEMENT | warehouse | USD/gigalumen_year | us | us | 12684519735.3432
commercial lighting | Lamp: LED PAR 38 | 2021 | CAPITAL | NEW | assembly | USD/gigalumen_year | us | us | 160952461530.688
commercial lighting | Lamp: LED PAR 38 | 2021 | CAPITAL | NEW | education | USD/gigalumen_year | us | us | 160952461530.688
commercial lighting | Lamp: LED PAR 38 | 2021 | CAPITAL | NEW | food sales | USD/gigalumen_year | us | us | 160952461530.688
commercial lighting | Lamp: LED PAR 38 | 2021 | CAPITAL | NEW | food service | USD/gigalumen_year | us | us | 160952461530.688
commercial lighting | Lamp: LED PAR 38 | 2021 | CAPITAL | NEW | health | USD/gigalumen_year | us | us | 160952461530.688
commercial lighting | Lamp: LED PAR 38 | 2021 | CAPITAL | NEW | lodging | USD/gigalumen_year | us | us | 160952461530.688
commercial lighting | Lamp: LED PAR 38 | 2021 | CAPITAL | NEW | merc/service | USD/gigalumen_year | us | us | 160952461530.688
commercial lighting | Lamp: LED PAR 38 | 2021 | CAPITAL | NEW | office-large | USD/gigalumen_year | us | us | 160952461530.688
commercial lighting | Lamp: LED PAR 38 | 2021 | CAPITAL | NEW | office-small | USD/gigalumen_year | us | us | 160952461530.688
commercial lighting | Lamp: LED PAR 38 | 2021 | CAPITAL | NEW | other | USD/gigalumen_year | us | us | 160952461530.688
commercial lighting | Lamp: LED PAR 38 | 2021 | CAPITAL | NEW | warehouse | USD/gigalumen_year | us | us | 160952461530.688
commercial lighting | Lamp: LED PAR 38 | 2021 | CAPITAL | REPLACEMENT | assembly | USD/gigalumen_year | us | us | 160952461530.688
commercial lighting | Lamp: LED PAR 38 | 2021 | CAPITAL | REPLACEMENT | education | USD/gigalumen_year | us | us | 160952461530.688
commercial lighting | Lamp: LED PAR 38 | 2021 | CAPITAL | REPLACEMENT | food sales | USD/gigalumen_year | us | us | 160952461530.688
commercial lighting | Lamp: LED PAR 38 | 2021 | CAPITAL | REPLACEMENT | food service | USD/gigalumen_year | us | us | 160952461530.688
commercial lighting | Lamp: LED PAR 38 | 2021 | CAPITAL | REPLACEMENT | health | USD/gigalumen_year | us | us | 160952461530.688
commercial lighting | Lamp: LED PAR 38 | 2021 | CAPITAL | REPLACEMENT | lodging | USD/gigalumen_year | us | us | 160952461530.688
commercial lighting | Lamp: LED PAR 38 | 2021 | CAPITAL | REPLACEMENT | merc/service | USD/gigalumen_year | us | us | 160952461530.688
commercial lighting | Lamp: LED PAR 38 | 2021 | CAPITAL | REPLACEMENT | office-large | USD/gigalumen_year | us | us | 160952461530.688
commercial lighting | Lamp: LED PAR 38 | 2021 | CAPITAL | REPLACEMENT | office-small | USD/gigalumen_year | us | us | 160952461530.688
commercial lighting | Lamp: LED PAR 38 | 2021 | CAPITAL | REPLACEMENT | other | USD/gigalumen_year | us | us | 160952461530.688
commercial lighting | Lamp: LED PAR 38 | 2021 | CAPITAL | REPLACEMENT | warehouse | USD/gigalumen_year | us | us | 160952461530.688
commercial lighting | Lamp: LED PAR 38 | 2021 | FIXED_OM | NEW | assembly | USD/gigalumen_year | us | us | 12684519735.3432
commercial lighting | Lamp: LED PAR 38 | 2021 | FIXED_OM | NEW | education | USD/gigalumen_year | us | us | 12684519735.3432
commercial lighting | Lamp: LED PAR 38 | 2021 | FIXED_OM | NEW | food sales | USD/gigalumen_year | us | us | 12684519735.3432
commercial lighting | Lamp: LED PAR 38 | 2021 | FIXED_OM | NEW | food service | USD/gigalumen_year | us | us | 12684519735.3432
commercial lighting | Lamp: LED PAR 38 | 2021 | FIXED_OM | NEW | health | USD/gigalumen_year | us | us | 12684519735.3432
commercial lighting | Lamp: LED PAR 38 | 2021 | FIXED_OM | NEW | lodging | USD/gigalumen_year | us | us | 12684519735.3432
commercial lighting | Lamp: LED PAR 38 | 2021 | FIXED_OM | NEW | merc/service | USD/gigalumen_year | us | us | 12684519735.3432
commercial lighting | Lamp: LED PAR 38 | 2021 | FIXED_OM | NEW | office-large | USD/gigalumen_year | us | us | 12684519735.3432
commercial lighting | Lamp: LED PAR 38 | 2021 | FIXED_OM | NEW | office-small | USD/gigalumen_year | us | us | 12684519735.3432
commercial lighting | Lamp: LED PAR 38 | 2021 | FIXED_OM | NEW | other | USD/gigalumen_year | us | us | 12684519735.3432
commercial lighting | Lamp: LED PAR 38 | 2021 | FIXED_OM | NEW | warehouse | USD/gigalumen_year | us | us | 12684519735.3432
commercial lighting | Lamp: LED PAR 38 | 2021 | FIXED_OM | REPLACEMENT | assembly | USD/gigalumen_year | us | us | 12684519735.3432
commercial lighting | Lamp: LED PAR 38 | 2021 | FIXED_OM | REPLACEMENT | education | USD/gigalumen_year | us | us | 12684519735.3432
commercial lighting | Lamp: LED PAR 38 | 2021 | FIXED_OM | REPLACEMENT | food sales | USD/gigalumen_year | us | us | 12684519735.3432
commercial lighting | Lamp: LED PAR 38 | 2021 | FIXED_OM | REPLACEMENT | food service | USD/gigalumen_year | us | us | 12684519735.3432
commercial lighting | Lamp: LED PAR 38 | 2021 | FIXED_OM | REPLACEMENT | health | USD/gigalumen_year | us | us | 12684519735.3432
commercial lighting | Lamp: LED PAR 38 | 2021 | FIXED_OM | REPLACEMENT | lodging | USD/gigalumen_year | us | us | 12684519735.3432
commercial lighting | Lamp: LED PAR 38 | 2021 | FIXED_OM | REPLACEMENT | merc/service | USD/gigalumen_year | us | us | 12684519735.3432
commercial lighting | Lamp: LED PAR 38 | 2021 | FIXED_OM | REPLACEMENT | office-large | USD/gigalumen_year | us | us | 12684519735.3432
commercial lighting | Lamp: LED PAR 38 | 2021 | FIXED_OM | REPLACEMENT | office-small | USD/gigalumen_year | us | us | 12684519735.3432
commercial lighting | Lamp: LED PAR 38 | 2021 | FIXED_OM | REPLACEMENT | other | USD/gigalumen_year | us | us | 12684519735.3432
commercial lighting | Lamp: LED PAR 38 | 2021 | FIXED_OM | REPLACEMENT | warehouse | USD/gigalumen_year | us | us | 12684519735.3432
commercial lighting | Lamp: LED PAR 38 | 2022 | CAPITAL | NEW | assembly | USD/gigalumen_year | us | us | 160952461530.688
commercial lighting | Lamp: LED PAR 38 | 2022 | CAPITAL | NEW | education | USD/gigalumen_year | us | us | 160952461530.688
commercial lighting | Lamp: LED PAR 38 | 2022 | CAPITAL | NEW | food sales | USD/gigalumen_year | us | us | 160952461530.688
commercial lighting | Lamp: LED PAR 38 | 2022 | CAPITAL | NEW | food service | USD/gigalumen_year | us | us | 160952461530.688
commercial lighting | Lamp: LED PAR 38 | 2022 | CAPITAL | NEW | health | USD/gigalumen_year | us | us | 160952461530.688
commercial lighting | Lamp: LED PAR 38 | 2022 | CAPITAL | NEW | lodging | USD/gigalumen_year | us | us | 160952461530.688
commercial lighting | Lamp: LED PAR 38 | 2022 | CAPITAL | NEW | merc/service | USD/gigalumen_year | us | us | 160952461530.688
commercial lighting | Lamp: LED PAR 38 | 2022 | CAPITAL | NEW | office-large | USD/gigalumen_year | us | us | 160952461530.688
commercial lighting | Lamp: LED PAR 38 | 2022 | CAPITAL | NEW | office-small | USD/gigalumen_year | us | us | 160952461530.688
commercial lighting | Lamp: LED PAR 38 | 2022 | CAPITAL | NEW | other | USD/gigalumen_year | us | us | 160952461530.688
commercial lighting | Lamp: LED PAR 38 | 2022 | CAPITAL | NEW | warehouse | USD/gigalumen_year | us | us | 160952461530.688
commercial lighting | Lamp: LED PAR 38 | 2022 | CAPITAL | REPLACEMENT | assembly | USD/gigalumen_year | us | us | 160952461530.688
commercial lighting | Lamp: LED PAR 38 | 2022 | CAPITAL | REPLACEMENT | education | USD/gigalumen_year | us | us | 160952461530.688
commercial lighting | Lamp: LED PAR 38 | 2022 | CAPITAL | REPLACEMENT | food sales | USD/gigalumen_year | us | us | 160952461530.688
commercial lighting | Lamp: LED PAR 38 | 2022 | CAPITAL | REPLACEMENT | food service | USD/gigalumen_year | us | us | 160952461530.688
commercial lighting | Lamp: LED PAR 38 | 2022 | CAPITAL | REPLACEMENT | health | USD/gigalumen_year | us | us | 160952461530.688
commercial lighting | Lamp: LED PAR 38 | 2022 | CAPITAL | REPLACEMENT | lodging | USD/gigalumen_year | us | us | 160952461530.688
commercial lighting | Lamp: LED PAR 38 | 2022 | CAPITAL | REPLACEMENT | merc/service | USD/gigalumen_year | us | us | 160952461530.688
commercial lighting | Lamp: LED PAR 38 | 2022 | CAPITAL | REPLACEMENT | office-large | USD/gigalumen_year | us | us | 160952461530.688
commercial lighting | Lamp: LED PAR 38 | 2022 | CAPITAL | REPLACEMENT | office-small | USD/gigalumen_year | us | us | 160952461530.688
commercial lighting | Lamp: LED PAR 38 | 2022 | CAPITAL | REPLACEMENT | other | USD/gigalumen_year | us | us | 160952461530.688
commercial lighting | Lamp: LED PAR 38 | 2022 | CAPITAL | REPLACEMENT | warehouse | USD/gigalumen_year | us | us | 160952461530.688
commercial lighting | Lamp: LED PAR 38 | 2022 | FIXED_OM | NEW | assembly | USD/gigalumen_year | us | us | 12684519735.3432
commercial lighting | Lamp: LED PAR 38 | 2022 | FIXED_OM | NEW | education | USD/gigalumen_year | us | us | 12684519735.3432
commercial lighting | Lamp: LED PAR 38 | 2022 | FIXED_OM | NEW | food sales | USD/gigalumen_year | us | us | 12684519735.3432
commercial lighting | Lamp: LED PAR 38 | 2022 | FIXED_OM | NEW | food service | USD/gigalumen_year | us | us | 12684519735.3432
commercial lighting | Lamp: LED PAR 38 | 2022 | FIXED_OM | NEW | health | USD/gigalumen_year | us | us | 12684519735.3432
commercial lighting | Lamp: LED PAR 38 | 2022 | FIXED_OM | NEW | lodging | USD/gigalumen_year | us | us | 12684519735.3432
commercial lighting | Lamp: LED PAR 38 | 2022 | FIXED_OM | NEW | merc/service | USD/gigalumen_year | us | us | 12684519735.3432
commercial lighting | Lamp: LED PAR 38 | 2022 | FIXED_OM | NEW | office-large | USD/gigalumen_year | us | us | 12684519735.3432
commercial lighting | Lamp: LED PAR 38 | 2022 | FIXED_OM | NEW | office-small | USD/gigalumen_year | us | us | 12684519735.3432
commercial lighting | Lamp: LED PAR 38 | 2022 | FIXED_OM | NEW | other | USD/gigalumen_year | us | us | 12684519735.3432
commercial lighting | Lamp: LED PAR 38 | 2022 | FIXED_OM | NEW | warehouse | USD/gigalumen_year | us | us | 12684519735.3432
commercial lighting | Lamp: LED PAR 38 | 2022 | FIXED_OM | REPLACEMENT | assembly | USD/gigalumen_year | us | us | 12684519735.3432
commercial lighting | Lamp: LED PAR 38 | 2022 | FIXED_OM | REPLACEMENT | education | USD/gigalumen_year | us | us | 12684519735.3432
commercial lighting | Lamp: LED PAR 38 | 2022 | FIXED_OM | REPLACEMENT | food sales | USD/gigalumen_year | us | us | 12684519735.3432
commercial lighting | Lamp: LED PAR 38 | 2022 | FIXED_OM | REPLACEMENT | food service | USD/gigalumen_year | us | us | 12684519735.3432
commercial lighting | Lamp: LED PAR 38 | 2022 | FIXED_OM | REPLACEMENT | health | USD/gigalumen_year | us | us | 12684519735.3432
commercial lighting | Lamp: LED PAR 38 | 2022 | FIXED_OM | REPLACEMENT | lodging | USD/gigalumen_year | us | us | 12684519735.3432
commercial lighting | Lamp: LED PAR 38 | 2022 | FIXED_OM | REPLACEMENT | merc/service | USD/gigalumen_year | us | us | 12684519735.3432
commercial lighting | Lamp: LED PAR 38 | 2022 | FIXED_OM | REPLACEMENT | office-large | USD/gigalumen_year | us | us | 12684519735.3432
commercial lighting | Lamp: LED PAR 38 | 2022 | FIXED_OM | REPLACEMENT | office-small | USD/gigalumen_year | us | us | 12684519735.3432
commercial lighting | Lamp: LED PAR 38 | 2022 | FIXED_OM | REPLACEMENT | other | USD/gigalumen_year | us | us | 12684519735.3432
commercial lighting | Lamp: LED PAR 38 | 2022 | FIXED_OM | REPLACEMENT | warehouse | USD/gigalumen_year | us | us | 12684519735.3432
commercial lighting | Lamp: LED PAR 38 | 2023 | CAPITAL | NEW | assembly | USD/gigalumen_year | us | us | 154222619115.548
commercial lighting | Lamp: LED PAR 38 | 2023 | CAPITAL | NEW | education | USD/gigalumen_year | us | us | 154222619115.548
commercial lighting | Lamp: LED PAR 38 | 2023 | CAPITAL | NEW | food sales | USD/gigalumen_year | us | us | 154222619115.548
commercial lighting | Lamp: LED PAR 38 | 2023 | CAPITAL | NEW | food service | USD/gigalumen_year | us | us | 154222619115.548
commercial lighting | Lamp: LED PAR 38 | 2023 | CAPITAL | NEW | health | USD/gigalumen_year | us | us | 154222619115.548
commercial lighting | Lamp: LED PAR 38 | 2023 | CAPITAL | NEW | lodging | USD/gigalumen_year | us | us | 154222619115.548
commercial lighting | Lamp: LED PAR 38 | 2023 | CAPITAL | NEW | merc/service | USD/gigalumen_year | us | us | 154222619115.548
commercial lighting | Lamp: LED PAR 38 | 2023 | CAPITAL | NEW | office-large | USD/gigalumen_year | us | us | 154222619115.548
commercial lighting | Lamp: LED PAR 38 | 2023 | CAPITAL | NEW | office-small | USD/gigalumen_year | us | us | 154222619115.548
commercial lighting | Lamp: LED PAR 38 | 2023 | CAPITAL | NEW | other | USD/gigalumen_year | us | us | 154222619115.548
commercial lighting | Lamp: LED PAR 38 | 2023 | CAPITAL | NEW | warehouse | USD/gigalumen_year | us | us | 154222619115.548
commercial lighting | Lamp: LED PAR 38 | 2023 | CAPITAL | REPLACEMENT | assembly | USD/gigalumen_year | us | us | 154222619115.548
commercial lighting | Lamp: LED PAR 38 | 2023 | CAPITAL | REPLACEMENT | education | USD/gigalumen_year | us | us | 154222619115.548
commercial lighting | Lamp: LED PAR 38 | 2023 | CAPITAL | REPLACEMENT | food sales | USD/gigalumen_year | us | us | 154222619115.548
commercial lighting | Lamp: LED PAR 38 | 2023 | CAPITAL | REPLACEMENT | food service | USD/gigalumen_year | us | us | 154222619115.548
commercial lighting | Lamp: LED PAR 38 | 2023 | CAPITAL | REPLACEMENT | health | USD/gigalumen_year | us | us | 154222619115.548
commercial lighting | Lamp: LED PAR 38 | 2023 | CAPITAL | REPLACEMENT | lodging | USD/gigalumen_year | us | us | 154222619115.548
commercial lighting | Lamp: LED PAR 38 | 2023 | CAPITAL | REPLACEMENT | merc/service | USD/gigalumen_year | us | us | 154222619115.548
commercial lighting | Lamp: LED PAR 38 | 2023 | CAPITAL | REPLACEMENT | office-large | USD/gigalumen_year | us | us | 154222619115.548
commercial lighting | Lamp: LED PAR 38 | 2023 | CAPITAL | REPLACEMENT | office-small | USD/gigalumen_year | us | us | 154222619115.548
commercial lighting | Lamp: LED PAR 38 | 2023 | CAPITAL | REPLACEMENT | other | USD/gigalumen_year | us | us | 154222619115.548
commercial lighting | Lamp: LED PAR 38 | 2023 | CAPITAL | REPLACEMENT | warehouse | USD/gigalumen_year | us | us | 154222619115.548
commercial lighting | Lamp: LED PAR 38 | 2023 | FIXED_OM | NEW | assembly | USD/gigalumen_year | us | us | 12132508228.3421
commercial lighting | Lamp: LED PAR 38 | 2023 | FIXED_OM | NEW | education | USD/gigalumen_year | us | us | 12132508228.3421
commercial lighting | Lamp: LED PAR 38 | 2023 | FIXED_OM | NEW | food sales | USD/gigalumen_year | us | us | 12132508228.3421
commercial lighting | Lamp: LED PAR 38 | 2023 | FIXED_OM | NEW | food service | USD/gigalumen_year | us | us | 12132508228.3421
commercial lighting | Lamp: LED PAR 38 | 2023 | FIXED_OM | NEW | health | USD/gigalumen_year | us | us | 12132508228.3421
commercial lighting | Lamp: LED PAR 38 | 2023 | FIXED_OM | NEW | lodging | USD/gigalumen_year | us | us | 12132508228.3421
commercial lighting | Lamp: LED PAR 38 | 2023 | FIXED_OM | NEW | merc/service | USD/gigalumen_year | us | us | 12132508228.3421
commercial lighting | Lamp: LED PAR 38 | 2023 | FIXED_OM | NEW | office-large | USD/gigalumen_year | us | us | 12132508228.3421
commercial lighting | Lamp: LED PAR 38 | 2023 | FIXED_OM | NEW | office-small | USD/gigalumen_year | us | us | 12132508228.3421
commercial lighting | Lamp: LED PAR 38 | 2023 | FIXED_OM | NEW | other | USD/gigalumen_year | us | us | 12132508228.3421
commercial lighting | Lamp: LED PAR 38 | 2023 | FIXED_OM | NEW | warehouse | USD/gigalumen_year | us | us | 12132508228.3421
commercial lighting | Lamp: LED PAR 38 | 2023 | FIXED_OM | REPLACEMENT | assembly | USD/gigalumen_year | us | us | 12132508228.3421
commercial lighting | Lamp: LED PAR 38 | 2023 | FIXED_OM | REPLACEMENT | education | USD/gigalumen_year | us | us | 12132508228.3421
commercial lighting | Lamp: LED PAR 38 | 2023 | FIXED_OM | REPLACEMENT | food sales | USD/gigalumen_year | us | us | 12132508228.3421
commercial lighting | Lamp: LED PAR 38 | 2023 | FIXED_OM | REPLACEMENT | food service | USD/gigalumen_year | us | us | 12132508228.3421
commercial lighting | Lamp: LED PAR 38 | 2023 | FIXED_OM | REPLACEMENT | health | USD/gigalumen_year | us | us | 12132508228.3421
commercial lighting | Lamp: LED PAR 38 | 2023 | FIXED_OM | REPLACEMENT | lodging | USD/gigalumen_year | us | us | 12132508228.3421
commercial lighting | Lamp: LED PAR 38 | 2023 | FIXED_OM | REPLACEMENT | merc/service | USD/gigalumen_year | us | us | 12132508228.3421
commercial lighting | Lamp: LED PAR 38 | 2023 | FIXED_OM | REPLACEMENT | office-large | USD/gigalumen_year | us | us | 12132508228.3421
commercial lighting | Lamp: LED PAR 38 | 2023 | FIXED_OM | REPLACEMENT | office-small | USD/gigalumen_year | us | us | 12132508228.3421
commercial lighting | Lamp: LED PAR 38 | 2023 | FIXED_OM | REPLACEMENT | other | USD/gigalumen_year | us | us | 12132508228.3421
commercial lighting | Lamp: LED PAR 38 | 2023 | FIXED_OM | REPLACEMENT | warehouse | USD/gigalumen_year | us | us | 12132508228.3421
commercial lighting | Lamp: LED PAR 38 | 2024 | CAPITAL | NEW | assembly | USD/gigalumen_year | us | us | 147492776700.407
commercial lighting | Lamp: LED PAR 38 | 2024 | CAPITAL | NEW | education | USD/gigalumen_year | us | us | 147492776700.407
commercial lighting | Lamp: LED PAR 38 | 2024 | CAPITAL | NEW | food sales | USD/gigalumen_year | us | us | 147492776700.407
commercial lighting | Lamp: LED PAR 38 | 2024 | CAPITAL | NEW | food service | USD/gigalumen_year | us | us | 147492776700.407
commercial lighting | Lamp: LED PAR 38 | 2024 | CAPITAL | NEW | health | USD/gigalumen_year | us | us | 147492776700.407
commercial lighting | Lamp: LED PAR 38 | 2024 | CAPITAL | NEW | lodging | USD/gigalumen_year | us | us | 147492776700.407
commercial lighting | Lamp: LED PAR 38 | 2024 | CAPITAL | NEW | merc/service | USD/gigalumen_year | us | us | 147492776700.407
commercial lighting | Lamp: LED PAR 38 | 2024 | CAPITAL | NEW | office-large | USD/gigalumen_year | us | us | 147492776700.407
commercial lighting | Lamp: LED PAR 38 | 2024 | CAPITAL | NEW | office-small | USD/gigalumen_year | us | us | 147492776700.407
commercial lighting | Lamp: LED PAR 38 | 2024 | CAPITAL | NEW | other | USD/gigalumen_year | us | us | 147492776700.407
commercial lighting | Lamp: LED PAR 38 | 2024 | CAPITAL | NEW | warehouse | USD/gigalumen_year | us | us | 147492776700.407
commercial lighting | Lamp: LED PAR 38 | 2024 | CAPITAL | REPLACEMENT | assembly | USD/gigalumen_year | us | us | 147492776700.407
commercial lighting | Lamp: LED PAR 38 | 2024 | CAPITAL | REPLACEMENT | education | USD/gigalumen_year | us | us | 147492776700.407
commercial lighting | Lamp: LED PAR 38 | 2024 | CAPITAL | REPLACEMENT | food sales | USD/gigalumen_year | us | us | 147492776700.407
commercial lighting | Lamp: LED PAR 38 | 2024 | CAPITAL | REPLACEMENT | food service | USD/gigalumen_year | us | us | 147492776700.407
commercial lighting | Lamp: LED PAR 38 | 2024 | CAPITAL | REPLACEMENT | health | USD/gigalumen_year | us | us | 147492776700.407
commercial lighting | Lamp: LED PAR 38 | 2024 | CAPITAL | REPLACEMENT | lodging | USD/gigalumen_year | us | us | 147492776700.407
commercial lighting | Lamp: LED PAR 38 | 2024 | CAPITAL | REPLACEMENT | merc/service | USD/gigalumen_year | us | us | 147492776700.407
commercial lighting | Lamp: LED PAR 38 | 2024 | CAPITAL | REPLACEMENT | office-large | USD/gigalumen_year | us | us | 147492776700.407
commercial lighting | Lamp: LED PAR 38 | 2024 | CAPITAL | REPLACEMENT | office-small | USD/gigalumen_year | us | us | 147492776700.407
commercial lighting | Lamp: LED PAR 38 | 2024 | CAPITAL | REPLACEMENT | other | USD/gigalumen_year | us | us | 147492776700.407
commercial lighting | Lamp: LED PAR 38 | 2024 | CAPITAL | REPLACEMENT | warehouse | USD/gigalumen_year | us | us | 147492776700.407
commercial lighting | Lamp: LED PAR 38 | 2024 | FIXED_OM | NEW | assembly | USD/gigalumen_year | us | us | 11580496721.3411
commercial lighting | Lamp: LED PAR 38 | 2024 | FIXED_OM | NEW | education | USD/gigalumen_year | us | us | 11580496721.3411
commercial lighting | Lamp: LED PAR 38 | 2024 | FIXED_OM | NEW | food sales | USD/gigalumen_year | us | us | 11580496721.3411
commercial lighting | Lamp: LED PAR 38 | 2024 | FIXED_OM | NEW | food service | USD/gigalumen_year | us | us | 11580496721.3411
commercial lighting | Lamp: LED PAR 38 | 2024 | FIXED_OM | NEW | health | USD/gigalumen_year | us | us | 11580496721.3411
commercial lighting | Lamp: LED PAR 38 | 2024 | FIXED_OM | NEW | lodging | USD/gigalumen_year | us | us | 11580496721.3411
commercial lighting | Lamp: LED PAR 38 | 2024 | FIXED_OM | NEW | merc/service | USD/gigalumen_year | us | us | 11580496721.3411
commercial lighting | Lamp: LED PAR 38 | 2024 | FIXED_OM | NEW | office-large | USD/gigalumen_year | us | us | 11580496721.3411
commercial lighting | Lamp: LED PAR 38 | 2024 | FIXED_OM | NEW | office-small | USD/gigalumen_year | us | us | 11580496721.3411
commercial lighting | Lamp: LED PAR 38 | 2024 | FIXED_OM | NEW | other | USD/gigalumen_year | us | us | 11580496721.3411
commercial lighting | Lamp: LED PAR 38 | 2024 | FIXED_OM | NEW | warehouse | USD/gigalumen_year | us | us | 11580496721.3411
commercial lighting | Lamp: LED PAR 38 | 2024 | FIXED_OM | REPLACEMENT | assembly | USD/gigalumen_year | us | us | 11580496721.3411
commercial lighting | Lamp: LED PAR 38 | 2024 | FIXED_OM | REPLACEMENT | education | USD/gigalumen_year | us | us | 11580496721.3411
commercial lighting | Lamp: LED PAR 38 | 2024 | FIXED_OM | REPLACEMENT | food sales | USD/gigalumen_year | us | us | 11580496721.3411
commercial lighting | Lamp: LED PAR 38 | 2024 | FIXED_OM | REPLACEMENT | food service | USD/gigalumen_year | us | us | 11580496721.3411
commercial lighting | Lamp: LED PAR 38 | 2024 | FIXED_OM | REPLACEMENT | health | USD/gigalumen_year | us | us | 11580496721.3411
commercial lighting | Lamp: LED PAR 38 | 2024 | FIXED_OM | REPLACEMENT | lodging | USD/gigalumen_year | us | us | 11580496721.3411
commercial lighting | Lamp: LED PAR 38 | 2024 | FIXED_OM | REPLACEMENT | merc/service | USD/gigalumen_year | us | us | 11580496721.3411
commercial lighting | Lamp: LED PAR 38 | 2024 | FIXED_OM | REPLACEMENT | office-large | USD/gigalumen_year | us | us | 11580496721.3411
commercial lighting | Lamp: LED PAR 38 | 2024 | FIXED_OM | REPLACEMENT | office-small | USD/gigalumen_year | us | us | 11580496721.3411
commercial lighting | Lamp: LED PAR 38 | 2024 | FIXED_OM | REPLACEMENT | other | USD/gigalumen_year | us | us | 11580496721.3411
commercial lighting | Lamp: LED PAR 38 | 2024 | FIXED_OM | REPLACEMENT | warehouse | USD/gigalumen_year | us | us | 11580496721.3411
commercial lighting | Lamp: LED PAR 38 | 2025 | CAPITAL | NEW | assembly | USD/gigalumen_year | us | us | 140762934285.267
commercial lighting | Lamp: LED PAR 38 | 2025 | CAPITAL | NEW | education | USD/gigalumen_year | us | us | 140762934285.267
commercial lighting | Lamp: LED PAR 38 | 2025 | CAPITAL | NEW | food sales | USD/gigalumen_year | us | us | 140762934285.267
commercial lighting | Lamp: LED PAR 38 | 2025 | CAPITAL | NEW | food service | USD/gigalumen_year | us | us | 140762934285.267
commercial lighting | Lamp: LED PAR 38 | 2025 | CAPITAL | NEW | health | USD/gigalumen_year | us | us | 140762934285.267
commercial lighting | Lamp: LED PAR 38 | 2025 | CAPITAL | NEW | lodging | USD/gigalumen_year | us | us | 140762934285.267
commercial lighting | Lamp: LED PAR 38 | 2025 | CAPITAL | NEW | merc/service | USD/gigalumen_year | us | us | 140762934285.267
commercial lighting | Lamp: LED PAR 38 | 2025 | CAPITAL | NEW | office-large | USD/gigalumen_year | us | us | 140762934285.267
commercial lighting | Lamp: LED PAR 38 | 2025 | CAPITAL | NEW | office-small | USD/gigalumen_year | us | us | 140762934285.267
commercial lighting | Lamp: LED PAR 38 | 2025 | CAPITAL | NEW | other | USD/gigalumen_year | us | us | 140762934285.267
commercial lighting | Lamp: LED PAR 38 | 2025 | CAPITAL | NEW | warehouse | USD/gigalumen_year | us | us | 140762934285.267
commercial lighting | Lamp: LED PAR 38 | 2025 | CAPITAL | REPLACEMENT | assembly | USD/gigalumen_year | us | us | 140762934285.267
commercial lighting | Lamp: LED PAR 38 | 2025 | CAPITAL | REPLACEMENT | education | USD/gigalumen_year | us | us | 140762934285.267
commercial lighting | Lamp: LED PAR 38 | 2025 | CAPITAL | REPLACEMENT | food sales | USD/gigalumen_year | us | us | 140762934285.267
commercial lighting | Lamp: LED PAR 38 | 2025 | CAPITAL | REPLACEMENT | food service | USD/gigalumen_year | us | us | 140762934285.267
commercial lighting | Lamp: LED PAR 38 | 2025 | CAPITAL | REPLACEMENT | health | USD/gigalumen_year | us | us | 140762934285.267
commercial lighting | Lamp: LED PAR 38 | 2025 | CAPITAL | REPLACEMENT | lodging | USD/gigalumen_year | us | us | 140762934285.267
commercial lighting | Lamp: LED PAR 38 | 2025 | CAPITAL | REPLACEMENT | merc/service | USD/gigalumen_year | us | us | 140762934285.267
commercial lighting | Lamp: LED PAR 38 | 2025 | CAPITAL | REPLACEMENT | office-large | USD/gigalumen_year | us | us | 140762934285.267
commercial lighting | Lamp: LED PAR 38 | 2025 | CAPITAL | REPLACEMENT | office-small | USD/gigalumen_year | us | us | 140762934285.267
commercial lighting | Lamp: LED PAR 38 | 2025 | CAPITAL | REPLACEMENT | other | USD/gigalumen_year | us | us | 140762934285.267
commercial lighting | Lamp: LED PAR 38 | 2025 | CAPITAL | REPLACEMENT | warehouse | USD/gigalumen_year | us | us | 140762934285.267
commercial lighting | Lamp: LED PAR 38 | 2025 | FIXED_OM | NEW | assembly | USD/gigalumen_year | us | us | 11028485214.34
commercial lighting | Lamp: LED PAR 38 | 2025 | FIXED_OM | NEW | education | USD/gigalumen_year | us | us | 11028485214.34
commercial lighting | Lamp: LED PAR 38 | 2025 | FIXED_OM | NEW | food sales | USD/gigalumen_year | us | us | 11028485214.34
commercial lighting | Lamp: LED PAR 38 | 2025 | FIXED_OM | NEW | food service | USD/gigalumen_year | us | us | 11028485214.34
commercial lighting | Lamp: LED PAR 38 | 2025 | FIXED_OM | NEW | health | USD/gigalumen_year | us | us | 11028485214.34
commercial lighting | Lamp: LED PAR 38 | 2025 | FIXED_OM | NEW | lodging | USD/gigalumen_year | us | us | 11028485214.34
commercial lighting | Lamp: LED PAR 38 | 2025 | FIXED_OM | NEW | merc/service | USD/gigalumen_year | us | us | 11028485214.34
commercial lighting | Lamp: LED PAR 38 | 2025 | FIXED_OM | NEW | office-large | USD/gigalumen_year | us | us | 11028485214.34
commercial lighting | Lamp: LED PAR 38 | 2025 | FIXED_OM | NEW | office-small | USD/gigalumen_year | us | us | 11028485214.34
commercial lighting | Lamp: LED PAR 38 | 2025 | FIXED_OM | NEW | other | USD/gigalumen_year | us | us | 11028485214.34
commercial lighting | Lamp: LED PAR 38 | 2025 | FIXED_OM | NEW | warehouse | USD/gigalumen_year | us | us | 11028485214.34
commercial lighting | Lamp: LED PAR 38 | 2025 | FIXED_OM | REPLACEMENT | assembly | USD/gigalumen_year | us | us | 11028485214.34
commercial lighting | Lamp: LED PAR 38 | 2025 | FIXED_OM | REPLACEMENT | education | USD/gigalumen_year | us | us | 11028485214.34
commercial lighting | Lamp: LED PAR 38 | 2025 | FIXED_OM | REPLACEMENT | food sales | USD/gigalumen_year | us | us | 11028485214.34
commercial lighting | Lamp: LED PAR 38 | 2025 | FIXED_OM | REPLACEMENT | food service | USD/gigalumen_year | us | us | 11028485214.34
commercial lighting | Lamp: LED PAR 38 | 2025 | FIXED_OM | REPLACEMENT | health | USD/gigalumen_year | us | us | 11028485214.34
commercial lighting | Lamp: LED PAR 38 | 2025 | FIXED_OM | REPLACEMENT | lodging | USD/gigalumen_year | us | us | 11028485214.34
commercial lighting | Lamp: LED PAR 38 | 2025 | FIXED_OM | REPLACEMENT | merc/service | USD/gigalumen_year | us | us | 11028485214.34
commercial lighting | Lamp: LED PAR 38 | 2025 | FIXED_OM | REPLACEMENT | office-large | USD/gigalumen_year | us | us | 11028485214.34
commercial lighting | Lamp: LED PAR 38 | 2025 | FIXED_OM | REPLACEMENT | office-small | USD/gigalumen_year | us | us | 11028485214.34
commercial lighting | Lamp: LED PAR 38 | 2025 | FIXED_OM | REPLACEMENT | other | USD/gigalumen_year | us | us | 11028485214.34
commercial lighting | Lamp: LED PAR 38 | 2025 | FIXED_OM | REPLACEMENT | warehouse | USD/gigalumen_year | us | us | 11028485214.34
commercial lighting | Lamp: LED PAR 38 | 2026 | CAPITAL | NEW | assembly | USD/gigalumen_year | us | us | 134033091870.126
commercial lighting | Lamp: LED PAR 38 | 2026 | CAPITAL | NEW | education | USD/gigalumen_year | us | us | 134033091870.126
commercial lighting | Lamp: LED PAR 38 | 2026 | CAPITAL | NEW | food sales | USD/gigalumen_year | us | us | 134033091870.126
commercial lighting | Lamp: LED PAR 38 | 2026 | CAPITAL | NEW | food service | USD/gigalumen_year | us | us | 134033091870.126
commercial lighting | Lamp: LED PAR 38 | 2026 | CAPITAL | NEW | health | USD/gigalumen_year | us | us | 134033091870.126
commercial lighting | Lamp: LED PAR 38 | 2026 | CAPITAL | NEW | lodging | USD/gigalumen_year | us | us | 134033091870.126
commercial lighting | Lamp: LED PAR 38 | 2026 | CAPITAL | NEW | merc/service | USD/gigalumen_year | us | us | 134033091870.126
commercial lighting | Lamp: LED PAR 38 | 2026 | CAPITAL | NEW | office-large | USD/gigalumen_year | us | us | 134033091870.126
commercial lighting | Lamp: LED PAR 38 | 2026 | CAPITAL | NEW | office-small | USD/gigalumen_year | us | us | 134033091870.126
commercial lighting | Lamp: LED PAR 38 | 2026 | CAPITAL | NEW | other | USD/gigalumen_year | us | us | 134033091870.126
commercial lighting | Lamp: LED PAR 38 | 2026 | CAPITAL | NEW | warehouse | USD/gigalumen_year | us | us | 134033091870.126
commercial lighting | Lamp: LED PAR 38 | 2026 | CAPITAL | REPLACEMENT | assembly | USD/gigalumen_year | us | us | 134033091870.126
commercial lighting | Lamp: LED PAR 38 | 2026 | CAPITAL | REPLACEMENT | education | USD/gigalumen_year | us | us | 134033091870.126
commercial lighting | Lamp: LED PAR 38 | 2026 | CAPITAL | REPLACEMENT | food sales | USD/gigalumen_year | us | us | 134033091870.126
commercial lighting | Lamp: LED PAR 38 | 2026 | CAPITAL | REPLACEMENT | food service | USD/gigalumen_year | us | us | 134033091870.126
commercial lighting | Lamp: LED PAR 38 | 2026 | CAPITAL | REPLACEMENT | health | USD/gigalumen_year | us | us | 134033091870.126
commercial lighting | Lamp: LED PAR 38 | 2026 | CAPITAL | REPLACEMENT | lodging | USD/gigalumen_year | us | us | 134033091870.126
commercial lighting | Lamp: LED PAR 38 | 2026 | CAPITAL | REPLACEMENT | merc/service | USD/gigalumen_year | us | us | 134033091870.126
commercial lighting | Lamp: LED PAR 38 | 2026 | CAPITAL | REPLACEMENT | office-large | USD/gigalumen_year | us | us | 134033091870.126
commercial lighting | Lamp: LED PAR 38 | 2026 | CAPITAL | REPLACEMENT | office-small | USD/gigalumen_year | us | us | 134033091870.126
commercial lighting | Lamp: LED PAR 38 | 2026 | CAPITAL | REPLACEMENT | other | USD/gigalumen_year | us | us | 134033091870.126
commercial lighting | Lamp: LED PAR 38 | 2026 | CAPITAL | REPLACEMENT | warehouse | USD/gigalumen_year | us | us | 134033091870.126
commercial lighting | Lamp: LED PAR 38 | 2026 | FIXED_OM | NEW | assembly | USD/gigalumen_year | us | us | 10476473707.339
commercial lighting | Lamp: LED PAR 38 | 2026 | FIXED_OM | NEW | education | USD/gigalumen_year | us | us | 10476473707.339
commercial lighting | Lamp: LED PAR 38 | 2026 | FIXED_OM | NEW | food sales | USD/gigalumen_year | us | us | 10476473707.339
commercial lighting | Lamp: LED PAR 38 | 2026 | FIXED_OM | NEW | food service | USD/gigalumen_year | us | us | 10476473707.339
commercial lighting | Lamp: LED PAR 38 | 2026 | FIXED_OM | NEW | health | USD/gigalumen_year | us | us | 10476473707.339
commercial lighting | Lamp: LED PAR 38 | 2026 | FIXED_OM | NEW | lodging | USD/gigalumen_year | us | us | 10476473707.339
commercial lighting | Lamp: LED PAR 38 | 2026 | FIXED_OM | NEW | merc/service | USD/gigalumen_year | us | us | 10476473707.339
commercial lighting | Lamp: LED PAR 38 | 2026 | FIXED_OM | NEW | office-large | USD/gigalumen_year | us | us | 10476473707.339
commercial lighting | Lamp: LED PAR 38 | 2026 | FIXED_OM | NEW | office-small | USD/gigalumen_year | us | us | 10476473707.339
commercial lighting | Lamp: LED PAR 38 | 2026 | FIXED_OM | NEW | other | USD/gigalumen_year | us | us | 10476473707.339
commercial lighting | Lamp: LED PAR 38 | 2026 | FIXED_OM | NEW | warehouse | USD/gigalumen_year | us | us | 10476473707.339
commercial lighting | Lamp: LED PAR 38 | 2026 | FIXED_OM | REPLACEMENT | assembly | USD/gigalumen_year | us | us | 10476473707.339
commercial lighting | Lamp: LED PAR 38 | 2026 | FIXED_OM | REPLACEMENT | education | USD/gigalumen_year | us | us | 10476473707.339
commercial lighting | Lamp: LED PAR 38 | 2026 | FIXED_OM | REPLACEMENT | food sales | USD/gigalumen_year | us | us | 10476473707.339
commercial lighting | Lamp: LED PAR 38 | 2026 | FIXED_OM | REPLACEMENT | food service | USD/gigalumen_year | us | us | 10476473707.339
commercial lighting | Lamp: LED PAR 38 | 2026 | FIXED_OM | REPLACEMENT | health | USD/gigalumen_year | us | us | 10476473707.339
commercial lighting | Lamp: LED PAR 38 | 2026 | FIXED_OM | REPLACEMENT | lodging | USD/gigalumen_year | us | us | 10476473707.339
commercial lighting | Lamp: LED PAR 38 | 2026 | FIXED_OM | REPLACEMENT | merc/service | USD/gigalumen_year | us | us | 10476473707.339
commercial lighting | Lamp: LED PAR 38 | 2026 | FIXED_OM | REPLACEMENT | office-large | USD/gigalumen_year | us | us | 10476473707.339
commercial lighting | Lamp: LED PAR 38 | 2026 | FIXED_OM | REPLACEMENT | office-small | USD/gigalumen_year | us | us | 10476473707.339
commercial lighting | Lamp: LED PAR 38 | 2026 | FIXED_OM | REPLACEMENT | other | USD/gigalumen_year | us | us | 10476473707.339
commercial lighting | Lamp: LED PAR 38 | 2026 | FIXED_OM | REPLACEMENT | warehouse | USD/gigalumen_year | us | us | 10476473707.339
commercial lighting | Lamp: LED PAR 38 | 2027 | CAPITAL | NEW | assembly | USD/gigalumen_year | us | us | 127303249454.986
commercial lighting | Lamp: LED PAR 38 | 2027 | CAPITAL | NEW | education | USD/gigalumen_year | us | us | 127303249454.986
commercial lighting | Lamp: LED PAR 38 | 2027 | CAPITAL | NEW | food sales | USD/gigalumen_year | us | us | 127303249454.986
commercial lighting | Lamp: LED PAR 38 | 2027 | CAPITAL | NEW | food service | USD/gigalumen_year | us | us | 127303249454.986
commercial lighting | Lamp: LED PAR 38 | 2027 | CAPITAL | NEW | health | USD/gigalumen_year | us | us | 127303249454.986
commercial lighting | Lamp: LED PAR 38 | 2027 | CAPITAL | NEW | lodging | USD/gigalumen_year | us | us | 127303249454.986
commercial lighting | Lamp: LED PAR 38 | 2027 | CAPITAL | NEW | merc/service | USD/gigalumen_year | us | us | 127303249454.986
commercial lighting | Lamp: LED PAR 38 | 2027 | CAPITAL | NEW | office-large | USD/gigalumen_year | us | us | 127303249454.986
commercial lighting | Lamp: LED PAR 38 | 2027 | CAPITAL | NEW | office-small | USD/gigalumen_year | us | us | 127303249454.986
commercial lighting | Lamp: LED PAR 38 | 2027 | CAPITAL | NEW | other | USD/gigalumen_year | us | us | 127303249454.986
commercial lighting | Lamp: LED PAR 38 | 2027 | CAPITAL | NEW | warehouse | USD/gigalumen_year | us | us | 127303249454.986
commercial lighting | Lamp: LED PAR 38 | 2027 | CAPITAL | REPLACEMENT | assembly | USD/gigalumen_year | us | us | 127303249454.986
commercial lighting | Lamp: LED PAR 38 | 2027 | CAPITAL | REPLACEMENT | education | USD/gigalumen_year | us | us | 127303249454.986
commercial lighting | Lamp: LED PAR 38 | 2027 | CAPITAL | REPLACEMENT | food sales | USD/gigalumen_year | us | us | 127303249454.986
commercial lighting | Lamp: LED PAR 38 | 2027 | CAPITAL | REPLACEMENT | food service | USD/gigalumen_year | us | us | 127303249454.986
commercial lighting | Lamp: LED PAR 38 | 2027 | CAPITAL | REPLACEMENT | health | USD/gigalumen_year | us | us | 127303249454.986
commercial lighting | Lamp: LED PAR 38 | 2027 | CAPITAL | REPLACEMENT | lodging | USD/gigalumen_year | us | us | 127303249454.986
commercial lighting | Lamp: LED PAR 38 | 2027 | CAPITAL | REPLACEMENT | merc/service | USD/gigalumen_year | us | us | 127303249454.986
commercial lighting | Lamp: LED PAR 38 | 2027 | CAPITAL | REPLACEMENT | office-large | USD/gigalumen_year | us | us | 127303249454.986
commercial lighting | Lamp: LED PAR 38 | 2027 | CAPITAL | REPLACEMENT | office-small | USD/gigalumen_year | us | us | 127303249454.986
commercial lighting | Lamp: LED PAR 38 | 2027 | CAPITAL | REPLACEMENT | other | USD/gigalumen_year | us | us | 127303249454.986
commercial lighting | Lamp: LED PAR 38 | 2027 | CAPITAL | REPLACEMENT | warehouse | USD/gigalumen_year | us | us | 127303249454.986
commercial lighting | Lamp: LED PAR 38 | 2027 | FIXED_OM | NEW | assembly | USD/gigalumen_year | us | us | 9924462200.338
commercial lighting | Lamp: LED PAR 38 | 2027 | FIXED_OM | NEW | education | USD/gigalumen_year | us | us | 9924462200.338
commercial lighting | Lamp: LED PAR 38 | 2027 | FIXED_OM | NEW | food sales | USD/gigalumen_year | us | us | 9924462200.338
commercial lighting | Lamp: LED PAR 38 | 2027 | FIXED_OM | NEW | food service | USD/gigalumen_year | us | us | 9924462200.338
commercial lighting | Lamp: LED PAR 38 | 2027 | FIXED_OM | NEW | health | USD/gigalumen_year | us | us | 9924462200.338
commercial lighting | Lamp: LED PAR 38 | 2027 | FIXED_OM | NEW | lodging | USD/gigalumen_year | us | us | 9924462200.338
commercial lighting | Lamp: LED PAR 38 | 2027 | FIXED_OM | NEW | merc/service | USD/gigalumen_year | us | us | 9924462200.338
commercial lighting | Lamp: LED PAR 38 | 2027 | FIXED_OM | NEW | office-large | USD/gigalumen_year | us | us | 9924462200.338
commercial lighting | Lamp: LED PAR 38 | 2027 | FIXED_OM | NEW | office-small | USD/gigalumen_year | us | us | 9924462200.338
commercial lighting | Lamp: LED PAR 38 | 2027 | FIXED_OM | NEW | other | USD/gigalumen_year | us | us | 9924462200.338
commercial lighting | Lamp: LED PAR 38 | 2027 | FIXED_OM | NEW | warehouse | USD/gigalumen_year | us | us | 9924462200.338
commercial lighting | Lamp: LED PAR 38 | 2027 | FIXED_OM | REPLACEMENT | assembly | USD/gigalumen_year | us | us | 9924462200.338
commercial lighting | Lamp: LED PAR 38 | 2027 | FIXED_OM | REPLACEMENT | education | USD/gigalumen_year | us | us | 9924462200.338
commercial lighting | Lamp: LED PAR 38 | 2027 | FIXED_OM | REPLACEMENT | food sales | USD/gigalumen_year | us | us | 9924462200.338
commercial lighting | Lamp: LED PAR 38 | 2027 | FIXED_OM | REPLACEMENT | food service | USD/gigalumen_year | us | us | 9924462200.338
commercial lighting | Lamp: LED PAR 38 | 2027 | FIXED_OM | REPLACEMENT | health | USD/gigalumen_year | us | us | 9924462200.338
commercial lighting | Lamp: LED PAR 38 | 2027 | FIXED_OM | REPLACEMENT | lodging | USD/gigalumen_year | us | us | 9924462200.338
commercial lighting | Lamp: LED PAR 38 | 2027 | FIXED_OM | REPLACEMENT | merc/service | USD/gigalumen_year | us | us | 9924462200.338
commercial lighting | Lamp: LED PAR 38 | 2027 | FIXED_OM | REPLACEMENT | office-large | USD/gigalumen_year | us | us | 9924462200.338
commercial lighting | Lamp: LED PAR 38 | 2027 | FIXED_OM | REPLACEMENT | office-small | USD/gigalumen_year | us | us | 9924462200.338
commercial lighting | Lamp: LED PAR 38 | 2027 | FIXED_OM | REPLACEMENT | other | USD/gigalumen_year | us | us | 9924462200.338
commercial lighting | Lamp: LED PAR 38 | 2027 | FIXED_OM | REPLACEMENT | warehouse | USD/gigalumen_year | us | us | 9924462200.338
commercial lighting | Lamp: LED PAR 38 | 2028 | CAPITAL | NEW | assembly | USD/gigalumen_year | us | us | 120573407039.846
commercial lighting | Lamp: LED PAR 38 | 2028 | CAPITAL | NEW | education | USD/gigalumen_year | us | us | 120573407039.846
commercial lighting | Lamp: LED PAR 38 | 2028 | CAPITAL | NEW | food sales | USD/gigalumen_year | us | us | 120573407039.846
commercial lighting | Lamp: LED PAR 38 | 2028 | CAPITAL | NEW | food service | USD/gigalumen_year | us | us | 120573407039.846
commercial lighting | Lamp: LED PAR 38 | 2028 | CAPITAL | NEW | health | USD/gigalumen_year | us | us | 120573407039.846
commercial lighting | Lamp: LED PAR 38 | 2028 | CAPITAL | NEW | lodging | USD/gigalumen_year | us | us | 120573407039.846
commercial lighting | Lamp: LED PAR 38 | 2028 | CAPITAL | NEW | merc/service | USD/gigalumen_year | us | us | 120573407039.846
commercial lighting | Lamp: LED PAR 38 | 2028 | CAPITAL | NEW | office-large | USD/gigalumen_year | us | us | 120573407039.846
commercial lighting | Lamp: LED PAR 38 | 2028 | CAPITAL | NEW | office-small | USD/gigalumen_year | us | us | 120573407039.846
commercial lighting | Lamp: LED PAR 38 | 2028 | CAPITAL | NEW | other | USD/gigalumen_year | us | us | 120573407039.846
commercial lighting | Lamp: LED PAR 38 | 2028 | CAPITAL | NEW | warehouse | USD/gigalumen_year | us | us | 120573407039.846
commercial lighting | Lamp: LED PAR 38 | 2028 | CAPITAL | REPLACEMENT | assembly | USD/gigalumen_year | us | us | 120573407039.846
commercial lighting | Lamp: LED PAR 38 | 2028 | CAPITAL | REPLACEMENT | education | USD/gigalumen_year | us | us | 120573407039.846
commercial lighting | Lamp: LED PAR 38 | 2028 | CAPITAL | REPLACEMENT | food sales | USD/gigalumen_year | us | us | 120573407039.846
commercial lighting | Lamp: LED PAR 38 | 2028 | CAPITAL | REPLACEMENT | food service | USD/gigalumen_year | us | us | 120573407039.846
commercial lighting | Lamp: LED PAR 38 | 2028 | CAPITAL | REPLACEMENT | health | USD/gigalumen_year | us | us | 120573407039.846
commercial lighting | Lamp: LED PAR 38 | 2028 | CAPITAL | REPLACEMENT | lodging | USD/gigalumen_year | us | us | 120573407039.846
commercial lighting | Lamp: LED PAR 38 | 2028 | CAPITAL | REPLACEMENT | merc/service | USD/gigalumen_year | us | us | 120573407039.846
commercial lighting | Lamp: LED PAR 38 | 2028 | CAPITAL | REPLACEMENT | office-large | USD/gigalumen_year | us | us | 120573407039.846
commercial lighting | Lamp: LED PAR 38 | 2028 | CAPITAL | REPLACEMENT | office-small | USD/gigalumen_year | us | us | 120573407039.846
commercial lighting | Lamp: LED PAR 38 | 2028 | CAPITAL | REPLACEMENT | other | USD/gigalumen_year | us | us | 120573407039.846
commercial lighting | Lamp: LED PAR 38 | 2028 | CAPITAL | REPLACEMENT | warehouse | USD/gigalumen_year | us | us | 120573407039.846
commercial lighting | Lamp: LED PAR 38 | 2028 | FIXED_OM | NEW | assembly | USD/gigalumen_year | us | us | 9372450693.3369
commercial lighting | Lamp: LED PAR 38 | 2028 | FIXED_OM | NEW | education | USD/gigalumen_year | us | us | 9372450693.3369
commercial lighting | Lamp: LED PAR 38 | 2028 | FIXED_OM | NEW | food sales | USD/gigalumen_year | us | us | 9372450693.3369
commercial lighting | Lamp: LED PAR 38 | 2028 | FIXED_OM | NEW | food service | USD/gigalumen_year | us | us | 9372450693.3369
commercial lighting | Lamp: LED PAR 38 | 2028 | FIXED_OM | NEW | health | USD/gigalumen_year | us | us | 9372450693.3369
commercial lighting | Lamp: LED PAR 38 | 2028 | FIXED_OM | NEW | lodging | USD/gigalumen_year | us | us | 9372450693.3369
commercial lighting | Lamp: LED PAR 38 | 2028 | FIXED_OM | NEW | merc/service | USD/gigalumen_year | us | us | 9372450693.3369
commercial lighting | Lamp: LED PAR 38 | 2028 | FIXED_OM | NEW | office-large | USD/gigalumen_year | us | us | 9372450693.3369
commercial lighting | Lamp: LED PAR 38 | 2028 | FIXED_OM | NEW | office-small | USD/gigalumen_year | us | us | 9372450693.3369
commercial lighting | Lamp: LED PAR 38 | 2028 | FIXED_OM | NEW | other | USD/gigalumen_year | us | us | 9372450693.3369
commercial lighting | Lamp: LED PAR 38 | 2028 | FIXED_OM | NEW | warehouse | USD/gigalumen_year | us | us | 9372450693.3369
commercial lighting | Lamp: LED PAR 38 | 2028 | FIXED_OM | REPLACEMENT | assembly | USD/gigalumen_year | us | us | 9372450693.3369
commercial lighting | Lamp: LED PAR 38 | 2028 | FIXED_OM | REPLACEMENT | education | USD/gigalumen_year | us | us | 9372450693.3369
commercial lighting | Lamp: LED PAR 38 | 2028 | FIXED_OM | REPLACEMENT | food sales | USD/gigalumen_year | us | us | 9372450693.3369
commercial lighting | Lamp: LED PAR 38 | 2028 | FIXED_OM | REPLACEMENT | food service | USD/gigalumen_year | us | us | 9372450693.3369
commercial lighting | Lamp: LED PAR 38 | 2028 | FIXED_OM | REPLACEMENT | health | USD/gigalumen_year | us | us | 9372450693.3369
commercial lighting | Lamp: LED PAR 38 | 2028 | FIXED_OM | REPLACEMENT | lodging | USD/gigalumen_year | us | us | 9372450693.3369
commercial lighting | Lamp: LED PAR 38 | 2028 | FIXED_OM | REPLACEMENT | merc/service | USD/gigalumen_year | us | us | 9372450693.3369
commercial lighting | Lamp: LED PAR 38 | 2028 | FIXED_OM | REPLACEMENT | office-large | USD/gigalumen_year | us | us | 9372450693.3369
commercial lighting | Lamp: LED PAR 38 | 2028 | FIXED_OM | REPLACEMENT | office-small | USD/gigalumen_year | us | us | 9372450693.3369
commercial lighting | Lamp: LED PAR 38 | 2028 | FIXED_OM | REPLACEMENT | other | USD/gigalumen_year | us | us | 9372450693.3369
commercial lighting | Lamp: LED PAR 38 | 2028 | FIXED_OM | REPLACEMENT | warehouse | USD/gigalumen_year | us | us | 9372450693.3369
commercial lighting | Lamp: LED PAR 38 | 2029 | CAPITAL | NEW | assembly | USD/gigalumen_year | us | us | 113843564624.705
commercial lighting | Lamp: LED PAR 38 | 2029 | CAPITAL | NEW | education | USD/gigalumen_year | us | us | 113843564624.705
commercial lighting | Lamp: LED PAR 38 | 2029 | CAPITAL | NEW | food sales | USD/gigalumen_year | us | us | 113843564624.705
commercial lighting | Lamp: LED PAR 38 | 2029 | CAPITAL | NEW | food service | USD/gigalumen_year | us | us | 113843564624.705
commercial lighting | Lamp: LED PAR 38 | 2029 | CAPITAL | NEW | health | USD/gigalumen_year | us | us | 113843564624.705
commercial lighting | Lamp: LED PAR 38 | 2029 | CAPITAL | NEW | lodging | USD/gigalumen_year | us | us | 113843564624.705
commercial lighting | Lamp: LED PAR 38 | 2029 | CAPITAL | NEW | merc/service | USD/gigalumen_year | us | us | 113843564624.705
commercial lighting | Lamp: LED PAR 38 | 2029 | CAPITAL | NEW | office-large | USD/gigalumen_year | us | us | 113843564624.705
commercial lighting | Lamp: LED PAR 38 | 2029 | CAPITAL | NEW | office-small | USD/gigalumen_year | us | us | 113843564624.705
commercial lighting | Lamp: LED PAR 38 | 2029 | CAPITAL | NEW | other | USD/gigalumen_year | us | us | 113843564624.705
commercial lighting | Lamp: LED PAR 38 | 2029 | CAPITAL | NEW | warehouse | USD/gigalumen_year | us | us | 113843564624.705
commercial lighting | Lamp: LED PAR 38 | 2029 | CAPITAL | REPLACEMENT | assembly | USD/gigalumen_year | us | us | 113843564624.705
commercial lighting | Lamp: LED PAR 38 | 2029 | CAPITAL | REPLACEMENT | education | USD/gigalumen_year | us | us | 113843564624.705
commercial lighting | Lamp: LED PAR 38 | 2029 | CAPITAL | REPLACEMENT | food sales | USD/gigalumen_year | us | us | 113843564624.705
commercial lighting | Lamp: LED PAR 38 | 2029 | CAPITAL | REPLACEMENT | food service | USD/gigalumen_year | us | us | 113843564624.705
commercial lighting | Lamp: LED PAR 38 | 2029 | CAPITAL | REPLACEMENT | health | USD/gigalumen_year | us | us | 113843564624.705
commercial lighting | Lamp: LED PAR 38 | 2029 | CAPITAL | REPLACEMENT | lodging | USD/gigalumen_year | us | us | 113843564624.705
commercial lighting | Lamp: LED PAR 38 | 2029 | CAPITAL | REPLACEMENT | merc/service | USD/gigalumen_year | us | us | 113843564624.705
commercial lighting | Lamp: LED PAR 38 | 2029 | CAPITAL | REPLACEMENT | office-large | USD/gigalumen_year | us | us | 113843564624.705
commercial lighting | Lamp: LED PAR 38 | 2029 | CAPITAL | REPLACEMENT | office-small | USD/gigalumen_year | us | us | 113843564624.705
commercial lighting | Lamp: LED PAR 38 | 2029 | CAPITAL | REPLACEMENT | other | USD/gigalumen_year | us | us | 113843564624.705
commercial lighting | Lamp: LED PAR 38 | 2029 | CAPITAL | REPLACEMENT | warehouse | USD/gigalumen_year | us | us | 113843564624.705
commercial lighting | Lamp: LED PAR 38 | 2029 | FIXED_OM | NEW | assembly | USD/gigalumen_year | us | us | 8820439186.3359
commercial lighting | Lamp: LED PAR 38 | 2029 | FIXED_OM | NEW | education | USD/gigalumen_year | us | us | 8820439186.3359
commercial lighting | Lamp: LED PAR 38 | 2029 | FIXED_OM | NEW | food sales | USD/gigalumen_year | us | us | 8820439186.3359
commercial lighting | Lamp: LED PAR 38 | 2029 | FIXED_OM | NEW | food service | USD/gigalumen_year | us | us | 8820439186.3359
commercial lighting | Lamp: LED PAR 38 | 2029 | FIXED_OM | NEW | health | USD/gigalumen_year | us | us | 8820439186.3359
commercial lighting | Lamp: LED PAR 38 | 2029 | FIXED_OM | NEW | lodging | USD/gigalumen_year | us | us | 8820439186.3359
commercial lighting | Lamp: LED PAR 38 | 2029 | FIXED_OM | NEW | merc/service | USD/gigalumen_year | us | us | 8820439186.3359
commercial lighting | Lamp: LED PAR 38 | 2029 | FIXED_OM | NEW | office-large | USD/gigalumen_year | us | us | 8820439186.3359
commercial lighting | Lamp: LED PAR 38 | 2029 | FIXED_OM | NEW | office-small | USD/gigalumen_year | us | us | 8820439186.3359
commercial lighting | Lamp: LED PAR 38 | 2029 | FIXED_OM | NEW | other | USD/gigalumen_year | us | us | 8820439186.3359
commercial lighting | Lamp: LED PAR 38 | 2029 | FIXED_OM | NEW | warehouse | USD/gigalumen_year | us | us | 8820439186.3359
commercial lighting | Lamp: LED PAR 38 | 2029 | FIXED_OM | REPLACEMENT | assembly | USD/gigalumen_year | us | us | 8820439186.3359
commercial lighting | Lamp: LED PAR 38 | 2029 | FIXED_OM | REPLACEMENT | education | USD/gigalumen_year | us | us | 8820439186.3359
commercial lighting | Lamp: LED PAR 38 | 2029 | FIXED_OM | REPLACEMENT | food sales | USD/gigalumen_year | us | us | 8820439186.3359
commercial lighting | Lamp: LED PAR 38 | 2029 | FIXED_OM | REPLACEMENT | food service | USD/gigalumen_year | us | us | 8820439186.3359
commercial lighting | Lamp: LED PAR 38 | 2029 | FIXED_OM | REPLACEMENT | health | USD/gigalumen_year | us | us | 8820439186.3359
commercial lighting | Lamp: LED PAR 38 | 2029 | FIXED_OM | REPLACEMENT | lodging | USD/gigalumen_year | us | us | 8820439186.3359
commercial lighting | Lamp: LED PAR 38 | 2029 | FIXED_OM | REPLACEMENT | merc/service | USD/gigalumen_year | us | us | 8820439186.3359
commercial lighting | Lamp: LED PAR 38 | 2029 | FIXED_OM | REPLACEMENT | office-large | USD/gigalumen_year | us | us | 8820439186.3359
commercial lighting | Lamp: LED PAR 38 | 2029 | FIXED_OM | REPLACEMENT | office-small | USD/gigalumen_year | us | us | 8820439186.3359
commercial lighting | Lamp: LED PAR 38 | 2029 | FIXED_OM | REPLACEMENT | other | USD/gigalumen_year | us | us | 8820439186.3359
commercial lighting | Lamp: LED PAR 38 | 2029 | FIXED_OM | REPLACEMENT | warehouse | USD/gigalumen_year | us | us | 8820439186.3359
commercial lighting | Lamp: LED PAR 38 | 2030 | CAPITAL | NEW | assembly | USD/gigalumen_year | us | us | 107113722209.565
commercial lighting | Lamp: LED PAR 38 | 2030 | CAPITAL | NEW | education | USD/gigalumen_year | us | us | 107113722209.565
commercial lighting | Lamp: LED PAR 38 | 2030 | CAPITAL | NEW | food sales | USD/gigalumen_year | us | us | 107113722209.565
commercial lighting | Lamp: LED PAR 38 | 2030 | CAPITAL | NEW | food service | USD/gigalumen_year | us | us | 107113722209.565
commercial lighting | Lamp: LED PAR 38 | 2030 | CAPITAL | NEW | health | USD/gigalumen_year | us | us | 107113722209.565
commercial lighting | Lamp: LED PAR 38 | 2030 | CAPITAL | NEW | lodging | USD/gigalumen_year | us | us | 107113722209.565
commercial lighting | Lamp: LED PAR 38 | 2030 | CAPITAL | NEW | merc/service | USD/gigalumen_year | us | us | 107113722209.565
commercial lighting | Lamp: LED PAR 38 | 2030 | CAPITAL | NEW | office-large | USD/gigalumen_year | us | us | 107113722209.565
commercial lighting | Lamp: LED PAR 38 | 2030 | CAPITAL | NEW | office-small | USD/gigalumen_year | us | us | 107113722209.565
commercial lighting | Lamp: LED PAR 38 | 2030 | CAPITAL | NEW | other | USD/gigalumen_year | us | us | 107113722209.565
commercial lighting | Lamp: LED PAR 38 | 2030 | CAPITAL | NEW | warehouse | USD/gigalumen_year | us | us | 107113722209.565
commercial lighting | Lamp: LED PAR 38 | 2030 | CAPITAL | REPLACEMENT | assembly | USD/gigalumen_year | us | us | 107113722209.565
commercial lighting | Lamp: LED PAR 38 | 2030 | CAPITAL | REPLACEMENT | education | USD/gigalumen_year | us | us | 107113722209.565
commercial lighting | Lamp: LED PAR 38 | 2030 | CAPITAL | REPLACEMENT | food sales | USD/gigalumen_year | us | us | 107113722209.565
commercial lighting | Lamp: LED PAR 38 | 2030 | CAPITAL | REPLACEMENT | food service | USD/gigalumen_year | us | us | 107113722209.565
commercial lighting | Lamp: LED PAR 38 | 2030 | CAPITAL | REPLACEMENT | health | USD/gigalumen_year | us | us | 107113722209.565
commercial lighting | Lamp: LED PAR 38 | 2030 | CAPITAL | REPLACEMENT | lodging | USD/gigalumen_year | us | us | 107113722209.565
commercial lighting | Lamp: LED PAR 38 | 2030 | CAPITAL | REPLACEMENT | merc/service | USD/gigalumen_year | us | us | 107113722209.565
commercial lighting | Lamp: LED PAR 38 | 2030 | CAPITAL | REPLACEMENT | office-large | USD/gigalumen_year | us | us | 107113722209.565
commercial lighting | Lamp: LED PAR 38 | 2030 | CAPITAL | REPLACEMENT | office-small | USD/gigalumen_year | us | us | 107113722209.565
commercial lighting | Lamp: LED PAR 38 | 2030 | CAPITAL | REPLACEMENT | other | USD/gigalumen_year | us | us | 107113722209.565
commercial lighting | Lamp: LED PAR 38 | 2030 | CAPITAL | REPLACEMENT | warehouse | USD/gigalumen_year | us | us | 107113722209.565
commercial lighting | Lamp: LED PAR 38 | 2030 | FIXED_OM | NEW | assembly | USD/gigalumen_year | us | us | 8268427679.3349
commercial lighting | Lamp: LED PAR 38 | 2030 | FIXED_OM | NEW | education | USD/gigalumen_year | us | us | 8268427679.3349
commercial lighting | Lamp: LED PAR 38 | 2030 | FIXED_OM | NEW | food sales | USD/gigalumen_year | us | us | 8268427679.3349
commercial lighting | Lamp: LED PAR 38 | 2030 | FIXED_OM | NEW | food service | USD/gigalumen_year | us | us | 8268427679.3349
commercial lighting | Lamp: LED PAR 38 | 2030 | FIXED_OM | NEW | health | USD/gigalumen_year | us | us | 8268427679.3349
commercial lighting | Lamp: LED PAR 38 | 2030 | FIXED_OM | NEW | lodging | USD/gigalumen_year | us | us | 8268427679.3349
commercial lighting | Lamp: LED PAR 38 | 2030 | FIXED_OM | NEW | merc/service | USD/gigalumen_year | us | us | 8268427679.3349
commercial lighting | Lamp: LED PAR 38 | 2030 | FIXED_OM | NEW | office-large | USD/gigalumen_year | us | us | 8268427679.3349
commercial lighting | Lamp: LED PAR 38 | 2030 | FIXED_OM | NEW | office-small | USD/gigalumen_year | us | us | 8268427679.3349
commercial lighting | Lamp: LED PAR 38 | 2030 | FIXED_OM | NEW | other | USD/gigalumen_year | us | us | 8268427679.3349
commercial lighting | Lamp: LED PAR 38 | 2030 | FIXED_OM | NEW | warehouse | USD/gigalumen_year | us | us | 8268427679.3349
commercial lighting | Lamp: LED PAR 38 | 2030 | FIXED_OM | REPLACEMENT | assembly | USD/gigalumen_year | us | us | 8268427679.3349
commercial lighting | Lamp: LED PAR 38 | 2030 | FIXED_OM | REPLACEMENT | education | USD/gigalumen_year | us | us | 8268427679.3349
commercial lighting | Lamp: LED PAR 38 | 2030 | FIXED_OM | REPLACEMENT | food sales | USD/gigalumen_year | us | us | 8268427679.3349
commercial lighting | Lamp: LED PAR 38 | 2030 | FIXED_OM | REPLACEMENT | food service | USD/gigalumen_year | us | us | 8268427679.3349
commercial lighting | Lamp: LED PAR 38 | 2030 | FIXED_OM | REPLACEMENT | health | USD/gigalumen_year | us | us | 8268427679.3349
commercial lighting | Lamp: LED PAR 38 | 2030 | FIXED_OM | REPLACEMENT | lodging | USD/gigalumen_year | us | us | 8268427679.3349
commercial lighting | Lamp: LED PAR 38 | 2030 | FIXED_OM | REPLACEMENT | merc/service | USD/gigalumen_year | us | us | 8268427679.3349
commercial lighting | Lamp: LED PAR 38 | 2030 | FIXED_OM | REPLACEMENT | office-large | USD/gigalumen_year | us | us | 8268427679.3349
commercial lighting | Lamp: LED PAR 38 | 2030 | FIXED_OM | REPLACEMENT | office-small | USD/gigalumen_year | us | us | 8268427679.3349
commercial lighting | Lamp: LED PAR 38 | 2030 | FIXED_OM | REPLACEMENT | other | USD/gigalumen_year | us | us | 8268427679.3349
commercial lighting | Lamp: LED PAR 38 | 2030 | FIXED_OM | REPLACEMENT | warehouse | USD/gigalumen_year | us | us | 8268427679.3349
commercial lighting | Lamp: LED PAR 38 | 2031 | CAPITAL | NEW | assembly | USD/gigalumen_year | us | us | 104078833413.627
commercial lighting | Lamp: LED PAR 38 | 2031 | CAPITAL | NEW | education | USD/gigalumen_year | us | us | 104078833413.627
commercial lighting | Lamp: LED PAR 38 | 2031 | CAPITAL | NEW | food sales | USD/gigalumen_year | us | us | 104078833413.627
commercial lighting | Lamp: LED PAR 38 | 2031 | CAPITAL | NEW | food service | USD/gigalumen_year | us | us | 104078833413.627
commercial lighting | Lamp: LED PAR 38 | 2031 | CAPITAL | NEW | health | USD/gigalumen_year | us | us | 104078833413.627
commercial lighting | Lamp: LED PAR 38 | 2031 | CAPITAL | NEW | lodging | USD/gigalumen_year | us | us | 104078833413.627
commercial lighting | Lamp: LED PAR 38 | 2031 | CAPITAL | NEW | merc/service | USD/gigalumen_year | us | us | 104078833413.627
commercial lighting | Lamp: LED PAR 38 | 2031 | CAPITAL | NEW | office-large | USD/gigalumen_year | us | us | 104078833413.627
commercial lighting | Lamp: LED PAR 38 | 2031 | CAPITAL | NEW | office-small | USD/gigalumen_year | us | us | 104078833413.627
commercial lighting | Lamp: LED PAR 38 | 2031 | CAPITAL | NEW | other | USD/gigalumen_year | us | us | 104078833413.627
commercial lighting | Lamp: LED PAR 38 | 2031 | CAPITAL | NEW | warehouse | USD/gigalumen_year | us | us | 104078833413.627
commercial lighting | Lamp: LED PAR 38 | 2031 | CAPITAL | REPLACEMENT | assembly | USD/gigalumen_year | us | us | 104078833413.627
commercial lighting | Lamp: LED PAR 38 | 2031 | CAPITAL | REPLACEMENT | education | USD/gigalumen_year | us | us | 104078833413.627
commercial lighting | Lamp: LED PAR 38 | 2031 | CAPITAL | REPLACEMENT | food sales | USD/gigalumen_year | us | us | 104078833413.627
commercial lighting | Lamp: LED PAR 38 | 2031 | CAPITAL | REPLACEMENT | food service | USD/gigalumen_year | us | us | 104078833413.627
commercial lighting | Lamp: LED PAR 38 | 2031 | CAPITAL | REPLACEMENT | health | USD/gigalumen_year | us | us | 104078833413.627
commercial lighting | Lamp: LED PAR 38 | 2031 | CAPITAL | REPLACEMENT | lodging | USD/gigalumen_year | us | us | 104078833413.627
commercial lighting | Lamp: LED PAR 38 | 2031 | CAPITAL | REPLACEMENT | merc/service | USD/gigalumen_year | us | us | 104078833413.627
commercial lighting | Lamp: LED PAR 38 | 2031 | CAPITAL | REPLACEMENT | office-large | USD/gigalumen_year | us | us | 104078833413.627
commercial lighting | Lamp: LED PAR 38 | 2031 | CAPITAL | REPLACEMENT | office-small | USD/gigalumen_year | us | us | 104078833413.627
commercial lighting | Lamp: LED PAR 38 | 2031 | CAPITAL | REPLACEMENT | other | USD/gigalumen_year | us | us | 104078833413.627
commercial lighting | Lamp: LED PAR 38 | 2031 | CAPITAL | REPLACEMENT | warehouse | USD/gigalumen_year | us | us | 104078833413.627
commercial lighting | Lamp: LED PAR 38 | 2031 | FIXED_OM | NEW | assembly | USD/gigalumen_year | us | us | 8033529165.7174
commercial lighting | Lamp: LED PAR 38 | 2031 | FIXED_OM | NEW | education | USD/gigalumen_year | us | us | 8033529165.7174
commercial lighting | Lamp: LED PAR 38 | 2031 | FIXED_OM | NEW | food sales | USD/gigalumen_year | us | us | 8033529165.7174
commercial lighting | Lamp: LED PAR 38 | 2031 | FIXED_OM | NEW | food service | USD/gigalumen_year | us | us | 8033529165.7174
commercial lighting | Lamp: LED PAR 38 | 2031 | FIXED_OM | NEW | health | USD/gigalumen_year | us | us | 8033529165.7174
commercial lighting | Lamp: LED PAR 38 | 2031 | FIXED_OM | NEW | lodging | USD/gigalumen_year | us | us | 8033529165.7174
commercial lighting | Lamp: LED PAR 38 | 2031 | FIXED_OM | NEW | merc/service | USD/gigalumen_year | us | us | 8033529165.7174
commercial lighting | Lamp: LED PAR 38 | 2031 | FIXED_OM | NEW | office-large | USD/gigalumen_year | us | us | 8033529165.7174
commercial lighting | Lamp: LED PAR 38 | 2031 | FIXED_OM | NEW | office-small | USD/gigalumen_year | us | us | 8033529165.7174
commercial lighting | Lamp: LED PAR 38 | 2031 | FIXED_OM | NEW | other | USD/gigalumen_year | us | us | 8033529165.7174
commercial lighting | Lamp: LED PAR 38 | 2031 | FIXED_OM | NEW | warehouse | USD/gigalumen_year | us | us | 8033529165.7174
commercial lighting | Lamp: LED PAR 38 | 2031 | FIXED_OM | REPLACEMENT | assembly | USD/gigalumen_year | us | us | 8033529165.7174
commercial lighting | Lamp: LED PAR 38 | 2031 | FIXED_OM | REPLACEMENT | education | USD/gigalumen_year | us | us | 8033529165.7174
commercial lighting | Lamp: LED PAR 38 | 2031 | FIXED_OM | REPLACEMENT | food sales | USD/gigalumen_year | us | us | 8033529165.7174
commercial lighting | Lamp: LED PAR 38 | 2031 | FIXED_OM | REPLACEMENT | food service | USD/gigalumen_year | us | us | 8033529165.7174
commercial lighting | Lamp: LED PAR 38 | 2031 | FIXED_OM | REPLACEMENT | health | USD/gigalumen_year | us | us | 8033529165.7174
commercial lighting | Lamp: LED PAR 38 | 2031 | FIXED_OM | REPLACEMENT | lodging | USD/gigalumen_year | us | us | 8033529165.7174
commercial lighting | Lamp: LED PAR 38 | 2031 | FIXED_OM | REPLACEMENT | merc/service | USD/gigalumen_year | us | us | 8033529165.7174
commercial lighting | Lamp: LED PAR 38 | 2031 | FIXED_OM | REPLACEMENT | office-large | USD/gigalumen_year | us | us | 8033529165.7174
commercial lighting | Lamp: LED PAR 38 | 2031 | FIXED_OM | REPLACEMENT | office-small | USD/gigalumen_year | us | us | 8033529165.7174
commercial lighting | Lamp: LED PAR 38 | 2031 | FIXED_OM | REPLACEMENT | other | USD/gigalumen_year | us | us | 8033529165.7174
commercial lighting | Lamp: LED PAR 38 | 2031 | FIXED_OM | REPLACEMENT | warehouse | USD/gigalumen_year | us | us | 8033529165.7174
commercial lighting | Lamp: LED PAR 38 | 2032 | CAPITAL | NEW | assembly | USD/gigalumen_year | us | us | 101043944617.689
commercial lighting | Lamp: LED PAR 38 | 2032 | CAPITAL | NEW | education | USD/gigalumen_year | us | us | 101043944617.689
commercial lighting | Lamp: LED PAR 38 | 2032 | CAPITAL | NEW | food sales | USD/gigalumen_year | us | us | 101043944617.689
commercial lighting | Lamp: LED PAR 38 | 2032 | CAPITAL | NEW | food service | USD/gigalumen_year | us | us | 101043944617.689
commercial lighting | Lamp: LED PAR 38 | 2032 | CAPITAL | NEW | health | USD/gigalumen_year | us | us | 101043944617.689
commercial lighting | Lamp: LED PAR 38 | 2032 | CAPITAL | NEW | lodging | USD/gigalumen_year | us | us | 101043944617.689
commercial lighting | Lamp: LED PAR 38 | 2032 | CAPITAL | NEW | merc/service | USD/gigalumen_year | us | us | 101043944617.689
commercial lighting | Lamp: LED PAR 38 | 2032 | CAPITAL | NEW | office-large | USD/gigalumen_year | us | us | 101043944617.689
commercial lighting | Lamp: LED PAR 38 | 2032 | CAPITAL | NEW | office-small | USD/gigalumen_year | us | us | 101043944617.689
commercial lighting | Lamp: LED PAR 38 | 2032 | CAPITAL | NEW | other | USD/gigalumen_year | us | us | 101043944617.689
commercial lighting | Lamp: LED PAR 38 | 2032 | CAPITAL | NEW | warehouse | USD/gigalumen_year | us | us | 101043944617.689
commercial lighting | Lamp: LED PAR 38 | 2032 | CAPITAL | REPLACEMENT | assembly | USD/gigalumen_year | us | us | 101043944617.689
commercial lighting | Lamp: LED PAR 38 | 2032 | CAPITAL | REPLACEMENT | education | USD/gigalumen_year | us | us | 101043944617.689
commercial lighting | Lamp: LED PAR 38 | 2032 | CAPITAL | REPLACEMENT | food sales | USD/gigalumen_year | us | us | 101043944617.689
commercial lighting | Lamp: LED PAR 38 | 2032 | CAPITAL | REPLACEMENT | food service | USD/gigalumen_year | us | us | 101043944617.689
commercial lighting | Lamp: LED PAR 38 | 2032 | CAPITAL | REPLACEMENT | health | USD/gigalumen_year | us | us | 101043944617.689
commercial lighting | Lamp: LED PAR 38 | 2032 | CAPITAL | REPLACEMENT | lodging | USD/gigalumen_year | us | us | 101043944617.689
commercial lighting | Lamp: LED PAR 38 | 2032 | CAPITAL | REPLACEMENT | merc/service | USD/gigalumen_year | us | us | 101043944617.689
commercial lighting | Lamp: LED PAR 38 | 2032 | CAPITAL | REPLACEMENT | office-large | USD/gigalumen_year | us | us | 101043944617.689
commercial lighting | Lamp: LED PAR 38 | 2032 | CAPITAL | REPLACEMENT | office-small | USD/gigalumen_year | us | us | 101043944617.689
commercial lighting | Lamp: LED PAR 38 | 2032 | CAPITAL | REPLACEMENT | other | USD/gigalumen_year | us | us | 101043944617.689
commercial lighting | Lamp: LED PAR 38 | 2032 | CAPITAL | REPLACEMENT | warehouse | USD/gigalumen_year | us | us | 101043944617.689
commercial lighting | Lamp: LED PAR 38 | 2032 | FIXED_OM | NEW | assembly | USD/gigalumen_year | us | us | 7798630652.0999
commercial lighting | Lamp: LED PAR 38 | 2032 | FIXED_OM | NEW | education | USD/gigalumen_year | us | us | 7798630652.0999
commercial lighting | Lamp: LED PAR 38 | 2032 | FIXED_OM | NEW | food sales | USD/gigalumen_year | us | us | 7798630652.0999
commercial lighting | Lamp: LED PAR 38 | 2032 | FIXED_OM | NEW | food service | USD/gigalumen_year | us | us | 7798630652.0999
commercial lighting | Lamp: LED PAR 38 | 2032 | FIXED_OM | NEW | health | USD/gigalumen_year | us | us | 7798630652.0999
commercial lighting | Lamp: LED PAR 38 | 2032 | FIXED_OM | NEW | lodging | USD/gigalumen_year | us | us | 7798630652.0999
commercial lighting | Lamp: LED PAR 38 | 2032 | FIXED_OM | NEW | merc/service | USD/gigalumen_year | us | us | 7798630652.0999
commercial lighting | Lamp: LED PAR 38 | 2032 | FIXED_OM | NEW | office-large | USD/gigalumen_year | us | us | 7798630652.0999
commercial lighting | Lamp: LED PAR 38 | 2032 | FIXED_OM | NEW | office-small | USD/gigalumen_year | us | us | 7798630652.0999
commercial lighting | Lamp: LED PAR 38 | 2032 | FIXED_OM | NEW | other | USD/gigalumen_year | us | us | 7798630652.0999
commercial lighting | Lamp: LED PAR 38 | 2032 | FIXED_OM | NEW | warehouse | USD/gigalumen_year | us | us | 7798630652.0999
commercial lighting | Lamp: LED PAR 38 | 2032 | FIXED_OM | REPLACEMENT | assembly | USD/gigalumen_year | us | us | 7798630652.0999
commercial lighting | Lamp: LED PAR 38 | 2032 | FIXED_OM | REPLACEMENT | education | USD/gigalumen_year | us | us | 7798630652.0999
commercial lighting | Lamp: LED PAR 38 | 2032 | FIXED_OM | REPLACEMENT | food sales | USD/gigalumen_year | us | us | 7798630652.0999
commercial lighting | Lamp: LED PAR 38 | 2032 | FIXED_OM | REPLACEMENT | food service | USD/gigalumen_year | us | us | 7798630652.0999
commercial lighting | Lamp: LED PAR 38 | 2032 | FIXED_OM | REPLACEMENT | health | USD/gigalumen_year | us | us | 7798630652.0999
commercial lighting | Lamp: LED PAR 38 | 2032 | FIXED_OM | REPLACEMENT | lodging | USD/gigalumen_year | us | us | 7798630652.0999
commercial lighting | Lamp: LED PAR 38 | 2032 | FIXED_OM | REPLACEMENT | merc/service | USD/gigalumen_year | us | us | 7798630652.0999
commercial lighting | Lamp: LED PAR 38 | 2032 | FIXED_OM | REPLACEMENT | office-large | USD/gigalumen_year | us | us | 7798630652.0999
commercial lighting | Lamp: LED PAR 38 | 2032 | FIXED_OM | REPLACEMENT | office-small | USD/gigalumen_year | us | us | 7798630652.0999
commercial lighting | Lamp: LED PAR 38 | 2032 | FIXED_OM | REPLACEMENT | other | USD/gigalumen_year | us | us | 7798630652.0999
commercial lighting | Lamp: LED PAR 38 | 2032 | FIXED_OM | REPLACEMENT | warehouse | USD/gigalumen_year | us | us | 7798630652.0999
commercial lighting | Lamp: LED PAR 38 | 2033 | CAPITAL | NEW | assembly | USD/gigalumen_year | us | us | 98009055821.752
commercial lighting | Lamp: LED PAR 38 | 2033 | CAPITAL | NEW | education | USD/gigalumen_year | us | us | 98009055821.752
commercial lighting | Lamp: LED PAR 38 | 2033 | CAPITAL | NEW | food sales | USD/gigalumen_year | us | us | 98009055821.752
commercial lighting | Lamp: LED PAR 38 | 2033 | CAPITAL | NEW | food service | USD/gigalumen_year | us | us | 98009055821.752
commercial lighting | Lamp: LED PAR 38 | 2033 | CAPITAL | NEW | health | USD/gigalumen_year | us | us | 98009055821.752
commercial lighting | Lamp: LED PAR 38 | 2033 | CAPITAL | NEW | lodging | USD/gigalumen_year | us | us | 98009055821.752
commercial lighting | Lamp: LED PAR 38 | 2033 | CAPITAL | NEW | merc/service | USD/gigalumen_year | us | us | 98009055821.752
commercial lighting | Lamp: LED PAR 38 | 2033 | CAPITAL | NEW | office-large | USD/gigalumen_year | us | us | 98009055821.752
commercial lighting | Lamp: LED PAR 38 | 2033 | CAPITAL | NEW | office-small | USD/gigalumen_year | us | us | 98009055821.752
commercial lighting | Lamp: LED PAR 38 | 2033 | CAPITAL | NEW | other | USD/gigalumen_year | us | us | 98009055821.752
commercial lighting | Lamp: LED PAR 38 | 2033 | CAPITAL | NEW | warehouse | USD/gigalumen_year | us | us | 98009055821.752
commercial lighting | Lamp: LED PAR 38 | 2033 | CAPITAL | REPLACEMENT | assembly | USD/gigalumen_year | us | us | 98009055821.752
commercial lighting | Lamp: LED PAR 38 | 2033 | CAPITAL | REPLACEMENT | education | USD/gigalumen_year | us | us | 98009055821.752
commercial lighting | Lamp: LED PAR 38 | 2033 | CAPITAL | REPLACEMENT | food sales | USD/gigalumen_year | us | us | 98009055821.752
commercial lighting | Lamp: LED PAR 38 | 2033 | CAPITAL | REPLACEMENT | food service | USD/gigalumen_year | us | us | 98009055821.752
commercial lighting | Lamp: LED PAR 38 | 2033 | CAPITAL | REPLACEMENT | health | USD/gigalumen_year | us | us | 98009055821.752
commercial lighting | Lamp: LED PAR 38 | 2033 | CAPITAL | REPLACEMENT | lodging | USD/gigalumen_year | us | us | 98009055821.752
commercial lighting | Lamp: LED PAR 38 | 2033 | CAPITAL | REPLACEMENT | merc/service | USD/gigalumen_year | us | us | 98009055821.752
commercial lighting | Lamp: LED PAR 38 | 2033 | CAPITAL | REPLACEMENT | office-large | USD/gigalumen_year | us | us | 98009055821.752
commercial lighting | Lamp: LED PAR 38 | 2033 | CAPITAL | REPLACEMENT | office-small | USD/gigalumen_year | us | us | 98009055821.752
commercial lighting | Lamp: LED PAR 38 | 2033 | CAPITAL | REPLACEMENT | other | USD/gigalumen_year | us | us | 98009055821.752
commercial lighting | Lamp: LED PAR 38 | 2033 | CAPITAL | REPLACEMENT | warehouse | USD/gigalumen_year | us | us | 98009055821.752
commercial lighting | Lamp: LED PAR 38 | 2033 | FIXED_OM | NEW | assembly | USD/gigalumen_year | us | us | 7563732138.4824
commercial lighting | Lamp: LED PAR 38 | 2033 | FIXED_OM | NEW | education | USD/gigalumen_year | us | us | 7563732138.4824
commercial lighting | Lamp: LED PAR 38 | 2033 | FIXED_OM | NEW | food sales | USD/gigalumen_year | us | us | 7563732138.4824
commercial lighting | Lamp: LED PAR 38 | 2033 | FIXED_OM | NEW | food service | USD/gigalumen_year | us | us | 7563732138.4824
commercial lighting | Lamp: LED PAR 38 | 2033 | FIXED_OM | NEW | health | USD/gigalumen_year | us | us | 7563732138.4824
commercial lighting | Lamp: LED PAR 38 | 2033 | FIXED_OM | NEW | lodging | USD/gigalumen_year | us | us | 7563732138.4824
commercial lighting | Lamp: LED PAR 38 | 2033 | FIXED_OM | NEW | merc/service | USD/gigalumen_year | us | us | 7563732138.4824
commercial lighting | Lamp: LED PAR 38 | 2033 | FIXED_OM | NEW | office-large | USD/gigalumen_year | us | us | 7563732138.4824
commercial lighting | Lamp: LED PAR 38 | 2033 | FIXED_OM | NEW | office-small | USD/gigalumen_year | us | us | 7563732138.4824
commercial lighting | Lamp: LED PAR 38 | 2033 | FIXED_OM | NEW | other | USD/gigalumen_year | us | us | 7563732138.4824
commercial lighting | Lamp: LED PAR 38 | 2033 | FIXED_OM | NEW | warehouse | USD/gigalumen_year | us | us | 7563732138.4824
commercial lighting | Lamp: LED PAR 38 | 2033 | FIXED_OM | REPLACEMENT | assembly | USD/gigalumen_year | us | us | 7563732138.4824
commercial lighting | Lamp: LED PAR 38 | 2033 | FIXED_OM | REPLACEMENT | education | USD/gigalumen_year | us | us | 7563732138.4824
commercial lighting | Lamp: LED PAR 38 | 2033 | FIXED_OM | REPLACEMENT | food sales | USD/gigalumen_year | us | us | 7563732138.4824
commercial lighting | Lamp: LED PAR 38 | 2033 | FIXED_OM | REPLACEMENT | food service | USD/gigalumen_year | us | us | 7563732138.4824
commercial lighting | Lamp: LED PAR 38 | 2033 | FIXED_OM | REPLACEMENT | health | USD/gigalumen_year | us | us | 7563732138.4824
commercial lighting | Lamp: LED PAR 38 | 2033 | FIXED_OM | REPLACEMENT | lodging | USD/gigalumen_year | us | us | 7563732138.4824
commercial lighting | Lamp: LED PAR 38 | 2033 | FIXED_OM | REPLACEMENT | merc/service | USD/gigalumen_year | us | us | 7563732138.4824
commercial lighting | Lamp: LED PAR 38 | 2033 | FIXED_OM | REPLACEMENT | office-large | USD/gigalumen_year | us | us | 7563732138.4824
commercial lighting | Lamp: LED PAR 38 | 2033 | FIXED_OM | REPLACEMENT | office-small | USD/gigalumen_year | us | us | 7563732138.4824
commercial lighting | Lamp: LED PAR 38 | 2033 | FIXED_OM | REPLACEMENT | other | USD/gigalumen_year | us | us | 7563732138.4824
commercial lighting | Lamp: LED PAR 38 | 2033 | FIXED_OM | REPLACEMENT | warehouse | USD/gigalumen_year | us | us | 7563732138.4824
commercial lighting | Lamp: LED PAR 38 | 2034 | CAPITAL | NEW | assembly | USD/gigalumen_year | us | us | 94974167025.8144
commercial lighting | Lamp: LED PAR 38 | 2034 | CAPITAL | NEW | education | USD/gigalumen_year | us | us | 94974167025.8144
commercial lighting | Lamp: LED PAR 38 | 2034 | CAPITAL | NEW | food sales | USD/gigalumen_year | us | us | 94974167025.8144
commercial lighting | Lamp: LED PAR 38 | 2034 | CAPITAL | NEW | food service | USD/gigalumen_year | us | us | 94974167025.8144
commercial lighting | Lamp: LED PAR 38 | 2034 | CAPITAL | NEW | health | USD/gigalumen_year | us | us | 94974167025.8144
commercial lighting | Lamp: LED PAR 38 | 2034 | CAPITAL | NEW | lodging | USD/gigalumen_year | us | us | 94974167025.8144
commercial lighting | Lamp: LED PAR 38 | 2034 | CAPITAL | NEW | merc/service | USD/gigalumen_year | us | us | 94974167025.8144
commercial lighting | Lamp: LED PAR 38 | 2034 | CAPITAL | NEW | office-large | USD/gigalumen_year | us | us | 94974167025.8144
commercial lighting | Lamp: LED PAR 38 | 2034 | CAPITAL | NEW | office-small | USD/gigalumen_year | us | us | 94974167025.8144
commercial lighting | Lamp: LED PAR 38 | 2034 | CAPITAL | NEW | other | USD/gigalumen_year | us | us | 94974167025.8144
commercial lighting | Lamp: LED PAR 38 | 2034 | CAPITAL | NEW | warehouse | USD/gigalumen_year | us | us | 94974167025.8144
commercial lighting | Lamp: LED PAR 38 | 2034 | CAPITAL | REPLACEMENT | assembly | USD/gigalumen_year | us | us | 94974167025.8144
commercial lighting | Lamp: LED PAR 38 | 2034 | CAPITAL | REPLACEMENT | education | USD/gigalumen_year | us | us | 94974167025.8144
commercial lighting | Lamp: LED PAR 38 | 2034 | CAPITAL | REPLACEMENT | food sales | USD/gigalumen_year | us | us | 94974167025.8144
commercial lighting | Lamp: LED PAR 38 | 2034 | CAPITAL | REPLACEMENT | food service | USD/gigalumen_year | us | us | 94974167025.8144
commercial lighting | Lamp: LED PAR 38 | 2034 | CAPITAL | REPLACEMENT | health | USD/gigalumen_year | us | us | 94974167025.8144
commercial lighting | Lamp: LED PAR 38 | 2034 | CAPITAL | REPLACEMENT | lodging | USD/gigalumen_year | us | us | 94974167025.8144
commercial lighting | Lamp: LED PAR 38 | 2034 | CAPITAL | REPLACEMENT | merc/service | USD/gigalumen_year | us | us | 94974167025.8144
commercial lighting | Lamp: LED PAR 38 | 2034 | CAPITAL | REPLACEMENT | office-large | USD/gigalumen_year | us | us | 94974167025.8144
commercial lighting | Lamp: LED PAR 38 | 2034 | CAPITAL | REPLACEMENT | office-small | USD/gigalumen_year | us | us | 94974167025.8144
commercial lighting | Lamp: LED PAR 38 | 2034 | CAPITAL | REPLACEMENT | other | USD/gigalumen_year | us | us | 94974167025.8144
commercial lighting | Lamp: LED PAR 38 | 2034 | CAPITAL | REPLACEMENT | warehouse | USD/gigalumen_year | us | us | 94974167025.8144
commercial lighting | Lamp: LED PAR 38 | 2034 | FIXED_OM | NEW | assembly | USD/gigalumen_year | us | us | 7328833624.865
commercial lighting | Lamp: LED PAR 38 | 2034 | FIXED_OM | NEW | education | USD/gigalumen_year | us | us | 7328833624.865
commercial lighting | Lamp: LED PAR 38 | 2034 | FIXED_OM | NEW | food sales | USD/gigalumen_year | us | us | 7328833624.865
commercial lighting | Lamp: LED PAR 38 | 2034 | FIXED_OM | NEW | food service | USD/gigalumen_year | us | us | 7328833624.865
commercial lighting | Lamp: LED PAR 38 | 2034 | FIXED_OM | NEW | health | USD/gigalumen_year | us | us | 7328833624.865
commercial lighting | Lamp: LED PAR 38 | 2034 | FIXED_OM | NEW | lodging | USD/gigalumen_year | us | us | 7328833624.865
commercial lighting | Lamp: LED PAR 38 | 2034 | FIXED_OM | NEW | merc/service | USD/gigalumen_year | us | us | 7328833624.865
commercial lighting | Lamp: LED PAR 38 | 2034 | FIXED_OM | NEW | office-large | USD/gigalumen_year | us | us | 7328833624.865
commercial lighting | Lamp: LED PAR 38 | 2034 | FIXED_OM | NEW | office-small | USD/gigalumen_year | us | us | 7328833624.865
commercial lighting | Lamp: LED PAR 38 | 2034 | FIXED_OM | NEW | other | USD/gigalumen_year | us | us | 7328833624.865
commercial lighting | Lamp: LED PAR 38 | 2034 | FIXED_OM | NEW | warehouse | USD/gigalumen_year | us | us | 7328833624.865
commercial lighting | Lamp: LED PAR 38 | 2034 | FIXED_OM | REPLACEMENT | assembly | USD/gigalumen_year | us | us | 7328833624.865
commercial lighting | Lamp: LED PAR 38 | 2034 | FIXED_OM | REPLACEMENT | education | USD/gigalumen_year | us | us | 7328833624.865
commercial lighting | Lamp: LED PAR 38 | 2034 | FIXED_OM | REPLACEMENT | food sales | USD/gigalumen_year | us | us | 7328833624.865
commercial lighting | Lamp: LED PAR 38 | 2034 | FIXED_OM | REPLACEMENT | food service | USD/gigalumen_year | us | us | 7328833624.865
commercial lighting | Lamp: LED PAR 38 | 2034 | FIXED_OM | REPLACEMENT | health | USD/gigalumen_year | us | us | 7328833624.865
commercial lighting | Lamp: LED PAR 38 | 2034 | FIXED_OM | REPLACEMENT | lodging | USD/gigalumen_year | us | us | 7328833624.865
commercial lighting | Lamp: LED PAR 38 | 2034 | FIXED_OM | REPLACEMENT | merc/service | USD/gigalumen_year | us | us | 7328833624.865
commercial lighting | Lamp: LED PAR 38 | 2034 | FIXED_OM | REPLACEMENT | office-large | USD/gigalumen_year | us | us | 7328833624.865
commercial lighting | Lamp: LED PAR 38 | 2034 | FIXED_OM | REPLACEMENT | office-small | USD/gigalumen_year | us | us | 7328833624.865
commercial lighting | Lamp: LED PAR 38 | 2034 | FIXED_OM | REPLACEMENT | other | USD/gigalumen_year | us | us | 7328833624.865
commercial lighting | Lamp: LED PAR 38 | 2034 | FIXED_OM | REPLACEMENT | warehouse | USD/gigalumen_year | us | us | 7328833624.865
commercial lighting | Lamp: LED PAR 38 | 2035 | CAPITAL | NEW | assembly | USD/gigalumen_year | us | us | 91939278229.8767
commercial lighting | Lamp: LED PAR 38 | 2035 | CAPITAL | NEW | education | USD/gigalumen_year | us | us | 91939278229.8767
commercial lighting | Lamp: LED PAR 38 | 2035 | CAPITAL | NEW | food sales | USD/gigalumen_year | us | us | 91939278229.8767
commercial lighting | Lamp: LED PAR 38 | 2035 | CAPITAL | NEW | food service | USD/gigalumen_year | us | us | 91939278229.8767
commercial lighting | Lamp: LED PAR 38 | 2035 | CAPITAL | NEW | health | USD/gigalumen_year | us | us | 91939278229.8767
commercial lighting | Lamp: LED PAR 38 | 2035 | CAPITAL | NEW | lodging | USD/gigalumen_year | us | us | 91939278229.8767
commercial lighting | Lamp: LED PAR 38 | 2035 | CAPITAL | NEW | merc/service | USD/gigalumen_year | us | us | 91939278229.8767
commercial lighting | Lamp: LED PAR 38 | 2035 | CAPITAL | NEW | office-large | USD/gigalumen_year | us | us | 91939278229.8767
commercial lighting | Lamp: LED PAR 38 | 2035 | CAPITAL | NEW | office-small | USD/gigalumen_year | us | us | 91939278229.8767
commercial lighting | Lamp: LED PAR 38 | 2035 | CAPITAL | NEW | other | USD/gigalumen_year | us | us | 91939278229.8767
commercial lighting | Lamp: LED PAR 38 | 2035 | CAPITAL | NEW | warehouse | USD/gigalumen_year | us | us | 91939278229.8767
commercial lighting | Lamp: LED PAR 38 | 2035 | CAPITAL | REPLACEMENT | assembly | USD/gigalumen_year | us | us | 91939278229.8767
commercial lighting | Lamp: LED PAR 38 | 2035 | CAPITAL | REPLACEMENT | education | USD/gigalumen_year | us | us | 91939278229.8767
commercial lighting | Lamp: LED PAR 38 | 2035 | CAPITAL | REPLACEMENT | food sales | USD/gigalumen_year | us | us | 91939278229.8767
commercial lighting | Lamp: LED PAR 38 | 2035 | CAPITAL | REPLACEMENT | food service | USD/gigalumen_year | us | us | 91939278229.8767
commercial lighting | Lamp: LED PAR 38 | 2035 | CAPITAL | REPLACEMENT | health | USD/gigalumen_year | us | us | 91939278229.8767
commercial lighting | Lamp: LED PAR 38 | 2035 | CAPITAL | REPLACEMENT | lodging | USD/gigalumen_year | us | us | 91939278229.8767
commercial lighting | Lamp: LED PAR 38 | 2035 | CAPITAL | REPLACEMENT | merc/service | USD/gigalumen_year | us | us | 91939278229.8767
commercial lighting | Lamp: LED PAR 38 | 2035 | CAPITAL | REPLACEMENT | office-large | USD/gigalumen_year | us | us | 91939278229.8767
commercial lighting | Lamp: LED PAR 38 | 2035 | CAPITAL | REPLACEMENT | office-small | USD/gigalumen_year | us | us | 91939278229.8767
commercial lighting | Lamp: LED PAR 38 | 2035 | CAPITAL | REPLACEMENT | other | USD/gigalumen_year | us | us | 91939278229.8767
commercial lighting | Lamp: LED PAR 38 | 2035 | CAPITAL | REPLACEMENT | warehouse | USD/gigalumen_year | us | us | 91939278229.8767
commercial lighting | Lamp: LED PAR 38 | 2035 | FIXED_OM | NEW | assembly | USD/gigalumen_year | us | us | 7093935111.2475
commercial lighting | Lamp: LED PAR 38 | 2035 | FIXED_OM | NEW | education | USD/gigalumen_year | us | us | 7093935111.2475
commercial lighting | Lamp: LED PAR 38 | 2035 | FIXED_OM | NEW | food sales | USD/gigalumen_year | us | us | 7093935111.2475
commercial lighting | Lamp: LED PAR 38 | 2035 | FIXED_OM | NEW | food service | USD/gigalumen_year | us | us | 7093935111.2475
commercial lighting | Lamp: LED PAR 38 | 2035 | FIXED_OM | NEW | health | USD/gigalumen_year | us | us | 7093935111.2475
commercial lighting | Lamp: LED PAR 38 | 2035 | FIXED_OM | NEW | lodging | USD/gigalumen_year | us | us | 7093935111.2475
commercial lighting | Lamp: LED PAR 38 | 2035 | FIXED_OM | NEW | merc/service | USD/gigalumen_year | us | us | 7093935111.2475
commercial lighting | Lamp: LED PAR 38 | 2035 | FIXED_OM | NEW | office-large | USD/gigalumen_year | us | us | 7093935111.2475
commercial lighting | Lamp: LED PAR 38 | 2035 | FIXED_OM | NEW | office-small | USD/gigalumen_year | us | us | 7093935111.2475
commercial lighting | Lamp: LED PAR 38 | 2035 | FIXED_OM | NEW | other | USD/gigalumen_year | us | us | 7093935111.2475
commercial lighting | Lamp: LED PAR 38 | 2035 | FIXED_OM | NEW | warehouse | USD/gigalumen_year | us | us | 7093935111.2475
commercial lighting | Lamp: LED PAR 38 | 2035 | FIXED_OM | REPLACEMENT | assembly | USD/gigalumen_year | us | us | 7093935111.2475
commercial lighting | Lamp: LED PAR 38 | 2035 | FIXED_OM | REPLACEMENT | education | USD/gigalumen_year | us | us | 7093935111.2475
commercial lighting | Lamp: LED PAR 38 | 2035 | FIXED_OM | REPLACEMENT | food sales | USD/gigalumen_year | us | us | 7093935111.2475
commercial lighting | Lamp: LED PAR 38 | 2035 | FIXED_OM | REPLACEMENT | food service | USD/gigalumen_year | us | us | 7093935111.2475
commercial lighting | Lamp: LED PAR 38 | 2035 | FIXED_OM | REPLACEMENT | health | USD/gigalumen_year | us | us | 7093935111.2475
commercial lighting | Lamp: LED PAR 38 | 2035 | FIXED_OM | REPLACEMENT | lodging | USD/gigalumen_year | us | us | 7093935111.2475
commercial lighting | Lamp: LED PAR 38 | 2035 | FIXED_OM | REPLACEMENT | merc/service | USD/gigalumen_year | us | us | 7093935111.2475
commercial lighting | Lamp: LED PAR 38 | 2035 | FIXED_OM | REPLACEMENT | office-large | USD/gigalumen_year | us | us | 7093935111.2475
commercial lighting | Lamp: LED PAR 38 | 2035 | FIXED_OM | REPLACEMENT | office-small | USD/gigalumen_year | us | us | 7093935111.2475
commercial lighting | Lamp: LED PAR 38 | 2035 | FIXED_OM | REPLACEMENT | other | USD/gigalumen_year | us | us | 7093935111.2475
commercial lighting | Lamp: LED PAR 38 | 2035 | FIXED_OM | REPLACEMENT | warehouse | USD/gigalumen_year | us | us | 7093935111.2475
commercial lighting | Lamp: LED PAR 38 | 2036 | CAPITAL | NEW | assembly | USD/gigalumen_year | us | us | 88904389433.939
commercial lighting | Lamp: LED PAR 38 | 2036 | CAPITAL | NEW | education | USD/gigalumen_year | us | us | 88904389433.939
commercial lighting | Lamp: LED PAR 38 | 2036 | CAPITAL | NEW | food sales | USD/gigalumen_year | us | us | 88904389433.939
commercial lighting | Lamp: LED PAR 38 | 2036 | CAPITAL | NEW | food service | USD/gigalumen_year | us | us | 88904389433.939
commercial lighting | Lamp: LED PAR 38 | 2036 | CAPITAL | NEW | health | USD/gigalumen_year | us | us | 88904389433.939
commercial lighting | Lamp: LED PAR 38 | 2036 | CAPITAL | NEW | lodging | USD/gigalumen_year | us | us | 88904389433.939
commercial lighting | Lamp: LED PAR 38 | 2036 | CAPITAL | NEW | merc/service | USD/gigalumen_year | us | us | 88904389433.939
commercial lighting | Lamp: LED PAR 38 | 2036 | CAPITAL | NEW | office-large | USD/gigalumen_year | us | us | 88904389433.939
commercial lighting | Lamp: LED PAR 38 | 2036 | CAPITAL | NEW | office-small | USD/gigalumen_year | us | us | 88904389433.939
commercial lighting | Lamp: LED PAR 38 | 2036 | CAPITAL | NEW | other | USD/gigalumen_year | us | us | 88904389433.939
commercial lighting | Lamp: LED PAR 38 | 2036 | CAPITAL | NEW | warehouse | USD/gigalumen_year | us | us | 88904389433.939
commercial lighting | Lamp: LED PAR 38 | 2036 | CAPITAL | REPLACEMENT | assembly | USD/gigalumen_year | us | us | 88904389433.939
commercial lighting | Lamp: LED PAR 38 | 2036 | CAPITAL | REPLACEMENT | education | USD/gigalumen_year | us | us | 88904389433.939
commercial lighting | Lamp: LED PAR 38 | 2036 | CAPITAL | REPLACEMENT | food sales | USD/gigalumen_year | us | us | 88904389433.939
commercial lighting | Lamp: LED PAR 38 | 2036 | CAPITAL | REPLACEMENT | food service | USD/gigalumen_year | us | us | 88904389433.939
commercial lighting | Lamp: LED PAR 38 | 2036 | CAPITAL | REPLACEMENT | health | USD/gigalumen_year | us | us | 88904389433.939
commercial lighting | Lamp: LED PAR 38 | 2036 | CAPITAL | REPLACEMENT | lodging | USD/gigalumen_year | us | us | 88904389433.939
commercial lighting | Lamp: LED PAR 38 | 2036 | CAPITAL | REPLACEMENT | merc/service | USD/gigalumen_year | us | us | 88904389433.939
commercial lighting | Lamp: LED PAR 38 | 2036 | CAPITAL | REPLACEMENT | office-large | USD/gigalumen_year | us | us | 88904389433.939
commercial lighting | Lamp: LED PAR 38 | 2036 | CAPITAL | REPLACEMENT | office-small | USD/gigalumen_year | us | us | 88904389433.939
commercial lighting | Lamp: LED PAR 38 | 2036 | CAPITAL | REPLACEMENT | other | USD/gigalumen_year | us | us | 88904389433.939
commercial lighting | Lamp: LED PAR 38 | 2036 | CAPITAL | REPLACEMENT | warehouse | USD/gigalumen_year | us | us | 88904389433.939
commercial lighting | Lamp: LED PAR 38 | 2036 | FIXED_OM | NEW | assembly | USD/gigalumen_year | us | us | 6859036597.63
commercial lighting | Lamp: LED PAR 38 | 2036 | FIXED_OM | NEW | education | USD/gigalumen_year | us | us | 6859036597.63
commercial lighting | Lamp: LED PAR 38 | 2036 | FIXED_OM | NEW | food sales | USD/gigalumen_year | us | us | 6859036597.63
commercial lighting | Lamp: LED PAR 38 | 2036 | FIXED_OM | NEW | food service | USD/gigalumen_year | us | us | 6859036597.63
commercial lighting | Lamp: LED PAR 38 | 2036 | FIXED_OM | NEW | health | USD/gigalumen_year | us | us | 6859036597.63
commercial lighting | Lamp: LED PAR 38 | 2036 | FIXED_OM | NEW | lodging | USD/gigalumen_year | us | us | 6859036597.63
commercial lighting | Lamp: LED PAR 38 | 2036 | FIXED_OM | NEW | merc/service | USD/gigalumen_year | us | us | 6859036597.63
commercial lighting | Lamp: LED PAR 38 | 2036 | FIXED_OM | NEW | office-large | USD/gigalumen_year | us | us | 6859036597.63
commercial lighting | Lamp: LED PAR 38 | 2036 | FIXED_OM | NEW | office-small | USD/gigalumen_year | us | us | 6859036597.63
commercial lighting | Lamp: LED PAR 38 | 2036 | FIXED_OM | NEW | other | USD/gigalumen_year | us | us | 6859036597.63
commercial lighting | Lamp: LED PAR 38 | 2036 | FIXED_OM | NEW | warehouse | USD/gigalumen_year | us | us | 6859036597.63
commercial lighting | Lamp: LED PAR 38 | 2036 | FIXED_OM | REPLACEMENT | assembly | USD/gigalumen_year | us | us | 6859036597.63
commercial lighting | Lamp: LED PAR 38 | 2036 | FIXED_OM | REPLACEMENT | education | USD/gigalumen_year | us | us | 6859036597.63
commercial lighting | Lamp: LED PAR 38 | 2036 | FIXED_OM | REPLACEMENT | food sales | USD/gigalumen_year | us | us | 6859036597.63
commercial lighting | Lamp: LED PAR 38 | 2036 | FIXED_OM | REPLACEMENT | food service | USD/gigalumen_year | us | us | 6859036597.63
commercial lighting | Lamp: LED PAR 38 | 2036 | FIXED_OM | REPLACEMENT | health | USD/gigalumen_year | us | us | 6859036597.63
commercial lighting | Lamp: LED PAR 38 | 2036 | FIXED_OM | REPLACEMENT | lodging | USD/gigalumen_year | us | us | 6859036597.63
commercial lighting | Lamp: LED PAR 38 | 2036 | FIXED_OM | REPLACEMENT | merc/service | USD/gigalumen_year | us | us | 6859036597.63
commercial lighting | Lamp: LED PAR 38 | 2036 | FIXED_OM | REPLACEMENT | office-large | USD/gigalumen_year | us | us | 6859036597.63
commercial lighting | Lamp: LED PAR 38 | 2036 | FIXED_OM | REPLACEMENT | office-small | USD/gigalumen_year | us | us | 6859036597.63
commercial lighting | Lamp: LED PAR 38 | 2036 | FIXED_OM | REPLACEMENT | other | USD/gigalumen_year | us | us | 6859036597.63
commercial lighting | Lamp: LED PAR 38 | 2036 | FIXED_OM | REPLACEMENT | warehouse | USD/gigalumen_year | us | us | 6859036597.63
commercial lighting | Lamp: LED PAR 38 | 2037 | CAPITAL | NEW | assembly | USD/gigalumen_year | us | us | 85869500638.0013
commercial lighting | Lamp: LED PAR 38 | 2037 | CAPITAL | NEW | education | USD/gigalumen_year | us | us | 85869500638.0013
commercial lighting | Lamp: LED PAR 38 | 2037 | CAPITAL | NEW | food sales | USD/gigalumen_year | us | us | 85869500638.0013
commercial lighting | Lamp: LED PAR 38 | 2037 | CAPITAL | NEW | food service | USD/gigalumen_year | us | us | 85869500638.0013
commercial lighting | Lamp: LED PAR 38 | 2037 | CAPITAL | NEW | health | USD/gigalumen_year | us | us | 85869500638.0013
commercial lighting | Lamp: LED PAR 38 | 2037 | CAPITAL | NEW | lodging | USD/gigalumen_year | us | us | 85869500638.0013
commercial lighting | Lamp: LED PAR 38 | 2037 | CAPITAL | NEW | merc/service | USD/gigalumen_year | us | us | 85869500638.0013
commercial lighting | Lamp: LED PAR 38 | 2037 | CAPITAL | NEW | office-large | USD/gigalumen_year | us | us | 85869500638.0013
commercial lighting | Lamp: LED PAR 38 | 2037 | CAPITAL | NEW | office-small | USD/gigalumen_year | us | us | 85869500638.0013
commercial lighting | Lamp: LED PAR 38 | 2037 | CAPITAL | NEW | other | USD/gigalumen_year | us | us | 85869500638.0013
commercial lighting | Lamp: LED PAR 38 | 2037 | CAPITAL | NEW | warehouse | USD/gigalumen_year | us | us | 85869500638.0013
commercial lighting | Lamp: LED PAR 38 | 2037 | CAPITAL | REPLACEMENT | assembly | USD/gigalumen_year | us | us | 85869500638.0013
commercial lighting | Lamp: LED PAR 38 | 2037 | CAPITAL | REPLACEMENT | education | USD/gigalumen_year | us | us | 85869500638.0013
commercial lighting | Lamp: LED PAR 38 | 2037 | CAPITAL | REPLACEMENT | food sales | USD/gigalumen_year | us | us | 85869500638.0013
commercial lighting | Lamp: LED PAR 38 | 2037 | CAPITAL | REPLACEMENT | food service | USD/gigalumen_year | us | us | 85869500638.0013
commercial lighting | Lamp: LED PAR 38 | 2037 | CAPITAL | REPLACEMENT | health | USD/gigalumen_year | us | us | 85869500638.0013
commercial lighting | Lamp: LED PAR 38 | 2037 | CAPITAL | REPLACEMENT | lodging | USD/gigalumen_year | us | us | 85869500638.0013
commercial lighting | Lamp: LED PAR 38 | 2037 | CAPITAL | REPLACEMENT | merc/service | USD/gigalumen_year | us | us | 85869500638.0013
commercial lighting | Lamp: LED PAR 38 | 2037 | CAPITAL | REPLACEMENT | office-large | USD/gigalumen_year | us | us | 85869500638.0013
commercial lighting | Lamp: LED PAR 38 | 2037 | CAPITAL | REPLACEMENT | office-small | USD/gigalumen_year | us | us | 85869500638.0013
commercial lighting | Lamp: LED PAR 38 | 2037 | CAPITAL | REPLACEMENT | other | USD/gigalumen_year | us | us | 85869500638.0013
commercial lighting | Lamp: LED PAR 38 | 2037 | CAPITAL | REPLACEMENT | warehouse | USD/gigalumen_year | us | us | 85869500638.0013
commercial lighting | Lamp: LED PAR 38 | 2037 | FIXED_OM | NEW | assembly | USD/gigalumen_year | us | us | 6624138084.0126
commercial lighting | Lamp: LED PAR 38 | 2037 | FIXED_OM | NEW | education | USD/gigalumen_year | us | us | 6624138084.0126
commercial lighting | Lamp: LED PAR 38 | 2037 | FIXED_OM | NEW | food sales | USD/gigalumen_year | us | us | 6624138084.0126
commercial lighting | Lamp: LED PAR 38 | 2037 | FIXED_OM | NEW | food service | USD/gigalumen_year | us | us | 6624138084.0126
commercial lighting | Lamp: LED PAR 38 | 2037 | FIXED_OM | NEW | health | USD/gigalumen_year | us | us | 6624138084.0126
commercial lighting | Lamp: LED PAR 38 | 2037 | FIXED_OM | NEW | lodging | USD/gigalumen_year | us | us | 6624138084.0126
commercial lighting | Lamp: LED PAR 38 | 2037 | FIXED_OM | NEW | merc/service | USD/gigalumen_year | us | us | 6624138084.0126
commercial lighting | Lamp: LED PAR 38 | 2037 | FIXED_OM | NEW | office-large | USD/gigalumen_year | us | us | 6624138084.0126
commercial lighting | Lamp: LED PAR 38 | 2037 | FIXED_OM | NEW | office-small | USD/gigalumen_year | us | us | 6624138084.0126
commercial lighting | Lamp: LED PAR 38 | 2037 | FIXED_OM | NEW | other | USD/gigalumen_year | us | us | 6624138084.0126
commercial lighting | Lamp: LED PAR 38 | 2037 | FIXED_OM | NEW | warehouse | USD/gigalumen_year | us | us | 6624138084.0126
commercial lighting | Lamp: LED PAR 38 | 2037 | FIXED_OM | REPLACEMENT | assembly | USD/gigalumen_year | us | us | 6624138084.0126
commercial lighting | Lamp: LED PAR 38 | 2037 | FIXED_OM | REPLACEMENT | education | USD/gigalumen_year | us | us | 6624138084.0126
commercial lighting | Lamp: LED PAR 38 | 2037 | FIXED_OM | REPLACEMENT | food sales | USD/gigalumen_year | us | us | 6624138084.0126
commercial lighting | Lamp: LED PAR 38 | 2037 | FIXED_OM | REPLACEMENT | food service | USD/gigalumen_year | us | us | 6624138084.0126
commercial lighting | Lamp: LED PAR 38 | 2037 | FIXED_OM | REPLACEMENT | health | USD/gigalumen_year | us | us | 6624138084.0126
commercial lighting | Lamp: LED PAR 38 | 2037 | FIXED_OM | REPLACEMENT | lodging | USD/gigalumen_year | us | us | 6624138084.0126
commercial lighting | Lamp: LED PAR 38 | 2037 | FIXED_OM | REPLACEMENT | merc/service | USD/gigalumen_year | us | us | 6624138084.0126
commercial lighting | Lamp: LED PAR 38 | 2037 | FIXED_OM | REPLACEMENT | office-large | USD/gigalumen_year | us | us | 6624138084.0126
commercial lighting | Lamp: LED PAR 38 | 2037 | FIXED_OM | REPLACEMENT | office-small | USD/gigalumen_year | us | us | 6624138084.0126
commercial lighting | Lamp: LED PAR 38 | 2037 | FIXED_OM | REPLACEMENT | other | USD/gigalumen_year | us | us | 6624138084.0126
commercial lighting | Lamp: LED PAR 38 | 2037 | FIXED_OM | REPLACEMENT | warehouse | USD/gigalumen_year | us | us | 6624138084.0126
commercial lighting | Lamp: LED PAR 38 | 2038 | CAPITAL | NEW | assembly | USD/gigalumen_year | us | us | 82834611842.0636
commercial lighting | Lamp: LED PAR 38 | 2038 | CAPITAL | NEW | education | USD/gigalumen_year | us | us | 82834611842.0636
commercial lighting | Lamp: LED PAR 38 | 2038 | CAPITAL | NEW | food sales | USD/gigalumen_year | us | us | 82834611842.0636
commercial lighting | Lamp: LED PAR 38 | 2038 | CAPITAL | NEW | food service | USD/gigalumen_year | us | us | 82834611842.0636
commercial lighting | Lamp: LED PAR 38 | 2038 | CAPITAL | NEW | health | USD/gigalumen_year | us | us | 82834611842.0636
commercial lighting | Lamp: LED PAR 38 | 2038 | CAPITAL | NEW | lodging | USD/gigalumen_year | us | us | 82834611842.0636
commercial lighting | Lamp: LED PAR 38 | 2038 | CAPITAL | NEW | merc/service | USD/gigalumen_year | us | us | 82834611842.0636
commercial lighting | Lamp: LED PAR 38 | 2038 | CAPITAL | NEW | office-large | USD/gigalumen_year | us | us | 82834611842.0636
commercial lighting | Lamp: LED PAR 38 | 2038 | CAPITAL | NEW | office-small | USD/gigalumen_year | us | us | 82834611842.0636
commercial lighting | Lamp: LED PAR 38 | 2038 | CAPITAL | NEW | other | USD/gigalumen_year | us | us | 82834611842.0636
commercial lighting | Lamp: LED PAR 38 | 2038 | CAPITAL | NEW | warehouse | USD/gigalumen_year | us | us | 82834611842.0636
commercial lighting | Lamp: LED PAR 38 | 2038 | CAPITAL | REPLACEMENT | assembly | USD/gigalumen_year | us | us | 82834611842.0636
commercial lighting | Lamp: LED PAR 38 | 2038 | CAPITAL | REPLACEMENT | education | USD/gigalumen_year | us | us | 82834611842.0636
commercial lighting | Lamp: LED PAR 38 | 2038 | CAPITAL | REPLACEMENT | food sales | USD/gigalumen_year | us | us | 82834611842.0636
commercial lighting | Lamp: LED PAR 38 | 2038 | CAPITAL | REPLACEMENT | food service | USD/gigalumen_year | us | us | 82834611842.0636
commercial lighting | Lamp: LED PAR 38 | 2038 | CAPITAL | REPLACEMENT | health | USD/gigalumen_year | us | us | 82834611842.0636
commercial lighting | Lamp: LED PAR 38 | 2038 | CAPITAL | REPLACEMENT | lodging | USD/gigalumen_year | us | us | 82834611842.0636
commercial lighting | Lamp: LED PAR 38 | 2038 | CAPITAL | REPLACEMENT | merc/service | USD/gigalumen_year | us | us | 82834611842.0636
commercial lighting | Lamp: LED PAR 38 | 2038 | CAPITAL | REPLACEMENT | office-large | USD/gigalumen_year | us | us | 82834611842.0636
commercial lighting | Lamp: LED PAR 38 | 2038 | CAPITAL | REPLACEMENT | office-small | USD/gigalumen_year | us | us | 82834611842.0636
commercial lighting | Lamp: LED PAR 38 | 2038 | CAPITAL | REPLACEMENT | other | USD/gigalumen_year | us | us | 82834611842.0636
commercial lighting | Lamp: LED PAR 38 | 2038 | CAPITAL | REPLACEMENT | warehouse | USD/gigalumen_year | us | us | 82834611842.0636
commercial lighting | Lamp: LED PAR 38 | 2038 | FIXED_OM | NEW | assembly | USD/gigalumen_year | us | us | 6389239570.3951
commercial lighting | Lamp: LED PAR 38 | 2038 | FIXED_OM | NEW | education | USD/gigalumen_year | us | us | 6389239570.3951
commercial lighting | Lamp: LED PAR 38 | 2038 | FIXED_OM | NEW | food sales | USD/gigalumen_year | us | us | 6389239570.3951
commercial lighting | Lamp: LED PAR 38 | 2038 | FIXED_OM | NEW | food service | USD/gigalumen_year | us | us | 6389239570.3951
commercial lighting | Lamp: LED PAR 38 | 2038 | FIXED_OM | NEW | health | USD/gigalumen_year | us | us | 6389239570.3951
commercial lighting | Lamp: LED PAR 38 | 2038 | FIXED_OM | NEW | lodging | USD/gigalumen_year | us | us | 6389239570.3951
commercial lighting | Lamp: LED PAR 38 | 2038 | FIXED_OM | NEW | merc/service | USD/gigalumen_year | us | us | 6389239570.3951
commercial lighting | Lamp: LED PAR 38 | 2038 | FIXED_OM | NEW | office-large | USD/gigalumen_year | us | us | 6389239570.3951
commercial lighting | Lamp: LED PAR 38 | 2038 | FIXED_OM | NEW | office-small | USD/gigalumen_year | us | us | 6389239570.3951
commercial lighting | Lamp: LED PAR 38 | 2038 | FIXED_OM | NEW | other | USD/gigalumen_year | us | us | 6389239570.3951
commercial lighting | Lamp: LED PAR 38 | 2038 | FIXED_OM | NEW | warehouse | USD/gigalumen_year | us | us | 6389239570.3951
commercial lighting | Lamp: LED PAR 38 | 2038 | FIXED_OM | REPLACEMENT | assembly | USD/gigalumen_year | us | us | 6389239570.3951
commercial lighting | Lamp: LED PAR 38 | 2038 | FIXED_OM | REPLACEMENT | education | USD/gigalumen_year | us | us | 6389239570.3951
commercial lighting | Lamp: LED PAR 38 | 2038 | FIXED_OM | REPLACEMENT | food sales | USD/gigalumen_year | us | us | 6389239570.3951
commercial lighting | Lamp: LED PAR 38 | 2038 | FIXED_OM | REPLACEMENT | food service | USD/gigalumen_year | us | us | 6389239570.3951
commercial lighting | Lamp: LED PAR 38 | 2038 | FIXED_OM | REPLACEMENT | health | USD/gigalumen_year | us | us | 6389239570.3951
commercial lighting | Lamp: LED PAR 38 | 2038 | FIXED_OM | REPLACEMENT | lodging | USD/gigalumen_year | us | us | 6389239570.3951
commercial lighting | Lamp: LED PAR 38 | 2038 | FIXED_OM | REPLACEMENT | merc/service | USD/gigalumen_year | us | us | 6389239570.3951
commercial lighting | Lamp: LED PAR 38 | 2038 | FIXED_OM | REPLACEMENT | office-large | USD/gigalumen_year | us | us | 6389239570.3951
commercial lighting | Lamp: LED PAR 38 | 2038 | FIXED_OM | REPLACEMENT | office-small | USD/gigalumen_year | us | us | 6389239570.3951
commercial lighting | Lamp: LED PAR 38 | 2038 | FIXED_OM | REPLACEMENT | other | USD/gigalumen_year | us | us | 6389239570.3951
commercial lighting | Lamp: LED PAR 38 | 2038 | FIXED_OM | REPLACEMENT | warehouse | USD/gigalumen_year | us | us | 6389239570.3951
commercial lighting | Lamp: LED PAR 38 | 2039 | CAPITAL | NEW | assembly | USD/gigalumen_year | us | us | 79799723046.126
commercial lighting | Lamp: LED PAR 38 | 2039 | CAPITAL | NEW | education | USD/gigalumen_year | us | us | 79799723046.126
commercial lighting | Lamp: LED PAR 38 | 2039 | CAPITAL | NEW | food sales | USD/gigalumen_year | us | us | 79799723046.126
commercial lighting | Lamp: LED PAR 38 | 2039 | CAPITAL | NEW | food service | USD/gigalumen_year | us | us | 79799723046.126
commercial lighting | Lamp: LED PAR 38 | 2039 | CAPITAL | NEW | health | USD/gigalumen_year | us | us | 79799723046.126
commercial lighting | Lamp: LED PAR 38 | 2039 | CAPITAL | NEW | lodging | USD/gigalumen_year | us | us | 79799723046.126
commercial lighting | Lamp: LED PAR 38 | 2039 | CAPITAL | NEW | merc/service | USD/gigalumen_year | us | us | 79799723046.126
commercial lighting | Lamp: LED PAR 38 | 2039 | CAPITAL | NEW | office-large | USD/gigalumen_year | us | us | 79799723046.126
commercial lighting | Lamp: LED PAR 38 | 2039 | CAPITAL | NEW | office-small | USD/gigalumen_year | us | us | 79799723046.126
commercial lighting | Lamp: LED PAR 38 | 2039 | CAPITAL | NEW | other | USD/gigalumen_year | us | us | 79799723046.126
commercial lighting | Lamp: LED PAR 38 | 2039 | CAPITAL | NEW | warehouse | USD/gigalumen_year | us | us | 79799723046.126
commercial lighting | Lamp: LED PAR 38 | 2039 | CAPITAL | REPLACEMENT | assembly | USD/gigalumen_year | us | us | 79799723046.126
commercial lighting | Lamp: LED PAR 38 | 2039 | CAPITAL | REPLACEMENT | education | USD/gigalumen_year | us | us | 79799723046.126
commercial lighting | Lamp: LED PAR 38 | 2039 | CAPITAL | REPLACEMENT | food sales | USD/gigalumen_year | us | us | 79799723046.126
commercial lighting | Lamp: LED PAR 38 | 2039 | CAPITAL | REPLACEMENT | food service | USD/gigalumen_year | us | us | 79799723046.126
commercial lighting | Lamp: LED PAR 38 | 2039 | CAPITAL | REPLACEMENT | health | USD/gigalumen_year | us | us | 79799723046.126
commercial lighting | Lamp: LED PAR 38 | 2039 | CAPITAL | REPLACEMENT | lodging | USD/gigalumen_year | us | us | 79799723046.126
commercial lighting | Lamp: LED PAR 38 | 2039 | CAPITAL | REPLACEMENT | merc/service | USD/gigalumen_year | us | us | 79799723046.126
commercial lighting | Lamp: LED PAR 38 | 2039 | CAPITAL | REPLACEMENT | office-large | USD/gigalumen_year | us | us | 79799723046.126
commercial lighting | Lamp: LED PAR 38 | 2039 | CAPITAL | REPLACEMENT | office-small | USD/gigalumen_year | us | us | 79799723046.126
commercial lighting | Lamp: LED PAR 38 | 2039 | CAPITAL | REPLACEMENT | other | USD/gigalumen_year | us | us | 79799723046.126
commercial lighting | Lamp: LED PAR 38 | 2039 | CAPITAL | REPLACEMENT | warehouse | USD/gigalumen_year | us | us | 79799723046.126
commercial lighting | Lamp: LED PAR 38 | 2039 | FIXED_OM | NEW | assembly | USD/gigalumen_year | us | us | 6154341056.7776
commercial lighting | Lamp: LED PAR 38 | 2039 | FIXED_OM | NEW | education | USD/gigalumen_year | us | us | 6154341056.7776
commercial lighting | Lamp: LED PAR 38 | 2039 | FIXED_OM | NEW | food sales | USD/gigalumen_year | us | us | 6154341056.7776
commercial lighting | Lamp: LED PAR 38 | 2039 | FIXED_OM | NEW | food service | USD/gigalumen_year | us | us | 6154341056.7776
commercial lighting | Lamp: LED PAR 38 | 2039 | FIXED_OM | NEW | health | USD/gigalumen_year | us | us | 6154341056.7776
commercial lighting | Lamp: LED PAR 38 | 2039 | FIXED_OM | NEW | lodging | USD/gigalumen_year | us | us | 6154341056.7776
commercial lighting | Lamp: LED PAR 38 | 2039 | FIXED_OM | NEW | merc/service | USD/gigalumen_year | us | us | 6154341056.7776
commercial lighting | Lamp: LED PAR 38 | 2039 | FIXED_OM | NEW | office-large | USD/gigalumen_year | us | us | 6154341056.7776
commercial lighting | Lamp: LED PAR 38 | 2039 | FIXED_OM | NEW | office-small | USD/gigalumen_year | us | us | 6154341056.7776
commercial lighting | Lamp: LED PAR 38 | 2039 | FIXED_OM | NEW | other | USD/gigalumen_year | us | us | 6154341056.7776
commercial lighting | Lamp: LED PAR 38 | 2039 | FIXED_OM | NEW | warehouse | USD/gigalumen_year | us | us | 6154341056.7776
commercial lighting | Lamp: LED PAR 38 | 2039 | FIXED_OM | REPLACEMENT | assembly | USD/gigalumen_year | us | us | 6154341056.7776
commercial lighting | Lamp: LED PAR 38 | 2039 | FIXED_OM | REPLACEMENT | education | USD/gigalumen_year | us | us | 6154341056.7776
commercial lighting | Lamp: LED PAR 38 | 2039 | FIXED_OM | REPLACEMENT | food sales | USD/gigalumen_year | us | us | 6154341056.7776
commercial lighting | Lamp: LED PAR 38 | 2039 | FIXED_OM | REPLACEMENT | food service | USD/gigalumen_year | us | us | 6154341056.7776
commercial lighting | Lamp: LED PAR 38 | 2039 | FIXED_OM | REPLACEMENT | health | USD/gigalumen_year | us | us | 6154341056.7776
commercial lighting | Lamp: LED PAR 38 | 2039 | FIXED_OM | REPLACEMENT | lodging | USD/gigalumen_year | us | us | 6154341056.7776
commercial lighting | Lamp: LED PAR 38 | 2039 | FIXED_OM | REPLACEMENT | merc/service | USD/gigalumen_year | us | us | 6154341056.7776
commercial lighting | Lamp: LED PAR 38 | 2039 | FIXED_OM | REPLACEMENT | office-large | USD/gigalumen_year | us | us | 6154341056.7776
commercial lighting | Lamp: LED PAR 38 | 2039 | FIXED_OM | REPLACEMENT | office-small | USD/gigalumen_year | us | us | 6154341056.7776
commercial lighting | Lamp: LED PAR 38 | 2039 | FIXED_OM | REPLACEMENT | other | USD/gigalumen_year | us | us | 6154341056.7776
commercial lighting | Lamp: LED PAR 38 | 2039 | FIXED_OM | REPLACEMENT | warehouse | USD/gigalumen_year | us | us | 6154341056.7776
commercial lighting | Lamp: LED PAR 38 | 2040 | CAPITAL | NEW | assembly | USD/gigalumen_year | us | us | 76764834250.1883
commercial lighting | Lamp: LED PAR 38 | 2040 | CAPITAL | NEW | education | USD/gigalumen_year | us | us | 76764834250.1883
commercial lighting | Lamp: LED PAR 38 | 2040 | CAPITAL | NEW | food sales | USD/gigalumen_year | us | us | 76764834250.1883
commercial lighting | Lamp: LED PAR 38 | 2040 | CAPITAL | NEW | food service | USD/gigalumen_year | us | us | 76764834250.1883
commercial lighting | Lamp: LED PAR 38 | 2040 | CAPITAL | NEW | health | USD/gigalumen_year | us | us | 76764834250.1883
commercial lighting | Lamp: LED PAR 38 | 2040 | CAPITAL | NEW | lodging | USD/gigalumen_year | us | us | 76764834250.1883
commercial lighting | Lamp: LED PAR 38 | 2040 | CAPITAL | NEW | merc/service | USD/gigalumen_year | us | us | 76764834250.1883
commercial lighting | Lamp: LED PAR 38 | 2040 | CAPITAL | NEW | office-large | USD/gigalumen_year | us | us | 76764834250.1883
commercial lighting | Lamp: LED PAR 38 | 2040 | CAPITAL | NEW | office-small | USD/gigalumen_year | us | us | 76764834250.1883
commercial lighting | Lamp: LED PAR 38 | 2040 | CAPITAL | NEW | other | USD/gigalumen_year | us | us | 76764834250.1883
commercial lighting | Lamp: LED PAR 38 | 2040 | CAPITAL | NEW | warehouse | USD/gigalumen_year | us | us | 76764834250.1883
commercial lighting | Lamp: LED PAR 38 | 2040 | CAPITAL | REPLACEMENT | assembly | USD/gigalumen_year | us | us | 76764834250.1883
commercial lighting | Lamp: LED PAR 38 | 2040 | CAPITAL | REPLACEMENT | education | USD/gigalumen_year | us | us | 76764834250.1883
commercial lighting | Lamp: LED PAR 38 | 2040 | CAPITAL | REPLACEMENT | food sales | USD/gigalumen_year | us | us | 76764834250.1883
commercial lighting | Lamp: LED PAR 38 | 2040 | CAPITAL | REPLACEMENT | food service | USD/gigalumen_year | us | us | 76764834250.1883
commercial lighting | Lamp: LED PAR 38 | 2040 | CAPITAL | REPLACEMENT | health | USD/gigalumen_year | us | us | 76764834250.1883
commercial lighting | Lamp: LED PAR 38 | 2040 | CAPITAL | REPLACEMENT | lodging | USD/gigalumen_year | us | us | 76764834250.1883
commercial lighting | Lamp: LED PAR 38 | 2040 | CAPITAL | REPLACEMENT | merc/service | USD/gigalumen_year | us | us | 76764834250.1883
commercial lighting | Lamp: LED PAR 38 | 2040 | CAPITAL | REPLACEMENT | office-large | USD/gigalumen_year | us | us | 76764834250.1883
commercial lighting | Lamp: LED PAR 38 | 2040 | CAPITAL | REPLACEMENT | office-small | USD/gigalumen_year | us | us | 76764834250.1883
commercial lighting | Lamp: LED PAR 38 | 2040 | CAPITAL | REPLACEMENT | other | USD/gigalumen_year | us | us | 76764834250.1883
commercial lighting | Lamp: LED PAR 38 | 2040 | CAPITAL | REPLACEMENT | warehouse | USD/gigalumen_year | us | us | 76764834250.1883
commercial lighting | Lamp: LED PAR 38 | 2040 | FIXED_OM | NEW | assembly | USD/gigalumen_year | us | us | 5919442543.1602
commercial lighting | Lamp: LED PAR 38 | 2040 | FIXED_OM | NEW | education | USD/gigalumen_year | us | us | 5919442543.1602
commercial lighting | Lamp: LED PAR 38 | 2040 | FIXED_OM | NEW | food sales | USD/gigalumen_year | us | us | 5919442543.1602
commercial lighting | Lamp: LED PAR 38 | 2040 | FIXED_OM | NEW | food service | USD/gigalumen_year | us | us | 5919442543.1602
commercial lighting | Lamp: LED PAR 38 | 2040 | FIXED_OM | NEW | health | USD/gigalumen_year | us | us | 5919442543.1602
commercial lighting | Lamp: LED PAR 38 | 2040 | FIXED_OM | NEW | lodging | USD/gigalumen_year | us | us | 5919442543.1602
commercial lighting | Lamp: LED PAR 38 | 2040 | FIXED_OM | NEW | merc/service | USD/gigalumen_year | us | us | 5919442543.1602
commercial lighting | Lamp: LED PAR 38 | 2040 | FIXED_OM | NEW | office-large | USD/gigalumen_year | us | us | 5919442543.1602
commercial lighting | Lamp: LED PAR 38 | 2040 | FIXED_OM | NEW | office-small | USD/gigalumen_year | us | us | 5919442543.1602
commercial lighting | Lamp: LED PAR 38 | 2040 | FIXED_OM | NEW | other | USD/gigalumen_year | us | us | 5919442543.1602
commercial lighting | Lamp: LED PAR 38 | 2040 | FIXED_OM | NEW | warehouse | USD/gigalumen_year | us | us | 5919442543.1602
commercial lighting | Lamp: LED PAR 38 | 2040 | FIXED_OM | REPLACEMENT | assembly | USD/gigalumen_year | us | us | 5919442543.1602
commercial lighting | Lamp: LED PAR 38 | 2040 | FIXED_OM | REPLACEMENT | education | USD/gigalumen_year | us | us | 5919442543.1602
commercial lighting | Lamp: LED PAR 38 | 2040 | FIXED_OM | REPLACEMENT | food sales | USD/gigalumen_year | us | us | 5919442543.1602
commercial lighting | Lamp: LED PAR 38 | 2040 | FIXED_OM | REPLACEMENT | food service | USD/gigalumen_year | us | us | 5919442543.1602
commercial lighting | Lamp: LED PAR 38 | 2040 | FIXED_OM | REPLACEMENT | health | USD/gigalumen_year | us | us | 5919442543.1602
commercial lighting | Lamp: LED PAR 38 | 2040 | FIXED_OM | REPLACEMENT | lodging | USD/gigalumen_year | us | us | 5919442543.1602
commercial lighting | Lamp: LED PAR 38 | 2040 | FIXED_OM | REPLACEMENT | merc/service | USD/gigalumen_year | us | us | 5919442543.1602
commercial lighting | Lamp: LED PAR 38 | 2040 | FIXED_OM | REPLACEMENT | office-large | USD/gigalumen_year | us | us | 5919442543.1602
commercial lighting | Lamp: LED PAR 38 | 2040 | FIXED_OM | REPLACEMENT | office-small | USD/gigalumen_year | us | us | 5919442543.1602
commercial lighting | Lamp: LED PAR 38 | 2040 | FIXED_OM | REPLACEMENT | other | USD/gigalumen_year | us | us | 5919442543.1602
commercial lighting | Lamp: LED PAR 38 | 2040 | FIXED_OM | REPLACEMENT | warehouse | USD/gigalumen_year | us | us | 5919442543.1602
commercial lighting | Lamp: LED PAR 38 | 2041 | CAPITAL | NEW | assembly | USD/gigalumen_year | us | us | 76764834250.1883
commercial lighting | Lamp: LED PAR 38 | 2041 | CAPITAL | NEW | education | USD/gigalumen_year | us | us | 76764834250.1883
commercial lighting | Lamp: LED PAR 38 | 2041 | CAPITAL | NEW | food sales | USD/gigalumen_year | us | us | 76764834250.1883
commercial lighting | Lamp: LED PAR 38 | 2041 | CAPITAL | NEW | food service | USD/gigalumen_year | us | us | 76764834250.1883
commercial lighting | Lamp: LED PAR 38 | 2041 | CAPITAL | NEW | health | USD/gigalumen_year | us | us | 76764834250.1883
commercial lighting | Lamp: LED PAR 38 | 2041 | CAPITAL | NEW | lodging | USD/gigalumen_year | us | us | 76764834250.1883
commercial lighting | Lamp: LED PAR 38 | 2041 | CAPITAL | NEW | merc/service | USD/gigalumen_year | us | us | 76764834250.1883
commercial lighting | Lamp: LED PAR 38 | 2041 | CAPITAL | NEW | office-large | USD/gigalumen_year | us | us | 76764834250.1883
commercial lighting | Lamp: LED PAR 38 | 2041 | CAPITAL | NEW | office-small | USD/gigalumen_year | us | us | 76764834250.1883
commercial lighting | Lamp: LED PAR 38 | 2041 | CAPITAL | NEW | other | USD/gigalumen_year | us | us | 76764834250.1883
commercial lighting | Lamp: LED PAR 38 | 2041 | CAPITAL | NEW | warehouse | USD/gigalumen_year | us | us | 76764834250.1883
commercial lighting | Lamp: LED PAR 38 | 2041 | CAPITAL | REPLACEMENT | assembly | USD/gigalumen_year | us | us | 76764834250.1883
commercial lighting | Lamp: LED PAR 38 | 2041 | CAPITAL | REPLACEMENT | education | USD/gigalumen_year | us | us | 76764834250.1883
commercial lighting | Lamp: LED PAR 38 | 2041 | CAPITAL | REPLACEMENT | food sales | USD/gigalumen_year | us | us | 76764834250.1883
commercial lighting | Lamp: LED PAR 38 | 2041 | CAPITAL | REPLACEMENT | food service | USD/gigalumen_year | us | us | 76764834250.1883
commercial lighting | Lamp: LED PAR 38 | 2041 | CAPITAL | REPLACEMENT | health | USD/gigalumen_year | us | us | 76764834250.1883
commercial lighting | Lamp: LED PAR 38 | 2041 | CAPITAL | REPLACEMENT | lodging | USD/gigalumen_year | us | us | 76764834250.1883
commercial lighting | Lamp: LED PAR 38 | 2041 | CAPITAL | REPLACEMENT | merc/service | USD/gigalumen_year | us | us | 76764834250.1883
commercial lighting | Lamp: LED PAR 38 | 2041 | CAPITAL | REPLACEMENT | office-large | USD/gigalumen_year | us | us | 76764834250.1883
commercial lighting | Lamp: LED PAR 38 | 2041 | CAPITAL | REPLACEMENT | office-small | USD/gigalumen_year | us | us | 76764834250.1883
commercial lighting | Lamp: LED PAR 38 | 2041 | CAPITAL | REPLACEMENT | other | USD/gigalumen_year | us | us | 76764834250.1883
commercial lighting | Lamp: LED PAR 38 | 2041 | CAPITAL | REPLACEMENT | warehouse | USD/gigalumen_year | us | us | 76764834250.1883
commercial lighting | Lamp: LED PAR 38 | 2041 | FIXED_OM | NEW | assembly | USD/gigalumen_year | us | us | 5919442543.1602
commercial lighting | Lamp: LED PAR 38 | 2041 | FIXED_OM | NEW | education | USD/gigalumen_year | us | us | 5919442543.1602
commercial lighting | Lamp: LED PAR 38 | 2041 | FIXED_OM | NEW | food sales | USD/gigalumen_year | us | us | 5919442543.1602
commercial lighting | Lamp: LED PAR 38 | 2041 | FIXED_OM | NEW | food service | USD/gigalumen_year | us | us | 5919442543.1602
commercial lighting | Lamp: LED PAR 38 | 2041 | FIXED_OM | NEW | health | USD/gigalumen_year | us | us | 5919442543.1602
commercial lighting | Lamp: LED PAR 38 | 2041 | FIXED_OM | NEW | lodging | USD/gigalumen_year | us | us | 5919442543.1602
commercial lighting | Lamp: LED PAR 38 | 2041 | FIXED_OM | NEW | merc/service | USD/gigalumen_year | us | us | 5919442543.1602
commercial lighting | Lamp: LED PAR 38 | 2041 | FIXED_OM | NEW | office-large | USD/gigalumen_year | us | us | 5919442543.1602
commercial lighting | Lamp: LED PAR 38 | 2041 | FIXED_OM | NEW | office-small | USD/gigalumen_year | us | us | 5919442543.1602
commercial lighting | Lamp: LED PAR 38 | 2041 | FIXED_OM | NEW | other | USD/gigalumen_year | us | us | 5919442543.1602
commercial lighting | Lamp: LED PAR 38 | 2041 | FIXED_OM | NEW | warehouse | USD/gigalumen_year | us | us | 5919442543.1602
commercial lighting | Lamp: LED PAR 38 | 2041 | FIXED_OM | REPLACEMENT | assembly | USD/gigalumen_year | us | us | 5919442543.1602
commercial lighting | Lamp: LED PAR 38 | 2041 | FIXED_OM | REPLACEMENT | education | USD/gigalumen_year | us | us | 5919442543.1602
commercial lighting | Lamp: LED PAR 38 | 2041 | FIXED_OM | REPLACEMENT | food sales | USD/gigalumen_year | us | us | 5919442543.1602
commercial lighting | Lamp: LED PAR 38 | 2041 | FIXED_OM | REPLACEMENT | food service | USD/gigalumen_year | us | us | 5919442543.1602
commercial lighting | Lamp: LED PAR 38 | 2041 | FIXED_OM | REPLACEMENT | health | USD/gigalumen_year | us | us | 5919442543.1602
commercial lighting | Lamp: LED PAR 38 | 2041 | FIXED_OM | REPLACEMENT | lodging | USD/gigalumen_year | us | us | 5919442543.1602
commercial lighting | Lamp: LED PAR 38 | 2041 | FIXED_OM | REPLACEMENT | merc/service | USD/gigalumen_year | us | us | 5919442543.1602
commercial lighting | Lamp: LED PAR 38 | 2041 | FIXED_OM | REPLACEMENT | office-large | USD/gigalumen_year | us | us | 5919442543.1602
commercial lighting | Lamp: LED PAR 38 | 2041 | FIXED_OM | REPLACEMENT | office-small | USD/gigalumen_year | us | us | 5919442543.1602
commercial lighting | Lamp: LED PAR 38 | 2041 | FIXED_OM | REPLACEMENT | other | USD/gigalumen_year | us | us | 5919442543.1602
commercial lighting | Lamp: LED PAR 38 | 2041 | FIXED_OM | REPLACEMENT | warehouse | USD/gigalumen_year | us | us | 5919442543.1602
commercial lighting | Lamp: LED PAR 38 | 2042 | CAPITAL | NEW | assembly | USD/gigalumen_year | us | us | 76764834250.1883
commercial lighting | Lamp: LED PAR 38 | 2042 | CAPITAL | NEW | education | USD/gigalumen_year | us | us | 76764834250.1883
commercial lighting | Lamp: LED PAR 38 | 2042 | CAPITAL | NEW | food sales | USD/gigalumen_year | us | us | 76764834250.1883
commercial lighting | Lamp: LED PAR 38 | 2042 | CAPITAL | NEW | food service | USD/gigalumen_year | us | us | 76764834250.1883
commercial lighting | Lamp: LED PAR 38 | 2042 | CAPITAL | NEW | health | USD/gigalumen_year | us | us | 76764834250.1883
commercial lighting | Lamp: LED PAR 38 | 2042 | CAPITAL | NEW | lodging | USD/gigalumen_year | us | us | 76764834250.1883
commercial lighting | Lamp: LED PAR 38 | 2042 | CAPITAL | NEW | merc/service | USD/gigalumen_year | us | us | 76764834250.1883
commercial lighting | Lamp: LED PAR 38 | 2042 | CAPITAL | NEW | office-large | USD/gigalumen_year | us | us | 76764834250.1883
commercial lighting | Lamp: LED PAR 38 | 2042 | CAPITAL | NEW | office-small | USD/gigalumen_year | us | us | 76764834250.1883
commercial lighting | Lamp: LED PAR 38 | 2042 | CAPITAL | NEW | other | USD/gigalumen_year | us | us | 76764834250.1883
commercial lighting | Lamp: LED PAR 38 | 2042 | CAPITAL | NEW | warehouse | USD/gigalumen_year | us | us | 76764834250.1883
commercial lighting | Lamp: LED PAR 38 | 2042 | CAPITAL | REPLACEMENT | assembly | USD/gigalumen_year | us | us | 76764834250.1883
commercial lighting | Lamp: LED PAR 38 | 2042 | CAPITAL | REPLACEMENT | education | USD/gigalumen_year | us | us | 76764834250.1883
commercial lighting | Lamp: LED PAR 38 | 2042 | CAPITAL | REPLACEMENT | food sales | USD/gigalumen_year | us | us | 76764834250.1883
commercial lighting | Lamp: LED PAR 38 | 2042 | CAPITAL | REPLACEMENT | food service | USD/gigalumen_year | us | us | 76764834250.1883
commercial lighting | Lamp: LED PAR 38 | 2042 | CAPITAL | REPLACEMENT | health | USD/gigalumen_year | us | us | 76764834250.1883
commercial lighting | Lamp: LED PAR 38 | 2042 | CAPITAL | REPLACEMENT | lodging | USD/gigalumen_year | us | us | 76764834250.1883
commercial lighting | Lamp: LED PAR 38 | 2042 | CAPITAL | REPLACEMENT | merc/service | USD/gigalumen_year | us | us | 76764834250.1883
commercial lighting | Lamp: LED PAR 38 | 2042 | CAPITAL | REPLACEMENT | office-large | USD/gigalumen_year | us | us | 76764834250.1883
commercial lighting | Lamp: LED PAR 38 | 2042 | CAPITAL | REPLACEMENT | office-small | USD/gigalumen_year | us | us | 76764834250.1883
commercial lighting | Lamp: LED PAR 38 | 2042 | CAPITAL | REPLACEMENT | other | USD/gigalumen_year | us | us | 76764834250.1883
commercial lighting | Lamp: LED PAR 38 | 2042 | CAPITAL | REPLACEMENT | warehouse | USD/gigalumen_year | us | us | 76764834250.1883
commercial lighting | Lamp: LED PAR 38 | 2042 | FIXED_OM | NEW | assembly | USD/gigalumen_year | us | us | 5919442543.1602
commercial lighting | Lamp: LED PAR 38 | 2042 | FIXED_OM | NEW | education | USD/gigalumen_year | us | us | 5919442543.1602
commercial lighting | Lamp: LED PAR 38 | 2042 | FIXED_OM | NEW | food sales | USD/gigalumen_year | us | us | 5919442543.1602
commercial lighting | Lamp: LED PAR 38 | 2042 | FIXED_OM | NEW | food service | USD/gigalumen_year | us | us | 5919442543.1602
commercial lighting | Lamp: LED PAR 38 | 2042 | FIXED_OM | NEW | health | USD/gigalumen_year | us | us | 5919442543.1602
commercial lighting | Lamp: LED PAR 38 | 2042 | FIXED_OM | NEW | lodging | USD/gigalumen_year | us | us | 5919442543.1602
commercial lighting | Lamp: LED PAR 38 | 2042 | FIXED_OM | NEW | merc/service | USD/gigalumen_year | us | us | 5919442543.1602
commercial lighting | Lamp: LED PAR 38 | 2042 | FIXED_OM | NEW | office-large | USD/gigalumen_year | us | us | 5919442543.1602
commercial lighting | Lamp: LED PAR 38 | 2042 | FIXED_OM | NEW | office-small | USD/gigalumen_year | us | us | 5919442543.1602
commercial lighting | Lamp: LED PAR 38 | 2042 | FIXED_OM | NEW | other | USD/gigalumen_year | us | us | 5919442543.1602
commercial lighting | Lamp: LED PAR 38 | 2042 | FIXED_OM | NEW | warehouse | USD/gigalumen_year | us | us | 5919442543.1602
commercial lighting | Lamp: LED PAR 38 | 2042 | FIXED_OM | REPLACEMENT | assembly | USD/gigalumen_year | us | us | 5919442543.1602
commercial lighting | Lamp: LED PAR 38 | 2042 | FIXED_OM | REPLACEMENT | education | USD/gigalumen_year | us | us | 5919442543.1602
commercial lighting | Lamp: LED PAR 38 | 2042 | FIXED_OM | REPLACEMENT | food sales | USD/gigalumen_year | us | us | 5919442543.1602
commercial lighting | Lamp: LED PAR 38 | 2042 | FIXED_OM | REPLACEMENT | food service | USD/gigalumen_year | us | us | 5919442543.1602
commercial lighting | Lamp: LED PAR 38 | 2042 | FIXED_OM | REPLACEMENT | health | USD/gigalumen_year | us | us | 5919442543.1602
commercial lighting | Lamp: LED PAR 38 | 2042 | FIXED_OM | REPLACEMENT | lodging | USD/gigalumen_year | us | us | 5919442543.1602
commercial lighting | Lamp: LED PAR 38 | 2042 | FIXED_OM | REPLACEMENT | merc/service | USD/gigalumen_year | us | us | 5919442543.1602
commercial lighting | Lamp: LED PAR 38 | 2042 | FIXED_OM | REPLACEMENT | office-large | USD/gigalumen_year | us | us | 5919442543.1602
commercial lighting | Lamp: LED PAR 38 | 2042 | FIXED_OM | REPLACEMENT | office-small | USD/gigalumen_year | us | us | 5919442543.1602
commercial lighting | Lamp: LED PAR 38 | 2042 | FIXED_OM | REPLACEMENT | other | USD/gigalumen_year | us | us | 5919442543.1602
commercial lighting | Lamp: LED PAR 38 | 2042 | FIXED_OM | REPLACEMENT | warehouse | USD/gigalumen_year | us | us | 5919442543.1602
commercial lighting | Lamp: LED PAR 38 | 2043 | CAPITAL | NEW | assembly | USD/gigalumen_year | us | us | 76764834250.1883
commercial lighting | Lamp: LED PAR 38 | 2043 | CAPITAL | NEW | education | USD/gigalumen_year | us | us | 76764834250.1883
commercial lighting | Lamp: LED PAR 38 | 2043 | CAPITAL | NEW | food sales | USD/gigalumen_year | us | us | 76764834250.1883
commercial lighting | Lamp: LED PAR 38 | 2043 | CAPITAL | NEW | food service | USD/gigalumen_year | us | us | 76764834250.1883
commercial lighting | Lamp: LED PAR 38 | 2043 | CAPITAL | NEW | health | USD/gigalumen_year | us | us | 76764834250.1883
commercial lighting | Lamp: LED PAR 38 | 2043 | CAPITAL | NEW | lodging | USD/gigalumen_year | us | us | 76764834250.1883
commercial lighting | Lamp: LED PAR 38 | 2043 | CAPITAL | NEW | merc/service | USD/gigalumen_year | us | us | 76764834250.1883
commercial lighting | Lamp: LED PAR 38 | 2043 | CAPITAL | NEW | office-large | USD/gigalumen_year | us | us | 76764834250.1883
commercial lighting | Lamp: LED PAR 38 | 2043 | CAPITAL | NEW | office-small | USD/gigalumen_year | us | us | 76764834250.1883
commercial lighting | Lamp: LED PAR 38 | 2043 | CAPITAL | NEW | other | USD/gigalumen_year | us | us | 76764834250.1883
commercial lighting | Lamp: LED PAR 38 | 2043 | CAPITAL | NEW | warehouse | USD/gigalumen_year | us | us | 76764834250.1883
commercial lighting | Lamp: LED PAR 38 | 2043 | CAPITAL | REPLACEMENT | assembly | USD/gigalumen_year | us | us | 76764834250.1883
commercial lighting | Lamp: LED PAR 38 | 2043 | CAPITAL | REPLACEMENT | education | USD/gigalumen_year | us | us | 76764834250.1883
commercial lighting | Lamp: LED PAR 38 | 2043 | CAPITAL | REPLACEMENT | food sales | USD/gigalumen_year | us | us | 76764834250.1883
commercial lighting | Lamp: LED PAR 38 | 2043 | CAPITAL | REPLACEMENT | food service | USD/gigalumen_year | us | us | 76764834250.1883
commercial lighting | Lamp: LED PAR 38 | 2043 | CAPITAL | REPLACEMENT | health | USD/gigalumen_year | us | us | 76764834250.1883
commercial lighting | Lamp: LED PAR 38 | 2043 | CAPITAL | REPLACEMENT | lodging | USD/gigalumen_year | us | us | 76764834250.1883
commercial lighting | Lamp: LED PAR 38 | 2043 | CAPITAL | REPLACEMENT | merc/service | USD/gigalumen_year | us | us | 76764834250.1883
commercial lighting | Lamp: LED PAR 38 | 2043 | CAPITAL | REPLACEMENT | office-large | USD/gigalumen_year | us | us | 76764834250.1883
commercial lighting | Lamp: LED PAR 38 | 2043 | CAPITAL | REPLACEMENT | office-small | USD/gigalumen_year | us | us | 76764834250.1883
commercial lighting | Lamp: LED PAR 38 | 2043 | CAPITAL | REPLACEMENT | other | USD/gigalumen_year | us | us | 76764834250.1883
commercial lighting | Lamp: LED PAR 38 | 2043 | CAPITAL | REPLACEMENT | warehouse | USD/gigalumen_year | us | us | 76764834250.1883
commercial lighting | Lamp: LED PAR 38 | 2043 | FIXED_OM | NEW | assembly | USD/gigalumen_year | us | us | 5919442543.1602
commercial lighting | Lamp: LED PAR 38 | 2043 | FIXED_OM | NEW | education | USD/gigalumen_year | us | us | 5919442543.1602
commercial lighting | Lamp: LED PAR 38 | 2043 | FIXED_OM | NEW | food sales | USD/gigalumen_year | us | us | 5919442543.1602
commercial lighting | Lamp: LED PAR 38 | 2043 | FIXED_OM | NEW | food service | USD/gigalumen_year | us | us | 5919442543.1602
commercial lighting | Lamp: LED PAR 38 | 2043 | FIXED_OM | NEW | health | USD/gigalumen_year | us | us | 5919442543.1602
commercial lighting | Lamp: LED PAR 38 | 2043 | FIXED_OM | NEW | lodging | USD/gigalumen_year | us | us | 5919442543.1602
commercial lighting | Lamp: LED PAR 38 | 2043 | FIXED_OM | NEW | merc/service | USD/gigalumen_year | us | us | 5919442543.1602
commercial lighting | Lamp: LED PAR 38 | 2043 | FIXED_OM | NEW | office-large | USD/gigalumen_year | us | us | 5919442543.1602
commercial lighting | Lamp: LED PAR 38 | 2043 | FIXED_OM | NEW | office-small | USD/gigalumen_year | us | us | 5919442543.1602
commercial lighting | Lamp: LED PAR 38 | 2043 | FIXED_OM | NEW | other | USD/gigalumen_year | us | us | 5919442543.1602
commercial lighting | Lamp: LED PAR 38 | 2043 | FIXED_OM | NEW | warehouse | USD/gigalumen_year | us | us | 5919442543.1602
commercial lighting | Lamp: LED PAR 38 | 2043 | FIXED_OM | REPLACEMENT | assembly | USD/gigalumen_year | us | us | 5919442543.1602
commercial lighting | Lamp: LED PAR 38 | 2043 | FIXED_OM | REPLACEMENT | education | USD/gigalumen_year | us | us | 5919442543.1602
commercial lighting | Lamp: LED PAR 38 | 2043 | FIXED_OM | REPLACEMENT | food sales | USD/gigalumen_year | us | us | 5919442543.1602
commercial lighting | Lamp: LED PAR 38 | 2043 | FIXED_OM | REPLACEMENT | food service | USD/gigalumen_year | us | us | 5919442543.1602
commercial lighting | Lamp: LED PAR 38 | 2043 | FIXED_OM | REPLACEMENT | health | USD/gigalumen_year | us | us | 5919442543.1602
commercial lighting | Lamp: LED PAR 38 | 2043 | FIXED_OM | REPLACEMENT | lodging | USD/gigalumen_year | us | us | 5919442543.1602
commercial lighting | Lamp: LED PAR 38 | 2043 | FIXED_OM | REPLACEMENT | merc/service | USD/gigalumen_year | us | us | 5919442543.1602
commercial lighting | Lamp: LED PAR 38 | 2043 | FIXED_OM | REPLACEMENT | office-large | USD/gigalumen_year | us | us | 5919442543.1602
commercial lighting | Lamp: LED PAR 38 | 2043 | FIXED_OM | REPLACEMENT | office-small | USD/gigalumen_year | us | us | 5919442543.1602
commercial lighting | Lamp: LED PAR 38 | 2043 | FIXED_OM | REPLACEMENT | other | USD/gigalumen_year | us | us | 5919442543.1602
commercial lighting | Lamp: LED PAR 38 | 2043 | FIXED_OM | REPLACEMENT | warehouse | USD/gigalumen_year | us | us | 5919442543.1602
commercial lighting | Lamp: LED PAR 38 | 2044 | CAPITAL | NEW | assembly | USD/gigalumen_year | us | us | 76764834250.1883
commercial lighting | Lamp: LED PAR 38 | 2044 | CAPITAL | NEW | education | USD/gigalumen_year | us | us | 76764834250.1883
commercial lighting | Lamp: LED PAR 38 | 2044 | CAPITAL | NEW | food sales | USD/gigalumen_year | us | us | 76764834250.1883
commercial lighting | Lamp: LED PAR 38 | 2044 | CAPITAL | NEW | food service | USD/gigalumen_year | us | us | 76764834250.1883
commercial lighting | Lamp: LED PAR 38 | 2044 | CAPITAL | NEW | health | USD/gigalumen_year | us | us | 76764834250.1883
commercial lighting | Lamp: LED PAR 38 | 2044 | CAPITAL | NEW | lodging | USD/gigalumen_year | us | us | 76764834250.1883
commercial lighting | Lamp: LED PAR 38 | 2044 | CAPITAL | NEW | merc/service | USD/gigalumen_year | us | us | 76764834250.1883
commercial lighting | Lamp: LED PAR 38 | 2044 | CAPITAL | NEW | office-large | USD/gigalumen_year | us | us | 76764834250.1883
commercial lighting | Lamp: LED PAR 38 | 2044 | CAPITAL | NEW | office-small | USD/gigalumen_year | us | us | 76764834250.1883
commercial lighting | Lamp: LED PAR 38 | 2044 | CAPITAL | NEW | other | USD/gigalumen_year | us | us | 76764834250.1883
commercial lighting | Lamp: LED PAR 38 | 2044 | CAPITAL | NEW | warehouse | USD/gigalumen_year | us | us | 76764834250.1883
commercial lighting | Lamp: LED PAR 38 | 2044 | CAPITAL | REPLACEMENT | assembly | USD/gigalumen_year | us | us | 76764834250.1883
commercial lighting | Lamp: LED PAR 38 | 2044 | CAPITAL | REPLACEMENT | education | USD/gigalumen_year | us | us | 76764834250.1883
commercial lighting | Lamp: LED PAR 38 | 2044 | CAPITAL | REPLACEMENT | food sales | USD/gigalumen_year | us | us | 76764834250.1883
commercial lighting | Lamp: LED PAR 38 | 2044 | CAPITAL | REPLACEMENT | food service | USD/gigalumen_year | us | us | 76764834250.1883
commercial lighting | Lamp: LED PAR 38 | 2044 | CAPITAL | REPLACEMENT | health | USD/gigalumen_year | us | us | 76764834250.1883
commercial lighting | Lamp: LED PAR 38 | 2044 | CAPITAL | REPLACEMENT | lodging | USD/gigalumen_year | us | us | 76764834250.1883
commercial lighting | Lamp: LED PAR 38 | 2044 | CAPITAL | REPLACEMENT | merc/service | USD/gigalumen_year | us | us | 76764834250.1883
commercial lighting | Lamp: LED PAR 38 | 2044 | CAPITAL | REPLACEMENT | office-large | USD/gigalumen_year | us | us | 76764834250.1883
commercial lighting | Lamp: LED PAR 38 | 2044 | CAPITAL | REPLACEMENT | office-small | USD/gigalumen_year | us | us | 76764834250.1883
commercial lighting | Lamp: LED PAR 38 | 2044 | CAPITAL | REPLACEMENT | other | USD/gigalumen_year | us | us | 76764834250.1883
commercial lighting | Lamp: LED PAR 38 | 2044 | CAPITAL | REPLACEMENT | warehouse | USD/gigalumen_year | us | us | 76764834250.1883
commercial lighting | Lamp: LED PAR 38 | 2044 | FIXED_OM | NEW | assembly | USD/gigalumen_year | us | us | 5919442543.1602
commercial lighting | Lamp: LED PAR 38 | 2044 | FIXED_OM | NEW | education | USD/gigalumen_year | us | us | 5919442543.1602
commercial lighting | Lamp: LED PAR 38 | 2044 | FIXED_OM | NEW | food sales | USD/gigalumen_year | us | us | 5919442543.1602
commercial lighting | Lamp: LED PAR 38 | 2044 | FIXED_OM | NEW | food service | USD/gigalumen_year | us | us | 5919442543.1602
commercial lighting | Lamp: LED PAR 38 | 2044 | FIXED_OM | NEW | health | USD/gigalumen_year | us | us | 5919442543.1602
commercial lighting | Lamp: LED PAR 38 | 2044 | FIXED_OM | NEW | lodging | USD/gigalumen_year | us | us | 5919442543.1602
commercial lighting | Lamp: LED PAR 38 | 2044 | FIXED_OM | NEW | merc/service | USD/gigalumen_year | us | us | 5919442543.1602
commercial lighting | Lamp: LED PAR 38 | 2044 | FIXED_OM | NEW | office-large | USD/gigalumen_year | us | us | 5919442543.1602
commercial lighting | Lamp: LED PAR 38 | 2044 | FIXED_OM | NEW | office-small | USD/gigalumen_year | us | us | 5919442543.1602
commercial lighting | Lamp: LED PAR 38 | 2044 | FIXED_OM | NEW | other | USD/gigalumen_year | us | us | 5919442543.1602
commercial lighting | Lamp: LED PAR 38 | 2044 | FIXED_OM | NEW | warehouse | USD/gigalumen_year | us | us | 5919442543.1602
commercial lighting | Lamp: LED PAR 38 | 2044 | FIXED_OM | REPLACEMENT | assembly | USD/gigalumen_year | us | us | 5919442543.1602
commercial lighting | Lamp: LED PAR 38 | 2044 | FIXED_OM | REPLACEMENT | education | USD/gigalumen_year | us | us | 5919442543.1602
commercial lighting | Lamp: LED PAR 38 | 2044 | FIXED_OM | REPLACEMENT | food sales | USD/gigalumen_year | us | us | 5919442543.1602
commercial lighting | Lamp: LED PAR 38 | 2044 | FIXED_OM | REPLACEMENT | food service | USD/gigalumen_year | us | us | 5919442543.1602
commercial lighting | Lamp: LED PAR 38 | 2044 | FIXED_OM | REPLACEMENT | health | USD/gigalumen_year | us | us | 5919442543.1602
commercial lighting | Lamp: LED PAR 38 | 2044 | FIXED_OM | REPLACEMENT | lodging | USD/gigalumen_year | us | us | 5919442543.1602
commercial lighting | Lamp: LED PAR 38 | 2044 | FIXED_OM | REPLACEMENT | merc/service | USD/gigalumen_year | us | us | 5919442543.1602
commercial lighting | Lamp: LED PAR 38 | 2044 | FIXED_OM | REPLACEMENT | office-large | USD/gigalumen_year | us | us | 5919442543.1602
commercial lighting | Lamp: LED PAR 38 | 2044 | FIXED_OM | REPLACEMENT | office-small | USD/gigalumen_year | us | us | 5919442543.1602
commercial lighting | Lamp: LED PAR 38 | 2044 | FIXED_OM | REPLACEMENT | other | USD/gigalumen_year | us | us | 5919442543.1602
commercial lighting | Lamp: LED PAR 38 | 2044 | FIXED_OM | REPLACEMENT | warehouse | USD/gigalumen_year | us | us | 5919442543.1602
commercial lighting | Lamp: LED PAR 38 | 2045 | CAPITAL | NEW | assembly | USD/gigalumen_year | us | us | 76764834250.1883
commercial lighting | Lamp: LED PAR 38 | 2045 | CAPITAL | NEW | education | USD/gigalumen_year | us | us | 76764834250.1883
commercial lighting | Lamp: LED PAR 38 | 2045 | CAPITAL | NEW | food sales | USD/gigalumen_year | us | us | 76764834250.1883
commercial lighting | Lamp: LED PAR 38 | 2045 | CAPITAL | NEW | food service | USD/gigalumen_year | us | us | 76764834250.1883
commercial lighting | Lamp: LED PAR 38 | 2045 | CAPITAL | NEW | health | USD/gigalumen_year | us | us | 76764834250.1883
commercial lighting | Lamp: LED PAR 38 | 2045 | CAPITAL | NEW | lodging | USD/gigalumen_year | us | us | 76764834250.1883
commercial lighting | Lamp: LED PAR 38 | 2045 | CAPITAL | NEW | merc/service | USD/gigalumen_year | us | us | 76764834250.1883
commercial lighting | Lamp: LED PAR 38 | 2045 | CAPITAL | NEW | office-large | USD/gigalumen_year | us | us | 76764834250.1883
commercial lighting | Lamp: LED PAR 38 | 2045 | CAPITAL | NEW | office-small | USD/gigalumen_year | us | us | 76764834250.1883
commercial lighting | Lamp: LED PAR 38 | 2045 | CAPITAL | NEW | other | USD/gigalumen_year | us | us | 76764834250.1883
commercial lighting | Lamp: LED PAR 38 | 2045 | CAPITAL | NEW | warehouse | USD/gigalumen_year | us | us | 76764834250.1883
commercial lighting | Lamp: LED PAR 38 | 2045 | CAPITAL | REPLACEMENT | assembly | USD/gigalumen_year | us | us | 76764834250.1883
commercial lighting | Lamp: LED PAR 38 | 2045 | CAPITAL | REPLACEMENT | education | USD/gigalumen_year | us | us | 76764834250.1883
commercial lighting | Lamp: LED PAR 38 | 2045 | CAPITAL | REPLACEMENT | food sales | USD/gigalumen_year | us | us | 76764834250.1883
commercial lighting | Lamp: LED PAR 38 | 2045 | CAPITAL | REPLACEMENT | food service | USD/gigalumen_year | us | us | 76764834250.1883
commercial lighting | Lamp: LED PAR 38 | 2045 | CAPITAL | REPLACEMENT | health | USD/gigalumen_year | us | us | 76764834250.1883
commercial lighting | Lamp: LED PAR 38 | 2045 | CAPITAL | REPLACEMENT | lodging | USD/gigalumen_year | us | us | 76764834250.1883
commercial lighting | Lamp: LED PAR 38 | 2045 | CAPITAL | REPLACEMENT | merc/service | USD/gigalumen_year | us | us | 76764834250.1883
commercial lighting | Lamp: LED PAR 38 | 2045 | CAPITAL | REPLACEMENT | office-large | USD/gigalumen_year | us | us | 76764834250.1883
commercial lighting | Lamp: LED PAR 38 | 2045 | CAPITAL | REPLACEMENT | office-small | USD/gigalumen_year | us | us | 76764834250.1883
commercial lighting | Lamp: LED PAR 38 | 2045 | CAPITAL | REPLACEMENT | other | USD/gigalumen_year | us | us | 76764834250.1883
commercial lighting | Lamp: LED PAR 38 | 2045 | CAPITAL | REPLACEMENT | warehouse | USD/gigalumen_year | us | us | 76764834250.1883
commercial lighting | Lamp: LED PAR 38 | 2045 | FIXED_OM | NEW | assembly | USD/gigalumen_year | us | us | 5919442543.1602
commercial lighting | Lamp: LED PAR 38 | 2045 | FIXED_OM | NEW | education | USD/gigalumen_year | us | us | 5919442543.1602
commercial lighting | Lamp: LED PAR 38 | 2045 | FIXED_OM | NEW | food sales | USD/gigalumen_year | us | us | 5919442543.1602
commercial lighting | Lamp: LED PAR 38 | 2045 | FIXED_OM | NEW | food service | USD/gigalumen_year | us | us | 5919442543.1602
commercial lighting | Lamp: LED PAR 38 | 2045 | FIXED_OM | NEW | health | USD/gigalumen_year | us | us | 5919442543.1602
commercial lighting | Lamp: LED PAR 38 | 2045 | FIXED_OM | NEW | lodging | USD/gigalumen_year | us | us | 5919442543.1602
commercial lighting | Lamp: LED PAR 38 | 2045 | FIXED_OM | NEW | merc/service | USD/gigalumen_year | us | us | 5919442543.1602
commercial lighting | Lamp: LED PAR 38 | 2045 | FIXED_OM | NEW | office-large | USD/gigalumen_year | us | us | 5919442543.1602
commercial lighting | Lamp: LED PAR 38 | 2045 | FIXED_OM | NEW | office-small | USD/gigalumen_year | us | us | 5919442543.1602
commercial lighting | Lamp: LED PAR 38 | 2045 | FIXED_OM | NEW | other | USD/gigalumen_year | us | us | 5919442543.1602
commercial lighting | Lamp: LED PAR 38 | 2045 | FIXED_OM | NEW | warehouse | USD/gigalumen_year | us | us | 5919442543.1602
commercial lighting | Lamp: LED PAR 38 | 2045 | FIXED_OM | REPLACEMENT | assembly | USD/gigalumen_year | us | us | 5919442543.1602
commercial lighting | Lamp: LED PAR 38 | 2045 | FIXED_OM | REPLACEMENT | education | USD/gigalumen_year | us | us | 5919442543.1602
commercial lighting | Lamp: LED PAR 38 | 2045 | FIXED_OM | REPLACEMENT | food sales | USD/gigalumen_year | us | us | 5919442543.1602
commercial lighting | Lamp: LED PAR 38 | 2045 | FIXED_OM | REPLACEMENT | food service | USD/gigalumen_year | us | us | 5919442543.1602
commercial lighting | Lamp: LED PAR 38 | 2045 | FIXED_OM | REPLACEMENT | health | USD/gigalumen_year | us | us | 5919442543.1602
commercial lighting | Lamp: LED PAR 38 | 2045 | FIXED_OM | REPLACEMENT | lodging | USD/gigalumen_year | us | us | 5919442543.1602
commercial lighting | Lamp: LED PAR 38 | 2045 | FIXED_OM | REPLACEMENT | merc/service | USD/gigalumen_year | us | us | 5919442543.1602
commercial lighting | Lamp: LED PAR 38 | 2045 | FIXED_OM | REPLACEMENT | office-large | USD/gigalumen_year | us | us | 5919442543.1602
commercial lighting | Lamp: LED PAR 38 | 2045 | FIXED_OM | REPLACEMENT | office-small | USD/gigalumen_year | us | us | 5919442543.1602
commercial lighting | Lamp: LED PAR 38 | 2045 | FIXED_OM | REPLACEMENT | other | USD/gigalumen_year | us | us | 5919442543.1602
commercial lighting | Lamp: LED PAR 38 | 2045 | FIXED_OM | REPLACEMENT | warehouse | USD/gigalumen_year | us | us | 5919442543.1602
commercial lighting | Lamp: LED PAR 38 | 2046 | CAPITAL | NEW | assembly | USD/gigalumen_year | us | us | 76764834250.1883
commercial lighting | Lamp: LED PAR 38 | 2046 | CAPITAL | NEW | education | USD/gigalumen_year | us | us | 76764834250.1883
commercial lighting | Lamp: LED PAR 38 | 2046 | CAPITAL | NEW | food sales | USD/gigalumen_year | us | us | 76764834250.1883
commercial lighting | Lamp: LED PAR 38 | 2046 | CAPITAL | NEW | food service | USD/gigalumen_year | us | us | 76764834250.1883
commercial lighting | Lamp: LED PAR 38 | 2046 | CAPITAL | NEW | health | USD/gigalumen_year | us | us | 76764834250.1883
commercial lighting | Lamp: LED PAR 38 | 2046 | CAPITAL | NEW | lodging | USD/gigalumen_year | us | us | 76764834250.1883
commercial lighting | Lamp: LED PAR 38 | 2046 | CAPITAL | NEW | merc/service | USD/gigalumen_year | us | us | 76764834250.1883
commercial lighting | Lamp: LED PAR 38 | 2046 | CAPITAL | NEW | office-large | USD/gigalumen_year | us | us | 76764834250.1883
commercial lighting | Lamp: LED PAR 38 | 2046 | CAPITAL | NEW | office-small | USD/gigalumen_year | us | us | 76764834250.1883
commercial lighting | Lamp: LED PAR 38 | 2046 | CAPITAL | NEW | other | USD/gigalumen_year | us | us | 76764834250.1883
commercial lighting | Lamp: LED PAR 38 | 2046 | CAPITAL | NEW | warehouse | USD/gigalumen_year | us | us | 76764834250.1883
commercial lighting | Lamp: LED PAR 38 | 2046 | CAPITAL | REPLACEMENT | assembly | USD/gigalumen_year | us | us | 76764834250.1883
commercial lighting | Lamp: LED PAR 38 | 2046 | CAPITAL | REPLACEMENT | education | USD/gigalumen_year | us | us | 76764834250.1883
commercial lighting | Lamp: LED PAR 38 | 2046 | CAPITAL | REPLACEMENT | food sales | USD/gigalumen_year | us | us | 76764834250.1883
commercial lighting | Lamp: LED PAR 38 | 2046 | CAPITAL | REPLACEMENT | food service | USD/gigalumen_year | us | us | 76764834250.1883
commercial lighting | Lamp: LED PAR 38 | 2046 | CAPITAL | REPLACEMENT | health | USD/gigalumen_year | us | us | 76764834250.1883
commercial lighting | Lamp: LED PAR 38 | 2046 | CAPITAL | REPLACEMENT | lodging | USD/gigalumen_year | us | us | 76764834250.1883
commercial lighting | Lamp: LED PAR 38 | 2046 | CAPITAL | REPLACEMENT | merc/service | USD/gigalumen_year | us | us | 76764834250.1883
commercial lighting | Lamp: LED PAR 38 | 2046 | CAPITAL | REPLACEMENT | office-large | USD/gigalumen_year | us | us | 76764834250.1883
commercial lighting | Lamp: LED PAR 38 | 2046 | CAPITAL | REPLACEMENT | office-small | USD/gigalumen_year | us | us | 76764834250.1883
commercial lighting | Lamp: LED PAR 38 | 2046 | CAPITAL | REPLACEMENT | other | USD/gigalumen_year | us | us | 76764834250.1883
commercial lighting | Lamp: LED PAR 38 | 2046 | CAPITAL | REPLACEMENT | warehouse | USD/gigalumen_year | us | us | 76764834250.1883
commercial lighting | Lamp: LED PAR 38 | 2046 | FIXED_OM | NEW | assembly | USD/gigalumen_year | us | us | 5919442543.1602
commercial lighting | Lamp: LED PAR 38 | 2046 | FIXED_OM | NEW | education | USD/gigalumen_year | us | us | 5919442543.1602
commercial lighting | Lamp: LED PAR 38 | 2046 | FIXED_OM | NEW | food sales | USD/gigalumen_year | us | us | 5919442543.1602
commercial lighting | Lamp: LED PAR 38 | 2046 | FIXED_OM | NEW | food service | USD/gigalumen_year | us | us | 5919442543.1602
commercial lighting | Lamp: LED PAR 38 | 2046 | FIXED_OM | NEW | health | USD/gigalumen_year | us | us | 5919442543.1602
commercial lighting | Lamp: LED PAR 38 | 2046 | FIXED_OM | NEW | lodging | USD/gigalumen_year | us | us | 5919442543.1602
commercial lighting | Lamp: LED PAR 38 | 2046 | FIXED_OM | NEW | merc/service | USD/gigalumen_year | us | us | 5919442543.1602
commercial lighting | Lamp: LED PAR 38 | 2046 | FIXED_OM | NEW | office-large | USD/gigalumen_year | us | us | 5919442543.1602
commercial lighting | Lamp: LED PAR 38 | 2046 | FIXED_OM | NEW | office-small | USD/gigalumen_year | us | us | 5919442543.1602
commercial lighting | Lamp: LED PAR 38 | 2046 | FIXED_OM | NEW | other | USD/gigalumen_year | us | us | 5919442543.1602
commercial lighting | Lamp: LED PAR 38 | 2046 | FIXED_OM | NEW | warehouse | USD/gigalumen_year | us | us | 5919442543.1602
commercial lighting | Lamp: LED PAR 38 | 2046 | FIXED_OM | REPLACEMENT | assembly | USD/gigalumen_year | us | us | 5919442543.1602
commercial lighting | Lamp: LED PAR 38 | 2046 | FIXED_OM | REPLACEMENT | education | USD/gigalumen_year | us | us | 5919442543.1602
commercial lighting | Lamp: LED PAR 38 | 2046 | FIXED_OM | REPLACEMENT | food sales | USD/gigalumen_year | us | us | 5919442543.1602
commercial lighting | Lamp: LED PAR 38 | 2046 | FIXED_OM | REPLACEMENT | food service | USD/gigalumen_year | us | us | 5919442543.1602
commercial lighting | Lamp: LED PAR 38 | 2046 | FIXED_OM | REPLACEMENT | health | USD/gigalumen_year | us | us | 5919442543.1602
commercial lighting | Lamp: LED PAR 38 | 2046 | FIXED_OM | REPLACEMENT | lodging | USD/gigalumen_year | us | us | 5919442543.1602
commercial lighting | Lamp: LED PAR 38 | 2046 | FIXED_OM | REPLACEMENT | merc/service | USD/gigalumen_year | us | us | 5919442543.1602
commercial lighting | Lamp: LED PAR 38 | 2046 | FIXED_OM | REPLACEMENT | office-large | USD/gigalumen_year | us | us | 5919442543.1602
commercial lighting | Lamp: LED PAR 38 | 2046 | FIXED_OM | REPLACEMENT | office-small | USD/gigalumen_year | us | us | 5919442543.1602
commercial lighting | Lamp: LED PAR 38 | 2046 | FIXED_OM | REPLACEMENT | other | USD/gigalumen_year | us | us | 5919442543.1602
commercial lighting | Lamp: LED PAR 38 | 2046 | FIXED_OM | REPLACEMENT | warehouse | USD/gigalumen_year | us | us | 5919442543.1602
commercial lighting | Lamp: LED PAR 38 | 2047 | CAPITAL | NEW | assembly | USD/gigalumen_year | us | us | 76764834250.1883
commercial lighting | Lamp: LED PAR 38 | 2047 | CAPITAL | NEW | education | USD/gigalumen_year | us | us | 76764834250.1883
commercial lighting | Lamp: LED PAR 38 | 2047 | CAPITAL | NEW | food sales | USD/gigalumen_year | us | us | 76764834250.1883
commercial lighting | Lamp: LED PAR 38 | 2047 | CAPITAL | NEW | food service | USD/gigalumen_year | us | us | 76764834250.1883
commercial lighting | Lamp: LED PAR 38 | 2047 | CAPITAL | NEW | health | USD/gigalumen_year | us | us | 76764834250.1883
commercial lighting | Lamp: LED PAR 38 | 2047 | CAPITAL | NEW | lodging | USD/gigalumen_year | us | us | 76764834250.1883
commercial lighting | Lamp: LED PAR 38 | 2047 | CAPITAL | NEW | merc/service | USD/gigalumen_year | us | us | 76764834250.1883
commercial lighting | Lamp: LED PAR 38 | 2047 | CAPITAL | NEW | office-large | USD/gigalumen_year | us | us | 76764834250.1883
commercial lighting | Lamp: LED PAR 38 | 2047 | CAPITAL | NEW | office-small | USD/gigalumen_year | us | us | 76764834250.1883
commercial lighting | Lamp: LED PAR 38 | 2047 | CAPITAL | NEW | other | USD/gigalumen_year | us | us | 76764834250.1883
commercial lighting | Lamp: LED PAR 38 | 2047 | CAPITAL | NEW | warehouse | USD/gigalumen_year | us | us | 76764834250.1883
commercial lighting | Lamp: LED PAR 38 | 2047 | CAPITAL | REPLACEMENT | assembly | USD/gigalumen_year | us | us | 76764834250.1883
commercial lighting | Lamp: LED PAR 38 | 2047 | CAPITAL | REPLACEMENT | education | USD/gigalumen_year | us | us | 76764834250.1883
commercial lighting | Lamp: LED PAR 38 | 2047 | CAPITAL | REPLACEMENT | food sales | USD/gigalumen_year | us | us | 76764834250.1883
commercial lighting | Lamp: LED PAR 38 | 2047 | CAPITAL | REPLACEMENT | food service | USD/gigalumen_year | us | us | 76764834250.1883
commercial lighting | Lamp: LED PAR 38 | 2047 | CAPITAL | REPLACEMENT | health | USD/gigalumen_year | us | us | 76764834250.1883
commercial lighting | Lamp: LED PAR 38 | 2047 | CAPITAL | REPLACEMENT | lodging | USD/gigalumen_year | us | us | 76764834250.1883
commercial lighting | Lamp: LED PAR 38 | 2047 | CAPITAL | REPLACEMENT | merc/service | USD/gigalumen_year | us | us | 76764834250.1883
commercial lighting | Lamp: LED PAR 38 | 2047 | CAPITAL | REPLACEMENT | office-large | USD/gigalumen_year | us | us | 76764834250.1883
commercial lighting | Lamp: LED PAR 38 | 2047 | CAPITAL | REPLACEMENT | office-small | USD/gigalumen_year | us | us | 76764834250.1883
commercial lighting | Lamp: LED PAR 38 | 2047 | CAPITAL | REPLACEMENT | other | USD/gigalumen_year | us | us | 76764834250.1883
commercial lighting | Lamp: LED PAR 38 | 2047 | CAPITAL | REPLACEMENT | warehouse | USD/gigalumen_year | us | us | 76764834250.1883
commercial lighting | Lamp: LED PAR 38 | 2047 | FIXED_OM | NEW | assembly | USD/gigalumen_year | us | us | 5919442543.1602
commercial lighting | Lamp: LED PAR 38 | 2047 | FIXED_OM | NEW | education | USD/gigalumen_year | us | us | 5919442543.1602
commercial lighting | Lamp: LED PAR 38 | 2047 | FIXED_OM | NEW | food sales | USD/gigalumen_year | us | us | 5919442543.1602
commercial lighting | Lamp: LED PAR 38 | 2047 | FIXED_OM | NEW | food service | USD/gigalumen_year | us | us | 5919442543.1602
commercial lighting | Lamp: LED PAR 38 | 2047 | FIXED_OM | NEW | health | USD/gigalumen_year | us | us | 5919442543.1602
commercial lighting | Lamp: LED PAR 38 | 2047 | FIXED_OM | NEW | lodging | USD/gigalumen_year | us | us | 5919442543.1602
commercial lighting | Lamp: LED PAR 38 | 2047 | FIXED_OM | NEW | merc/service | USD/gigalumen_year | us | us | 5919442543.1602
commercial lighting | Lamp: LED PAR 38 | 2047 | FIXED_OM | NEW | office-large | USD/gigalumen_year | us | us | 5919442543.1602
commercial lighting | Lamp: LED PAR 38 | 2047 | FIXED_OM | NEW | office-small | USD/gigalumen_year | us | us | 5919442543.1602
commercial lighting | Lamp: LED PAR 38 | 2047 | FIXED_OM | NEW | other | USD/gigalumen_year | us | us | 5919442543.1602
commercial lighting | Lamp: LED PAR 38 | 2047 | FIXED_OM | NEW | warehouse | USD/gigalumen_year | us | us | 5919442543.1602
commercial lighting | Lamp: LED PAR 38 | 2047 | FIXED_OM | REPLACEMENT | assembly | USD/gigalumen_year | us | us | 5919442543.1602
commercial lighting | Lamp: LED PAR 38 | 2047 | FIXED_OM | REPLACEMENT | education | USD/gigalumen_year | us | us | 5919442543.1602
commercial lighting | Lamp: LED PAR 38 | 2047 | FIXED_OM | REPLACEMENT | food sales | USD/gigalumen_year | us | us | 5919442543.1602
commercial lighting | Lamp: LED PAR 38 | 2047 | FIXED_OM | REPLACEMENT | food service | USD/gigalumen_year | us | us | 5919442543.1602
commercial lighting | Lamp: LED PAR 38 | 2047 | FIXED_OM | REPLACEMENT | health | USD/gigalumen_year | us | us | 5919442543.1602
commercial lighting | Lamp: LED PAR 38 | 2047 | FIXED_OM | REPLACEMENT | lodging | USD/gigalumen_year | us | us | 5919442543.1602
commercial lighting | Lamp: LED PAR 38 | 2047 | FIXED_OM | REPLACEMENT | merc/service | USD/gigalumen_year | us | us | 5919442543.1602
commercial lighting | Lamp: LED PAR 38 | 2047 | FIXED_OM | REPLACEMENT | office-large | USD/gigalumen_year | us | us | 5919442543.1602
commercial lighting | Lamp: LED PAR 38 | 2047 | FIXED_OM | REPLACEMENT | office-small | USD/gigalumen_year | us | us | 5919442543.1602
commercial lighting | Lamp: LED PAR 38 | 2047 | FIXED_OM | REPLACEMENT | other | USD/gigalumen_year | us | us | 5919442543.1602
commercial lighting | Lamp: LED PAR 38 | 2047 | FIXED_OM | REPLACEMENT | warehouse | USD/gigalumen_year | us | us | 5919442543.1602
commercial lighting | Lamp: LED PAR 38 | 2048 | CAPITAL | NEW | assembly | USD/gigalumen_year | us | us | 76764834250.1883
commercial lighting | Lamp: LED PAR 38 | 2048 | CAPITAL | NEW | education | USD/gigalumen_year | us | us | 76764834250.1883
commercial lighting | Lamp: LED PAR 38 | 2048 | CAPITAL | NEW | food sales | USD/gigalumen_year | us | us | 76764834250.1883
commercial lighting | Lamp: LED PAR 38 | 2048 | CAPITAL | NEW | food service | USD/gigalumen_year | us | us | 76764834250.1883
commercial lighting | Lamp: LED PAR 38 | 2048 | CAPITAL | NEW | health | USD/gigalumen_year | us | us | 76764834250.1883
commercial lighting | Lamp: LED PAR 38 | 2048 | CAPITAL | NEW | lodging | USD/gigalumen_year | us | us | 76764834250.1883
commercial lighting | Lamp: LED PAR 38 | 2048 | CAPITAL | NEW | merc/service | USD/gigalumen_year | us | us | 76764834250.1883
commercial lighting | Lamp: LED PAR 38 | 2048 | CAPITAL | NEW | office-large | USD/gigalumen_year | us | us | 76764834250.1883
commercial lighting | Lamp: LED PAR 38 | 2048 | CAPITAL | NEW | office-small | USD/gigalumen_year | us | us | 76764834250.1883
commercial lighting | Lamp: LED PAR 38 | 2048 | CAPITAL | NEW | other | USD/gigalumen_year | us | us | 76764834250.1883
commercial lighting | Lamp: LED PAR 38 | 2048 | CAPITAL | NEW | warehouse | USD/gigalumen_year | us | us | 76764834250.1883
commercial lighting | Lamp: LED PAR 38 | 2048 | CAPITAL | REPLACEMENT | assembly | USD/gigalumen_year | us | us | 76764834250.1883
commercial lighting | Lamp: LED PAR 38 | 2048 | CAPITAL | REPLACEMENT | education | USD/gigalumen_year | us | us | 76764834250.1883
commercial lighting | Lamp: LED PAR 38 | 2048 | CAPITAL | REPLACEMENT | food sales | USD/gigalumen_year | us | us | 76764834250.1883
commercial lighting | Lamp: LED PAR 38 | 2048 | CAPITAL | REPLACEMENT | food service | USD/gigalumen_year | us | us | 76764834250.1883
commercial lighting | Lamp: LED PAR 38 | 2048 | CAPITAL | REPLACEMENT | health | USD/gigalumen_year | us | us | 76764834250.1883
commercial lighting | Lamp: LED PAR 38 | 2048 | CAPITAL | REPLACEMENT | lodging | USD/gigalumen_year | us | us | 76764834250.1883
commercial lighting | Lamp: LED PAR 38 | 2048 | CAPITAL | REPLACEMENT | merc/service | USD/gigalumen_year | us | us | 76764834250.1883
commercial lighting | Lamp: LED PAR 38 | 2048 | CAPITAL | REPLACEMENT | office-large | USD/gigalumen_year | us | us | 76764834250.1883
commercial lighting | Lamp: LED PAR 38 | 2048 | CAPITAL | REPLACEMENT | office-small | USD/gigalumen_year | us | us | 76764834250.1883
commercial lighting | Lamp: LED PAR 38 | 2048 | CAPITAL | REPLACEMENT | other | USD/gigalumen_year | us | us | 76764834250.1883
commercial lighting | Lamp: LED PAR 38 | 2048 | CAPITAL | REPLACEMENT | warehouse | USD/gigalumen_year | us | us | 76764834250.1883
commercial lighting | Lamp: LED PAR 38 | 2048 | FIXED_OM | NEW | assembly | USD/gigalumen_year | us | us | 5919442543.1602
commercial lighting | Lamp: LED PAR 38 | 2048 | FIXED_OM | NEW | education | USD/gigalumen_year | us | us | 5919442543.1602
commercial lighting | Lamp: LED PAR 38 | 2048 | FIXED_OM | NEW | food sales | USD/gigalumen_year | us | us | 5919442543.1602
commercial lighting | Lamp: LED PAR 38 | 2048 | FIXED_OM | NEW | food service | USD/gigalumen_year | us | us | 5919442543.1602
commercial lighting | Lamp: LED PAR 38 | 2048 | FIXED_OM | NEW | health | USD/gigalumen_year | us | us | 5919442543.1602
commercial lighting | Lamp: LED PAR 38 | 2048 | FIXED_OM | NEW | lodging | USD/gigalumen_year | us | us | 5919442543.1602
commercial lighting | Lamp: LED PAR 38 | 2048 | FIXED_OM | NEW | merc/service | USD/gigalumen_year | us | us | 5919442543.1602
commercial lighting | Lamp: LED PAR 38 | 2048 | FIXED_OM | NEW | office-large | USD/gigalumen_year | us | us | 5919442543.1602
commercial lighting | Lamp: LED PAR 38 | 2048 | FIXED_OM | NEW | office-small | USD/gigalumen_year | us | us | 5919442543.1602
commercial lighting | Lamp: LED PAR 38 | 2048 | FIXED_OM | NEW | other | USD/gigalumen_year | us | us | 5919442543.1602
commercial lighting | Lamp: LED PAR 38 | 2048 | FIXED_OM | NEW | warehouse | USD/gigalumen_year | us | us | 5919442543.1602
commercial lighting | Lamp: LED PAR 38 | 2048 | FIXED_OM | REPLACEMENT | assembly | USD/gigalumen_year | us | us | 5919442543.1602
commercial lighting | Lamp: LED PAR 38 | 2048 | FIXED_OM | REPLACEMENT | education | USD/gigalumen_year | us | us | 5919442543.1602
commercial lighting | Lamp: LED PAR 38 | 2048 | FIXED_OM | REPLACEMENT | food sales | USD/gigalumen_year | us | us | 5919442543.1602
commercial lighting | Lamp: LED PAR 38 | 2048 | FIXED_OM | REPLACEMENT | food service | USD/gigalumen_year | us | us | 5919442543.1602
commercial lighting | Lamp: LED PAR 38 | 2048 | FIXED_OM | REPLACEMENT | health | USD/gigalumen_year | us | us | 5919442543.1602
commercial lighting | Lamp: LED PAR 38 | 2048 | FIXED_OM | REPLACEMENT | lodging | USD/gigalumen_year | us | us | 5919442543.1602
commercial lighting | Lamp: LED PAR 38 | 2048 | FIXED_OM | REPLACEMENT | merc/service | USD/gigalumen_year | us | us | 5919442543.1602
commercial lighting | Lamp: LED PAR 38 | 2048 | FIXED_OM | REPLACEMENT | office-large | USD/gigalumen_year | us | us | 5919442543.1602
commercial lighting | Lamp: LED PAR 38 | 2048 | FIXED_OM | REPLACEMENT | office-small | USD/gigalumen_year | us | us | 5919442543.1602
commercial lighting | Lamp: LED PAR 38 | 2048 | FIXED_OM | REPLACEMENT | other | USD/gigalumen_year | us | us | 5919442543.1602
commercial lighting | Lamp: LED PAR 38 | 2048 | FIXED_OM | REPLACEMENT | warehouse | USD/gigalumen_year | us | us | 5919442543.1602
commercial lighting | Lamp: LED PAR 38 | 2049 | CAPITAL | NEW | assembly | USD/gigalumen_year | us | us | 76764834250.1883
commercial lighting | Lamp: LED PAR 38 | 2049 | CAPITAL | NEW | education | USD/gigalumen_year | us | us | 76764834250.1883
commercial lighting | Lamp: LED PAR 38 | 2049 | CAPITAL | NEW | food sales | USD/gigalumen_year | us | us | 76764834250.1883
commercial lighting | Lamp: LED PAR 38 | 2049 | CAPITAL | NEW | food service | USD/gigalumen_year | us | us | 76764834250.1883
commercial lighting | Lamp: LED PAR 38 | 2049 | CAPITAL | NEW | health | USD/gigalumen_year | us | us | 76764834250.1883
commercial lighting | Lamp: LED PAR 38 | 2049 | CAPITAL | NEW | lodging | USD/gigalumen_year | us | us | 76764834250.1883
commercial lighting | Lamp: LED PAR 38 | 2049 | CAPITAL | NEW | merc/service | USD/gigalumen_year | us | us | 76764834250.1883
commercial lighting | Lamp: LED PAR 38 | 2049 | CAPITAL | NEW | office-large | USD/gigalumen_year | us | us | 76764834250.1883
commercial lighting | Lamp: LED PAR 38 | 2049 | CAPITAL | NEW | office-small | USD/gigalumen_year | us | us | 76764834250.1883
commercial lighting | Lamp: LED PAR 38 | 2049 | CAPITAL | NEW | other | USD/gigalumen_year | us | us | 76764834250.1883
commercial lighting | Lamp: LED PAR 38 | 2049 | CAPITAL | NEW | warehouse | USD/gigalumen_year | us | us | 76764834250.1883
commercial lighting | Lamp: LED PAR 38 | 2049 | CAPITAL | REPLACEMENT | assembly | USD/gigalumen_year | us | us | 76764834250.1883
commercial lighting | Lamp: LED PAR 38 | 2049 | CAPITAL | REPLACEMENT | education | USD/gigalumen_year | us | us | 76764834250.1883
commercial lighting | Lamp: LED PAR 38 | 2049 | CAPITAL | REPLACEMENT | food sales | USD/gigalumen_year | us | us | 76764834250.1883
commercial lighting | Lamp: LED PAR 38 | 2049 | CAPITAL | REPLACEMENT | food service | USD/gigalumen_year | us | us | 76764834250.1883
commercial lighting | Lamp: LED PAR 38 | 2049 | CAPITAL | REPLACEMENT | health | USD/gigalumen_year | us | us | 76764834250.1883
commercial lighting | Lamp: LED PAR 38 | 2049 | CAPITAL | REPLACEMENT | lodging | USD/gigalumen_year | us | us | 76764834250.1883
commercial lighting | Lamp: LED PAR 38 | 2049 | CAPITAL | REPLACEMENT | merc/service | USD/gigalumen_year | us | us | 76764834250.1883
commercial lighting | Lamp: LED PAR 38 | 2049 | CAPITAL | REPLACEMENT | office-large | USD/gigalumen_year | us | us | 76764834250.1883
commercial lighting | Lamp: LED PAR 38 | 2049 | CAPITAL | REPLACEMENT | office-small | USD/gigalumen_year | us | us | 76764834250.1883
commercial lighting | Lamp: LED PAR 38 | 2049 | CAPITAL | REPLACEMENT | other | USD/gigalumen_year | us | us | 76764834250.1883
commercial lighting | Lamp: LED PAR 38 | 2049 | CAPITAL | REPLACEMENT | warehouse | USD/gigalumen_year | us | us | 76764834250.1883
commercial lighting | Lamp: LED PAR 38 | 2049 | FIXED_OM | NEW | assembly | USD/gigalumen_year | us | us | 5919442543.1602
commercial lighting | Lamp: LED PAR 38 | 2049 | FIXED_OM | NEW | education | USD/gigalumen_year | us | us | 5919442543.1602
commercial lighting | Lamp: LED PAR 38 | 2049 | FIXED_OM | NEW | food sales | USD/gigalumen_year | us | us | 5919442543.1602
commercial lighting | Lamp: LED PAR 38 | 2049 | FIXED_OM | NEW | food service | USD/gigalumen_year | us | us | 5919442543.1602
commercial lighting | Lamp: LED PAR 38 | 2049 | FIXED_OM | NEW | health | USD/gigalumen_year | us | us | 5919442543.1602
commercial lighting | Lamp: LED PAR 38 | 2049 | FIXED_OM | NEW | lodging | USD/gigalumen_year | us | us | 5919442543.1602
commercial lighting | Lamp: LED PAR 38 | 2049 | FIXED_OM | NEW | merc/service | USD/gigalumen_year | us | us | 5919442543.1602
commercial lighting | Lamp: LED PAR 38 | 2049 | FIXED_OM | NEW | office-large | USD/gigalumen_year | us | us | 5919442543.1602
commercial lighting | Lamp: LED PAR 38 | 2049 | FIXED_OM | NEW | office-small | USD/gigalumen_year | us | us | 5919442543.1602
commercial lighting | Lamp: LED PAR 38 | 2049 | FIXED_OM | NEW | other | USD/gigalumen_year | us | us | 5919442543.1602
commercial lighting | Lamp: LED PAR 38 | 2049 | FIXED_OM | NEW | warehouse | USD/gigalumen_year | us | us | 5919442543.1602
commercial lighting | Lamp: LED PAR 38 | 2049 | FIXED_OM | REPLACEMENT | assembly | USD/gigalumen_year | us | us | 5919442543.1602
commercial lighting | Lamp: LED PAR 38 | 2049 | FIXED_OM | REPLACEMENT | education | USD/gigalumen_year | us | us | 5919442543.1602
commercial lighting | Lamp: LED PAR 38 | 2049 | FIXED_OM | REPLACEMENT | food sales | USD/gigalumen_year | us | us | 5919442543.1602
commercial lighting | Lamp: LED PAR 38 | 2049 | FIXED_OM | REPLACEMENT | food service | USD/gigalumen_year | us | us | 5919442543.1602
commercial lighting | Lamp: LED PAR 38 | 2049 | FIXED_OM | REPLACEMENT | health | USD/gigalumen_year | us | us | 5919442543.1602
commercial lighting | Lamp: LED PAR 38 | 2049 | FIXED_OM | REPLACEMENT | lodging | USD/gigalumen_year | us | us | 5919442543.1602
commercial lighting | Lamp: LED PAR 38 | 2049 | FIXED_OM | REPLACEMENT | merc/service | USD/gigalumen_year | us | us | 5919442543.1602
commercial lighting | Lamp: LED PAR 38 | 2049 | FIXED_OM | REPLACEMENT | office-large | USD/gigalumen_year | us | us | 5919442543.1602
commercial lighting | Lamp: LED PAR 38 | 2049 | FIXED_OM | REPLACEMENT | office-small | USD/gigalumen_year | us | us | 5919442543.1602
commercial lighting | Lamp: LED PAR 38 | 2049 | FIXED_OM | REPLACEMENT | other | USD/gigalumen_year | us | us | 5919442543.1602
commercial lighting | Lamp: LED PAR 38 | 2049 | FIXED_OM | REPLACEMENT | warehouse | USD/gigalumen_year | us | us | 5919442543.1602
commercial lighting | Lamp: LED PAR 38 | 2050 | CAPITAL | NEW | assembly | USD/gigalumen_year | us | us | 76764834250.1883
commercial lighting | Lamp: LED PAR 38 | 2050 | CAPITAL | NEW | education | USD/gigalumen_year | us | us | 76764834250.1883
commercial lighting | Lamp: LED PAR 38 | 2050 | CAPITAL | NEW | food sales | USD/gigalumen_year | us | us | 76764834250.1883
commercial lighting | Lamp: LED PAR 38 | 2050 | CAPITAL | NEW | food service | USD/gigalumen_year | us | us | 76764834250.1883
commercial lighting | Lamp: LED PAR 38 | 2050 | CAPITAL | NEW | health | USD/gigalumen_year | us | us | 76764834250.1883
commercial lighting | Lamp: LED PAR 38 | 2050 | CAPITAL | NEW | lodging | USD/gigalumen_year | us | us | 76764834250.1883
commercial lighting | Lamp: LED PAR 38 | 2050 | CAPITAL | NEW | merc/service | USD/gigalumen_year | us | us | 76764834250.1883
commercial lighting | Lamp: LED PAR 38 | 2050 | CAPITAL | NEW | office-large | USD/gigalumen_year | us | us | 76764834250.1883
commercial lighting | Lamp: LED PAR 38 | 2050 | CAPITAL | NEW | office-small | USD/gigalumen_year | us | us | 76764834250.1883
commercial lighting | Lamp: LED PAR 38 | 2050 | CAPITAL | NEW | other | USD/gigalumen_year | us | us | 76764834250.1883
commercial lighting | Lamp: LED PAR 38 | 2050 | CAPITAL | NEW | warehouse | USD/gigalumen_year | us | us | 76764834250.1883
commercial lighting | Lamp: LED PAR 38 | 2050 | CAPITAL | REPLACEMENT | assembly | USD/gigalumen_year | us | us | 76764834250.1883
commercial lighting | Lamp: LED PAR 38 | 2050 | CAPITAL | REPLACEMENT | education | USD/gigalumen_year | us | us | 76764834250.1883
commercial lighting | Lamp: LED PAR 38 | 2050 | CAPITAL | REPLACEMENT | food sales | USD/gigalumen_year | us | us | 76764834250.1883
commercial lighting | Lamp: LED PAR 38 | 2050 | CAPITAL | REPLACEMENT | food service | USD/gigalumen_year | us | us | 76764834250.1883
commercial lighting | Lamp: LED PAR 38 | 2050 | CAPITAL | REPLACEMENT | health | USD/gigalumen_year | us | us | 76764834250.1883
commercial lighting | Lamp: LED PAR 38 | 2050 | CAPITAL | REPLACEMENT | lodging | USD/gigalumen_year | us | us | 76764834250.1883
commercial lighting | Lamp: LED PAR 38 | 2050 | CAPITAL | REPLACEMENT | merc/service | USD/gigalumen_year | us | us | 76764834250.1883
commercial lighting | Lamp: LED PAR 38 | 2050 | CAPITAL | REPLACEMENT | office-large | USD/gigalumen_year | us | us | 76764834250.1883
commercial lighting | Lamp: LED PAR 38 | 2050 | CAPITAL | REPLACEMENT | office-small | USD/gigalumen_year | us | us | 76764834250.1883
commercial lighting | Lamp: LED PAR 38 | 2050 | CAPITAL | REPLACEMENT | other | USD/gigalumen_year | us | us | 76764834250.1883
commercial lighting | Lamp: LED PAR 38 | 2050 | CAPITAL | REPLACEMENT | warehouse | USD/gigalumen_year | us | us | 76764834250.1883
commercial lighting | Lamp: LED PAR 38 | 2050 | FIXED_OM | NEW | assembly | USD/gigalumen_year | us | us | 5919442543.1602
commercial lighting | Lamp: LED PAR 38 | 2050 | FIXED_OM | NEW | education | USD/gigalumen_year | us | us | 5919442543.1602
commercial lighting | Lamp: LED PAR 38 | 2050 | FIXED_OM | NEW | food sales | USD/gigalumen_year | us | us | 5919442543.1602
commercial lighting | Lamp: LED PAR 38 | 2050 | FIXED_OM | NEW | food service | USD/gigalumen_year | us | us | 5919442543.1602
commercial lighting | Lamp: LED PAR 38 | 2050 | FIXED_OM | NEW | health | USD/gigalumen_year | us | us | 5919442543.1602
commercial lighting | Lamp: LED PAR 38 | 2050 | FIXED_OM | NEW | lodging | USD/gigalumen_year | us | us | 5919442543.1602
commercial lighting | Lamp: LED PAR 38 | 2050 | FIXED_OM | NEW | merc/service | USD/gigalumen_year | us | us | 5919442543.1602
commercial lighting | Lamp: LED PAR 38 | 2050 | FIXED_OM | NEW | office-large | USD/gigalumen_year | us | us | 5919442543.1602
commercial lighting | Lamp: LED PAR 38 | 2050 | FIXED_OM | NEW | office-small | USD/gigalumen_year | us | us | 5919442543.1602
commercial lighting | Lamp: LED PAR 38 | 2050 | FIXED_OM | NEW | other | USD/gigalumen_year | us | us | 5919442543.1602
commercial lighting | Lamp: LED PAR 38 | 2050 | FIXED_OM | NEW | warehouse | USD/gigalumen_year | us | us | 5919442543.1602
commercial lighting | Lamp: LED PAR 38 | 2050 | FIXED_OM | REPLACEMENT | assembly | USD/gigalumen_year | us | us | 5919442543.1602
commercial lighting | Lamp: LED PAR 38 | 2050 | FIXED_OM | REPLACEMENT | education | USD/gigalumen_year | us | us | 5919442543.1602
commercial lighting | Lamp: LED PAR 38 | 2050 | FIXED_OM | REPLACEMENT | food sales | USD/gigalumen_year | us | us | 5919442543.1602
commercial lighting | Lamp: LED PAR 38 | 2050 | FIXED_OM | REPLACEMENT | food service | USD/gigalumen_year | us | us | 5919442543.1602
commercial lighting | Lamp: LED PAR 38 | 2050 | FIXED_OM | REPLACEMENT | health | USD/gigalumen_year | us | us | 5919442543.1602
commercial lighting | Lamp: LED PAR 38 | 2050 | FIXED_OM | REPLACEMENT | lodging | USD/gigalumen_year | us | us | 5919442543.1602
commercial lighting | Lamp: LED PAR 38 | 2050 | FIXED_OM | REPLACEMENT | merc/service | USD/gigalumen_year | us | us | 5919442543.1602
commercial lighting | Lamp: LED PAR 38 | 2050 | FIXED_OM | REPLACEMENT | office-large | USD/gigalumen_year | us | us | 5919442543.1602
commercial lighting | Lamp: LED PAR 38 | 2050 | FIXED_OM | REPLACEMENT | office-small | USD/gigalumen_year | us | us | 5919442543.1602
commercial lighting | Lamp: LED PAR 38 | 2050 | FIXED_OM | REPLACEMENT | other | USD/gigalumen_year | us | us | 5919442543.1602
commercial lighting | Lamp: LED PAR 38 | 2050 | FIXED_OM | REPLACEMENT | warehouse | USD/gigalumen_year | us | us | 5919442543.1602
commercial lighting | Lamp: LED PAR 38 - High Efficiency | 2020 | CAPITAL | NEW | assembly | USD/gigalumen_year | us | us | 160952461530.688
commercial lighting | Lamp: LED PAR 38 - High Efficiency | 2020 | CAPITAL | NEW | education | USD/gigalumen_year | us | us | 160952461530.688
commercial lighting | Lamp: LED PAR 38 - High Efficiency | 2020 | CAPITAL | NEW | food sales | USD/gigalumen_year | us | us | 160952461530.688
commercial lighting | Lamp: LED PAR 38 - High Efficiency | 2020 | CAPITAL | NEW | food service | USD/gigalumen_year | us | us | 160952461530.688
commercial lighting | Lamp: LED PAR 38 - High Efficiency | 2020 | CAPITAL | NEW | health | USD/gigalumen_year | us | us | 160952461530.688
commercial lighting | Lamp: LED PAR 38 - High Efficiency | 2020 | CAPITAL | NEW | lodging | USD/gigalumen_year | us | us | 160952461530.688
commercial lighting | Lamp: LED PAR 38 - High Efficiency | 2020 | CAPITAL | NEW | merc/service | USD/gigalumen_year | us | us | 160952461530.688
commercial lighting | Lamp: LED PAR 38 - High Efficiency | 2020 | CAPITAL | NEW | office-large | USD/gigalumen_year | us | us | 160952461530.688
commercial lighting | Lamp: LED PAR 38 - High Efficiency | 2020 | CAPITAL | NEW | office-small | USD/gigalumen_year | us | us | 160952461530.688
commercial lighting | Lamp: LED PAR 38 - High Efficiency | 2020 | CAPITAL | NEW | other | USD/gigalumen_year | us | us | 160952461530.688
commercial lighting | Lamp: LED PAR 38 - High Efficiency | 2020 | CAPITAL | NEW | warehouse | USD/gigalumen_year | us | us | 160952461530.688
commercial lighting | Lamp: LED PAR 38 - High Efficiency | 2020 | CAPITAL | REPLACEMENT | assembly | USD/gigalumen_year | us | us | 160952461530.688
commercial lighting | Lamp: LED PAR 38 - High Efficiency | 2020 | CAPITAL | REPLACEMENT | education | USD/gigalumen_year | us | us | 160952461530.688
commercial lighting | Lamp: LED PAR 38 - High Efficiency | 2020 | CAPITAL | REPLACEMENT | food sales | USD/gigalumen_year | us | us | 160952461530.688
commercial lighting | Lamp: LED PAR 38 - High Efficiency | 2020 | CAPITAL | REPLACEMENT | food service | USD/gigalumen_year | us | us | 160952461530.688
commercial lighting | Lamp: LED PAR 38 - High Efficiency | 2020 | CAPITAL | REPLACEMENT | health | USD/gigalumen_year | us | us | 160952461530.688
commercial lighting | Lamp: LED PAR 38 - High Efficiency | 2020 | CAPITAL | REPLACEMENT | lodging | USD/gigalumen_year | us | us | 160952461530.688
commercial lighting | Lamp: LED PAR 38 - High Efficiency | 2020 | CAPITAL | REPLACEMENT | merc/service | USD/gigalumen_year | us | us | 160952461530.688
commercial lighting | Lamp: LED PAR 38 - High Efficiency | 2020 | CAPITAL | REPLACEMENT | office-large | USD/gigalumen_year | us | us | 160952461530.688
commercial lighting | Lamp: LED PAR 38 - High Efficiency | 2020 | CAPITAL | REPLACEMENT | office-small | USD/gigalumen_year | us | us | 160952461530.688
commercial lighting | Lamp: LED PAR 38 - High Efficiency | 2020 | CAPITAL | REPLACEMENT | other | USD/gigalumen_year | us | us | 160952461530.688
commercial lighting | Lamp: LED PAR 38 - High Efficiency | 2020 | CAPITAL | REPLACEMENT | warehouse | USD/gigalumen_year | us | us | 160952461530.688
commercial lighting | Lamp: LED PAR 38 - High Efficiency | 2020 | FIXED_OM | NEW | assembly | USD/gigalumen_year | us | us | 12684519735.3432
commercial lighting | Lamp: LED PAR 38 - High Efficiency | 2020 | FIXED_OM | NEW | education | USD/gigalumen_year | us | us | 12684519735.3432
commercial lighting | Lamp: LED PAR 38 - High Efficiency | 2020 | FIXED_OM | NEW | food sales | USD/gigalumen_year | us | us | 12684519735.3432
commercial lighting | Lamp: LED PAR 38 - High Efficiency | 2020 | FIXED_OM | NEW | food service | USD/gigalumen_year | us | us | 12684519735.3432
commercial lighting | Lamp: LED PAR 38 - High Efficiency | 2020 | FIXED_OM | NEW | health | USD/gigalumen_year | us | us | 12684519735.3432
commercial lighting | Lamp: LED PAR 38 - High Efficiency | 2020 | FIXED_OM | NEW | lodging | USD/gigalumen_year | us | us | 12684519735.3432
commercial lighting | Lamp: LED PAR 38 - High Efficiency | 2020 | FIXED_OM | NEW | merc/service | USD/gigalumen_year | us | us | 12684519735.3432
commercial lighting | Lamp: LED PAR 38 - High Efficiency | 2020 | FIXED_OM | NEW | office-large | USD/gigalumen_year | us | us | 12684519735.3432
commercial lighting | Lamp: LED PAR 38 - High Efficiency | 2020 | FIXED_OM | NEW | office-small | USD/gigalumen_year | us | us | 12684519735.3432
commercial lighting | Lamp: LED PAR 38 - High Efficiency | 2020 | FIXED_OM | NEW | other | USD/gigalumen_year | us | us | 12684519735.3432
commercial lighting | Lamp: LED PAR 38 - High Efficiency | 2020 | FIXED_OM | NEW | warehouse | USD/gigalumen_year | us | us | 12684519735.3432
commercial lighting | Lamp: LED PAR 38 - High Efficiency | 2020 | FIXED_OM | REPLACEMENT | assembly | USD/gigalumen_year | us | us | 12684519735.3432
commercial lighting | Lamp: LED PAR 38 - High Efficiency | 2020 | FIXED_OM | REPLACEMENT | education | USD/gigalumen_year | us | us | 12684519735.3432
commercial lighting | Lamp: LED PAR 38 - High Efficiency | 2020 | FIXED_OM | REPLACEMENT | food sales | USD/gigalumen_year | us | us | 12684519735.3432
commercial lighting | Lamp: LED PAR 38 - High Efficiency | 2020 | FIXED_OM | REPLACEMENT | food service | USD/gigalumen_year | us | us | 12684519735.3432
commercial lighting | Lamp: LED PAR 38 - High Efficiency | 2020 | FIXED_OM | REPLACEMENT | health | USD/gigalumen_year | us | us | 12684519735.3432
commercial lighting | Lamp: LED PAR 38 - High Efficiency | 2020 | FIXED_OM | REPLACEMENT | lodging | USD/gigalumen_year | us | us | 12684519735.3432
commercial lighting | Lamp: LED PAR 38 - High Efficiency | 2020 | FIXED_OM | REPLACEMENT | merc/service | USD/gigalumen_year | us | us | 12684519735.3432
commercial lighting | Lamp: LED PAR 38 - High Efficiency | 2020 | FIXED_OM | REPLACEMENT | office-large | USD/gigalumen_year | us | us | 12684519735.3432
commercial lighting | Lamp: LED PAR 38 - High Efficiency | 2020 | FIXED_OM | REPLACEMENT | office-small | USD/gigalumen_year | us | us | 12684519735.3432
commercial lighting | Lamp: LED PAR 38 - High Efficiency | 2020 | FIXED_OM | REPLACEMENT | other | USD/gigalumen_year | us | us | 12684519735.3432
commercial lighting | Lamp: LED PAR 38 - High Efficiency | 2020 | FIXED_OM | REPLACEMENT | warehouse | USD/gigalumen_year | us | us | 12684519735.3432
commercial lighting | Lamp: LED PAR 38 - High Efficiency | 2021 | CAPITAL | NEW | assembly | USD/gigalumen_year | us | us | 160952461530.688
commercial lighting | Lamp: LED PAR 38 - High Efficiency | 2021 | CAPITAL | NEW | education | USD/gigalumen_year | us | us | 160952461530.688
commercial lighting | Lamp: LED PAR 38 - High Efficiency | 2021 | CAPITAL | NEW | food sales | USD/gigalumen_year | us | us | 160952461530.688
commercial lighting | Lamp: LED PAR 38 - High Efficiency | 2021 | CAPITAL | NEW | food service | USD/gigalumen_year | us | us | 160952461530.688
commercial lighting | Lamp: LED PAR 38 - High Efficiency | 2021 | CAPITAL | NEW | health | USD/gigalumen_year | us | us | 160952461530.688
commercial lighting | Lamp: LED PAR 38 - High Efficiency | 2021 | CAPITAL | NEW | lodging | USD/gigalumen_year | us | us | 160952461530.688
commercial lighting | Lamp: LED PAR 38 - High Efficiency | 2021 | CAPITAL | NEW | merc/service | USD/gigalumen_year | us | us | 160952461530.688
commercial lighting | Lamp: LED PAR 38 - High Efficiency | 2021 | CAPITAL | NEW | office-large | USD/gigalumen_year | us | us | 160952461530.688
commercial lighting | Lamp: LED PAR 38 - High Efficiency | 2021 | CAPITAL | NEW | office-small | USD/gigalumen_year | us | us | 160952461530.688
commercial lighting | Lamp: LED PAR 38 - High Efficiency | 2021 | CAPITAL | NEW | other | USD/gigalumen_year | us | us | 160952461530.688
commercial lighting | Lamp: LED PAR 38 - High Efficiency | 2021 | CAPITAL | NEW | warehouse | USD/gigalumen_year | us | us | 160952461530.688
commercial lighting | Lamp: LED PAR 38 - High Efficiency | 2021 | CAPITAL | REPLACEMENT | assembly | USD/gigalumen_year | us | us | 160952461530.688
commercial lighting | Lamp: LED PAR 38 - High Efficiency | 2021 | CAPITAL | REPLACEMENT | education | USD/gigalumen_year | us | us | 160952461530.688
commercial lighting | Lamp: LED PAR 38 - High Efficiency | 2021 | CAPITAL | REPLACEMENT | food sales | USD/gigalumen_year | us | us | 160952461530.688
commercial lighting | Lamp: LED PAR 38 - High Efficiency | 2021 | CAPITAL | REPLACEMENT | food service | USD/gigalumen_year | us | us | 160952461530.688
commercial lighting | Lamp: LED PAR 38 - High Efficiency | 2021 | CAPITAL | REPLACEMENT | health | USD/gigalumen_year | us | us | 160952461530.688
commercial lighting | Lamp: LED PAR 38 - High Efficiency | 2021 | CAPITAL | REPLACEMENT | lodging | USD/gigalumen_year | us | us | 160952461530.688
commercial lighting | Lamp: LED PAR 38 - High Efficiency | 2021 | CAPITAL | REPLACEMENT | merc/service | USD/gigalumen_year | us | us | 160952461530.688
commercial lighting | Lamp: LED PAR 38 - High Efficiency | 2021 | CAPITAL | REPLACEMENT | office-large | USD/gigalumen_year | us | us | 160952461530.688
commercial lighting | Lamp: LED PAR 38 - High Efficiency | 2021 | CAPITAL | REPLACEMENT | office-small | USD/gigalumen_year | us | us | 160952461530.688
commercial lighting | Lamp: LED PAR 38 - High Efficiency | 2021 | CAPITAL | REPLACEMENT | other | USD/gigalumen_year | us | us | 160952461530.688
commercial lighting | Lamp: LED PAR 38 - High Efficiency | 2021 | CAPITAL | REPLACEMENT | warehouse | USD/gigalumen_year | us | us | 160952461530.688
commercial lighting | Lamp: LED PAR 38 - High Efficiency | 2021 | FIXED_OM | NEW | assembly | USD/gigalumen_year | us | us | 12684519735.3432
commercial lighting | Lamp: LED PAR 38 - High Efficiency | 2021 | FIXED_OM | NEW | education | USD/gigalumen_year | us | us | 12684519735.3432
commercial lighting | Lamp: LED PAR 38 - High Efficiency | 2021 | FIXED_OM | NEW | food sales | USD/gigalumen_year | us | us | 12684519735.3432
commercial lighting | Lamp: LED PAR 38 - High Efficiency | 2021 | FIXED_OM | NEW | food service | USD/gigalumen_year | us | us | 12684519735.3432
commercial lighting | Lamp: LED PAR 38 - High Efficiency | 2021 | FIXED_OM | NEW | health | USD/gigalumen_year | us | us | 12684519735.3432
commercial lighting | Lamp: LED PAR 38 - High Efficiency | 2021 | FIXED_OM | NEW | lodging | USD/gigalumen_year | us | us | 12684519735.3432
commercial lighting | Lamp: LED PAR 38 - High Efficiency | 2021 | FIXED_OM | NEW | merc/service | USD/gigalumen_year | us | us | 12684519735.3432
commercial lighting | Lamp: LED PAR 38 - High Efficiency | 2021 | FIXED_OM | NEW | office-large | USD/gigalumen_year | us | us | 12684519735.3432
commercial lighting | Lamp: LED PAR 38 - High Efficiency | 2021 | FIXED_OM | NEW | office-small | USD/gigalumen_year | us | us | 12684519735.3432
commercial lighting | Lamp: LED PAR 38 - High Efficiency | 2021 | FIXED_OM | NEW | other | USD/gigalumen_year | us | us | 12684519735.3432
commercial lighting | Lamp: LED PAR 38 - High Efficiency | 2021 | FIXED_OM | NEW | warehouse | USD/gigalumen_year | us | us | 12684519735.3432
commercial lighting | Lamp: LED PAR 38 - High Efficiency | 2021 | FIXED_OM | REPLACEMENT | assembly | USD/gigalumen_year | us | us | 12684519735.3432
commercial lighting | Lamp: LED PAR 38 - High Efficiency | 2021 | FIXED_OM | REPLACEMENT | education | USD/gigalumen_year | us | us | 12684519735.3432
commercial lighting | Lamp: LED PAR 38 - High Efficiency | 2021 | FIXED_OM | REPLACEMENT | food sales | USD/gigalumen_year | us | us | 12684519735.3432
commercial lighting | Lamp: LED PAR 38 - High Efficiency | 2021 | FIXED_OM | REPLACEMENT | food service | USD/gigalumen_year | us | us | 12684519735.3432
commercial lighting | Lamp: LED PAR 38 - High Efficiency | 2021 | FIXED_OM | REPLACEMENT | health | USD/gigalumen_year | us | us | 12684519735.3432
commercial lighting | Lamp: LED PAR 38 - High Efficiency | 2021 | FIXED_OM | REPLACEMENT | lodging | USD/gigalumen_year | us | us | 12684519735.3432
commercial lighting | Lamp: LED PAR 38 - High Efficiency | 2021 | FIXED_OM | REPLACEMENT | merc/service | USD/gigalumen_year | us | us | 12684519735.3432
commercial lighting | Lamp: LED PAR 38 - High Efficiency | 2021 | FIXED_OM | REPLACEMENT | office-large | USD/gigalumen_year | us | us | 12684519735.3432
commercial lighting | Lamp: LED PAR 38 - High Efficiency | 2021 | FIXED_OM | REPLACEMENT | office-small | USD/gigalumen_year | us | us | 12684519735.3432
commercial lighting | Lamp: LED PAR 38 - High Efficiency | 2021 | FIXED_OM | REPLACEMENT | other | USD/gigalumen_year | us | us | 12684519735.3432
commercial lighting | Lamp: LED PAR 38 - High Efficiency | 2021 | FIXED_OM | REPLACEMENT | warehouse | USD/gigalumen_year | us | us | 12684519735.3432
commercial lighting | Lamp: LED PAR 38 - High Efficiency | 2022 | CAPITAL | NEW | assembly | USD/gigalumen_year | us | us | 160952461530.688
commercial lighting | Lamp: LED PAR 38 - High Efficiency | 2022 | CAPITAL | NEW | education | USD/gigalumen_year | us | us | 160952461530.688
commercial lighting | Lamp: LED PAR 38 - High Efficiency | 2022 | CAPITAL | NEW | food sales | USD/gigalumen_year | us | us | 160952461530.688
commercial lighting | Lamp: LED PAR 38 - High Efficiency | 2022 | CAPITAL | NEW | food service | USD/gigalumen_year | us | us | 160952461530.688
commercial lighting | Lamp: LED PAR 38 - High Efficiency | 2022 | CAPITAL | NEW | health | USD/gigalumen_year | us | us | 160952461530.688
commercial lighting | Lamp: LED PAR 38 - High Efficiency | 2022 | CAPITAL | NEW | lodging | USD/gigalumen_year | us | us | 160952461530.688
commercial lighting | Lamp: LED PAR 38 - High Efficiency | 2022 | CAPITAL | NEW | merc/service | USD/gigalumen_year | us | us | 160952461530.688
commercial lighting | Lamp: LED PAR 38 - High Efficiency | 2022 | CAPITAL | NEW | office-large | USD/gigalumen_year | us | us | 160952461530.688
commercial lighting | Lamp: LED PAR 38 - High Efficiency | 2022 | CAPITAL | NEW | office-small | USD/gigalumen_year | us | us | 160952461530.688
commercial lighting | Lamp: LED PAR 38 - High Efficiency | 2022 | CAPITAL | NEW | other | USD/gigalumen_year | us | us | 160952461530.688
commercial lighting | Lamp: LED PAR 38 - High Efficiency | 2022 | CAPITAL | NEW | warehouse | USD/gigalumen_year | us | us | 160952461530.688
commercial lighting | Lamp: LED PAR 38 - High Efficiency | 2022 | CAPITAL | REPLACEMENT | assembly | USD/gigalumen_year | us | us | 160952461530.688
commercial lighting | Lamp: LED PAR 38 - High Efficiency | 2022 | CAPITAL | REPLACEMENT | education | USD/gigalumen_year | us | us | 160952461530.688
commercial lighting | Lamp: LED PAR 38 - High Efficiency | 2022 | CAPITAL | REPLACEMENT | food sales | USD/gigalumen_year | us | us | 160952461530.688
commercial lighting | Lamp: LED PAR 38 - High Efficiency | 2022 | CAPITAL | REPLACEMENT | food service | USD/gigalumen_year | us | us | 160952461530.688
commercial lighting | Lamp: LED PAR 38 - High Efficiency | 2022 | CAPITAL | REPLACEMENT | health | USD/gigalumen_year | us | us | 160952461530.688
commercial lighting | Lamp: LED PAR 38 - High Efficiency | 2022 | CAPITAL | REPLACEMENT | lodging | USD/gigalumen_year | us | us | 160952461530.688
commercial lighting | Lamp: LED PAR 38 - High Efficiency | 2022 | CAPITAL | REPLACEMENT | merc/service | USD/gigalumen_year | us | us | 160952461530.688
commercial lighting | Lamp: LED PAR 38 - High Efficiency | 2022 | CAPITAL | REPLACEMENT | office-large | USD/gigalumen_year | us | us | 160952461530.688
commercial lighting | Lamp: LED PAR 38 - High Efficiency | 2022 | CAPITAL | REPLACEMENT | office-small | USD/gigalumen_year | us | us | 160952461530.688
commercial lighting | Lamp: LED PAR 38 - High Efficiency | 2022 | CAPITAL | REPLACEMENT | other | USD/gigalumen_year | us | us | 160952461530.688
commercial lighting | Lamp: LED PAR 38 - High Efficiency | 2022 | CAPITAL | REPLACEMENT | warehouse | USD/gigalumen_year | us | us | 160952461530.688
commercial lighting | Lamp: LED PAR 38 - High Efficiency | 2022 | FIXED_OM | NEW | assembly | USD/gigalumen_year | us | us | 12684519735.3432
commercial lighting | Lamp: LED PAR 38 - High Efficiency | 2022 | FIXED_OM | NEW | education | USD/gigalumen_year | us | us | 12684519735.3432
commercial lighting | Lamp: LED PAR 38 - High Efficiency | 2022 | FIXED_OM | NEW | food sales | USD/gigalumen_year | us | us | 12684519735.3432
commercial lighting | Lamp: LED PAR 38 - High Efficiency | 2022 | FIXED_OM | NEW | food service | USD/gigalumen_year | us | us | 12684519735.3432
commercial lighting | Lamp: LED PAR 38 - High Efficiency | 2022 | FIXED_OM | NEW | health | USD/gigalumen_year | us | us | 12684519735.3432
commercial lighting | Lamp: LED PAR 38 - High Efficiency | 2022 | FIXED_OM | NEW | lodging | USD/gigalumen_year | us | us | 12684519735.3432
commercial lighting | Lamp: LED PAR 38 - High Efficiency | 2022 | FIXED_OM | NEW | merc/service | USD/gigalumen_year | us | us | 12684519735.3432
commercial lighting | Lamp: LED PAR 38 - High Efficiency | 2022 | FIXED_OM | NEW | office-large | USD/gigalumen_year | us | us | 12684519735.3432
commercial lighting | Lamp: LED PAR 38 - High Efficiency | 2022 | FIXED_OM | NEW | office-small | USD/gigalumen_year | us | us | 12684519735.3432
commercial lighting | Lamp: LED PAR 38 - High Efficiency | 2022 | FIXED_OM | NEW | other | USD/gigalumen_year | us | us | 12684519735.3432
commercial lighting | Lamp: LED PAR 38 - High Efficiency | 2022 | FIXED_OM | NEW | warehouse | USD/gigalumen_year | us | us | 12684519735.3432
commercial lighting | Lamp: LED PAR 38 - High Efficiency | 2022 | FIXED_OM | REPLACEMENT | assembly | USD/gigalumen_year | us | us | 12684519735.3432
commercial lighting | Lamp: LED PAR 38 - High Efficiency | 2022 | FIXED_OM | REPLACEMENT | education | USD/gigalumen_year | us | us | 12684519735.3432
commercial lighting | Lamp: LED PAR 38 - High Efficiency | 2022 | FIXED_OM | REPLACEMENT | food sales | USD/gigalumen_year | us | us | 12684519735.3432
commercial lighting | Lamp: LED PAR 38 - High Efficiency | 2022 | FIXED_OM | REPLACEMENT | food service | USD/gigalumen_year | us | us | 12684519735.3432
commercial lighting | Lamp: LED PAR 38 - High Efficiency | 2022 | FIXED_OM | REPLACEMENT | health | USD/gigalumen_year | us | us | 12684519735.3432
commercial lighting | Lamp: LED PAR 38 - High Efficiency | 2022 | FIXED_OM | REPLACEMENT | lodging | USD/gigalumen_year | us | us | 12684519735.3432
commercial lighting | Lamp: LED PAR 38 - High Efficiency | 2022 | FIXED_OM | REPLACEMENT | merc/service | USD/gigalumen_year | us | us | 12684519735.3432
commercial lighting | Lamp: LED PAR 38 - High Efficiency | 2022 | FIXED_OM | REPLACEMENT | office-large | USD/gigalumen_year | us | us | 12684519735.3432
commercial lighting | Lamp: LED PAR 38 - High Efficiency | 2022 | FIXED_OM | REPLACEMENT | office-small | USD/gigalumen_year | us | us | 12684519735.3432
commercial lighting | Lamp: LED PAR 38 - High Efficiency | 2022 | FIXED_OM | REPLACEMENT | other | USD/gigalumen_year | us | us | 12684519735.3432
commercial lighting | Lamp: LED PAR 38 - High Efficiency | 2022 | FIXED_OM | REPLACEMENT | warehouse | USD/gigalumen_year | us | us | 12684519735.3432
commercial lighting | Lamp: LED PAR 38 - High Efficiency | 2023 | CAPITAL | NEW | assembly | USD/gigalumen_year | us | us | 154222619115.548
commercial lighting | Lamp: LED PAR 38 - High Efficiency | 2023 | CAPITAL | NEW | education | USD/gigalumen_year | us | us | 154222619115.548
commercial lighting | Lamp: LED PAR 38 - High Efficiency | 2023 | CAPITAL | NEW | food sales | USD/gigalumen_year | us | us | 154222619115.548
commercial lighting | Lamp: LED PAR 38 - High Efficiency | 2023 | CAPITAL | NEW | food service | USD/gigalumen_year | us | us | 154222619115.548
commercial lighting | Lamp: LED PAR 38 - High Efficiency | 2023 | CAPITAL | NEW | health | USD/gigalumen_year | us | us | 154222619115.548
commercial lighting | Lamp: LED PAR 38 - High Efficiency | 2023 | CAPITAL | NEW | lodging | USD/gigalumen_year | us | us | 154222619115.548
commercial lighting | Lamp: LED PAR 38 - High Efficiency | 2023 | CAPITAL | NEW | merc/service | USD/gigalumen_year | us | us | 154222619115.548
commercial lighting | Lamp: LED PAR 38 - High Efficiency | 2023 | CAPITAL | NEW | office-large | USD/gigalumen_year | us | us | 154222619115.548
commercial lighting | Lamp: LED PAR 38 - High Efficiency | 2023 | CAPITAL | NEW | office-small | USD/gigalumen_year | us | us | 154222619115.548
commercial lighting | Lamp: LED PAR 38 - High Efficiency | 2023 | CAPITAL | NEW | other | USD/gigalumen_year | us | us | 154222619115.548
commercial lighting | Lamp: LED PAR 38 - High Efficiency | 2023 | CAPITAL | NEW | warehouse | USD/gigalumen_year | us | us | 154222619115.548
commercial lighting | Lamp: LED PAR 38 - High Efficiency | 2023 | CAPITAL | REPLACEMENT | assembly | USD/gigalumen_year | us | us | 154222619115.548
commercial lighting | Lamp: LED PAR 38 - High Efficiency | 2023 | CAPITAL | REPLACEMENT | education | USD/gigalumen_year | us | us | 154222619115.548
commercial lighting | Lamp: LED PAR 38 - High Efficiency | 2023 | CAPITAL | REPLACEMENT | food sales | USD/gigalumen_year | us | us | 154222619115.548
commercial lighting | Lamp: LED PAR 38 - High Efficiency | 2023 | CAPITAL | REPLACEMENT | food service | USD/gigalumen_year | us | us | 154222619115.548
commercial lighting | Lamp: LED PAR 38 - High Efficiency | 2023 | CAPITAL | REPLACEMENT | health | USD/gigalumen_year | us | us | 154222619115.548
commercial lighting | Lamp: LED PAR 38 - High Efficiency | 2023 | CAPITAL | REPLACEMENT | lodging | USD/gigalumen_year | us | us | 154222619115.548
commercial lighting | Lamp: LED PAR 38 - High Efficiency | 2023 | CAPITAL | REPLACEMENT | merc/service | USD/gigalumen_year | us | us | 154222619115.548
commercial lighting | Lamp: LED PAR 38 - High Efficiency | 2023 | CAPITAL | REPLACEMENT | office-large | USD/gigalumen_year | us | us | 154222619115.548
commercial lighting | Lamp: LED PAR 38 - High Efficiency | 2023 | CAPITAL | REPLACEMENT | office-small | USD/gigalumen_year | us | us | 154222619115.548
commercial lighting | Lamp: LED PAR 38 - High Efficiency | 2023 | CAPITAL | REPLACEMENT | other | USD/gigalumen_year | us | us | 154222619115.548
commercial lighting | Lamp: LED PAR 38 - High Efficiency | 2023 | CAPITAL | REPLACEMENT | warehouse | USD/gigalumen_year | us | us | 154222619115.548
commercial lighting | Lamp: LED PAR 38 - High Efficiency | 2023 | FIXED_OM | NEW | assembly | USD/gigalumen_year | us | us | 12132508228.3421
commercial lighting | Lamp: LED PAR 38 - High Efficiency | 2023 | FIXED_OM | NEW | education | USD/gigalumen_year | us | us | 12132508228.3421
commercial lighting | Lamp: LED PAR 38 - High Efficiency | 2023 | FIXED_OM | NEW | food sales | USD/gigalumen_year | us | us | 12132508228.3421
commercial lighting | Lamp: LED PAR 38 - High Efficiency | 2023 | FIXED_OM | NEW | food service | USD/gigalumen_year | us | us | 12132508228.3421
commercial lighting | Lamp: LED PAR 38 - High Efficiency | 2023 | FIXED_OM | NEW | health | USD/gigalumen_year | us | us | 12132508228.3421
commercial lighting | Lamp: LED PAR 38 - High Efficiency | 2023 | FIXED_OM | NEW | lodging | USD/gigalumen_year | us | us | 12132508228.3421
commercial lighting | Lamp: LED PAR 38 - High Efficiency | 2023 | FIXED_OM | NEW | merc/service | USD/gigalumen_year | us | us | 12132508228.3421
commercial lighting | Lamp: LED PAR 38 - High Efficiency | 2023 | FIXED_OM | NEW | office-large | USD/gigalumen_year | us | us | 12132508228.3421
commercial lighting | Lamp: LED PAR 38 - High Efficiency | 2023 | FIXED_OM | NEW | office-small | USD/gigalumen_year | us | us | 12132508228.3421
commercial lighting | Lamp: LED PAR 38 - High Efficiency | 2023 | FIXED_OM | NEW | other | USD/gigalumen_year | us | us | 12132508228.3421
commercial lighting | Lamp: LED PAR 38 - High Efficiency | 2023 | FIXED_OM | NEW | warehouse | USD/gigalumen_year | us | us | 12132508228.3421
commercial lighting | Lamp: LED PAR 38 - High Efficiency | 2023 | FIXED_OM | REPLACEMENT | assembly | USD/gigalumen_year | us | us | 12132508228.3421
commercial lighting | Lamp: LED PAR 38 - High Efficiency | 2023 | FIXED_OM | REPLACEMENT | education | USD/gigalumen_year | us | us | 12132508228.3421
commercial lighting | Lamp: LED PAR 38 - High Efficiency | 2023 | FIXED_OM | REPLACEMENT | food sales | USD/gigalumen_year | us | us | 12132508228.3421
commercial lighting | Lamp: LED PAR 38 - High Efficiency | 2023 | FIXED_OM | REPLACEMENT | food service | USD/gigalumen_year | us | us | 12132508228.3421
commercial lighting | Lamp: LED PAR 38 - High Efficiency | 2023 | FIXED_OM | REPLACEMENT | health | USD/gigalumen_year | us | us | 12132508228.3421
commercial lighting | Lamp: LED PAR 38 - High Efficiency | 2023 | FIXED_OM | REPLACEMENT | lodging | USD/gigalumen_year | us | us | 12132508228.3421
commercial lighting | Lamp: LED PAR 38 - High Efficiency | 2023 | FIXED_OM | REPLACEMENT | merc/service | USD/gigalumen_year | us | us | 12132508228.3421
commercial lighting | Lamp: LED PAR 38 - High Efficiency | 2023 | FIXED_OM | REPLACEMENT | office-large | USD/gigalumen_year | us | us | 12132508228.3421
commercial lighting | Lamp: LED PAR 38 - High Efficiency | 2023 | FIXED_OM | REPLACEMENT | office-small | USD/gigalumen_year | us | us | 12132508228.3421
commercial lighting | Lamp: LED PAR 38 - High Efficiency | 2023 | FIXED_OM | REPLACEMENT | other | USD/gigalumen_year | us | us | 12132508228.3421
commercial lighting | Lamp: LED PAR 38 - High Efficiency | 2023 | FIXED_OM | REPLACEMENT | warehouse | USD/gigalumen_year | us | us | 12132508228.3421
commercial lighting | Lamp: LED PAR 38 - High Efficiency | 2024 | CAPITAL | NEW | assembly | USD/gigalumen_year | us | us | 147492776700.407
commercial lighting | Lamp: LED PAR 38 - High Efficiency | 2024 | CAPITAL | NEW | education | USD/gigalumen_year | us | us | 147492776700.407
commercial lighting | Lamp: LED PAR 38 - High Efficiency | 2024 | CAPITAL | NEW | food sales | USD/gigalumen_year | us | us | 147492776700.407
commercial lighting | Lamp: LED PAR 38 - High Efficiency | 2024 | CAPITAL | NEW | food service | USD/gigalumen_year | us | us | 147492776700.407
commercial lighting | Lamp: LED PAR 38 - High Efficiency | 2024 | CAPITAL | NEW | health | USD/gigalumen_year | us | us | 147492776700.407
commercial lighting | Lamp: LED PAR 38 - High Efficiency | 2024 | CAPITAL | NEW | lodging | USD/gigalumen_year | us | us | 147492776700.407
commercial lighting | Lamp: LED PAR 38 - High Efficiency | 2024 | CAPITAL | NEW | merc/service | USD/gigalumen_year | us | us | 147492776700.407
commercial lighting | Lamp: LED PAR 38 - High Efficiency | 2024 | CAPITAL | NEW | office-large | USD/gigalumen_year | us | us | 147492776700.407
commercial lighting | Lamp: LED PAR 38 - High Efficiency | 2024 | CAPITAL | NEW | office-small | USD/gigalumen_year | us | us | 147492776700.407
commercial lighting | Lamp: LED PAR 38 - High Efficiency | 2024 | CAPITAL | NEW | other | USD/gigalumen_year | us | us | 147492776700.407
commercial lighting | Lamp: LED PAR 38 - High Efficiency | 2024 | CAPITAL | NEW | warehouse | USD/gigalumen_year | us | us | 147492776700.407
commercial lighting | Lamp: LED PAR 38 - High Efficiency | 2024 | CAPITAL | REPLACEMENT | assembly | USD/gigalumen_year | us | us | 147492776700.407
commercial lighting | Lamp: LED PAR 38 - High Efficiency | 2024 | CAPITAL | REPLACEMENT | education | USD/gigalumen_year | us | us | 147492776700.407
commercial lighting | Lamp: LED PAR 38 - High Efficiency | 2024 | CAPITAL | REPLACEMENT | food sales | USD/gigalumen_year | us | us | 147492776700.407
commercial lighting | Lamp: LED PAR 38 - High Efficiency | 2024 | CAPITAL | REPLACEMENT | food service | USD/gigalumen_year | us | us | 147492776700.407
commercial lighting | Lamp: LED PAR 38 - High Efficiency | 2024 | CAPITAL | REPLACEMENT | health | USD/gigalumen_year | us | us | 147492776700.407
commercial lighting | Lamp: LED PAR 38 - High Efficiency | 2024 | CAPITAL | REPLACEMENT | lodging | USD/gigalumen_year | us | us | 147492776700.407
commercial lighting | Lamp: LED PAR 38 - High Efficiency | 2024 | CAPITAL | REPLACEMENT | merc/service | USD/gigalumen_year | us | us | 147492776700.407
commercial lighting | Lamp: LED PAR 38 - High Efficiency | 2024 | CAPITAL | REPLACEMENT | office-large | USD/gigalumen_year | us | us | 147492776700.407
commercial lighting | Lamp: LED PAR 38 - High Efficiency | 2024 | CAPITAL | REPLACEMENT | office-small | USD/gigalumen_year | us | us | 147492776700.407
commercial lighting | Lamp: LED PAR 38 - High Efficiency | 2024 | CAPITAL | REPLACEMENT | other | USD/gigalumen_year | us | us | 147492776700.407
commercial lighting | Lamp: LED PAR 38 - High Efficiency | 2024 | CAPITAL | REPLACEMENT | warehouse | USD/gigalumen_year | us | us | 147492776700.407
commercial lighting | Lamp: LED PAR 38 - High Efficiency | 2024 | FIXED_OM | NEW | assembly | USD/gigalumen_year | us | us | 11580496721.3411
commercial lighting | Lamp: LED PAR 38 - High Efficiency | 2024 | FIXED_OM | NEW | education | USD/gigalumen_year | us | us | 11580496721.3411
commercial lighting | Lamp: LED PAR 38 - High Efficiency | 2024 | FIXED_OM | NEW | food sales | USD/gigalumen_year | us | us | 11580496721.3411
commercial lighting | Lamp: LED PAR 38 - High Efficiency | 2024 | FIXED_OM | NEW | food service | USD/gigalumen_year | us | us | 11580496721.3411
commercial lighting | Lamp: LED PAR 38 - High Efficiency | 2024 | FIXED_OM | NEW | health | USD/gigalumen_year | us | us | 11580496721.3411
commercial lighting | Lamp: LED PAR 38 - High Efficiency | 2024 | FIXED_OM | NEW | lodging | USD/gigalumen_year | us | us | 11580496721.3411
commercial lighting | Lamp: LED PAR 38 - High Efficiency | 2024 | FIXED_OM | NEW | merc/service | USD/gigalumen_year | us | us | 11580496721.3411
commercial lighting | Lamp: LED PAR 38 - High Efficiency | 2024 | FIXED_OM | NEW | office-large | USD/gigalumen_year | us | us | 11580496721.3411
commercial lighting | Lamp: LED PAR 38 - High Efficiency | 2024 | FIXED_OM | NEW | office-small | USD/gigalumen_year | us | us | 11580496721.3411
commercial lighting | Lamp: LED PAR 38 - High Efficiency | 2024 | FIXED_OM | NEW | other | USD/gigalumen_year | us | us | 11580496721.3411
commercial lighting | Lamp: LED PAR 38 - High Efficiency | 2024 | FIXED_OM | NEW | warehouse | USD/gigalumen_year | us | us | 11580496721.3411
commercial lighting | Lamp: LED PAR 38 - High Efficiency | 2024 | FIXED_OM | REPLACEMENT | assembly | USD/gigalumen_year | us | us | 11580496721.3411
commercial lighting | Lamp: LED PAR 38 - High Efficiency | 2024 | FIXED_OM | REPLACEMENT | education | USD/gigalumen_year | us | us | 11580496721.3411
commercial lighting | Lamp: LED PAR 38 - High Efficiency | 2024 | FIXED_OM | REPLACEMENT | food sales | USD/gigalumen_year | us | us | 11580496721.3411
commercial lighting | Lamp: LED PAR 38 - High Efficiency | 2024 | FIXED_OM | REPLACEMENT | food service | USD/gigalumen_year | us | us | 11580496721.3411
commercial lighting | Lamp: LED PAR 38 - High Efficiency | 2024 | FIXED_OM | REPLACEMENT | health | USD/gigalumen_year | us | us | 11580496721.3411
commercial lighting | Lamp: LED PAR 38 - High Efficiency | 2024 | FIXED_OM | REPLACEMENT | lodging | USD/gigalumen_year | us | us | 11580496721.3411
commercial lighting | Lamp: LED PAR 38 - High Efficiency | 2024 | FIXED_OM | REPLACEMENT | merc/service | USD/gigalumen_year | us | us | 11580496721.3411
commercial lighting | Lamp: LED PAR 38 - High Efficiency | 2024 | FIXED_OM | REPLACEMENT | office-large | USD/gigalumen_year | us | us | 11580496721.3411
commercial lighting | Lamp: LED PAR 38 - High Efficiency | 2024 | FIXED_OM | REPLACEMENT | office-small | USD/gigalumen_year | us | us | 11580496721.3411
commercial lighting | Lamp: LED PAR 38 - High Efficiency | 2024 | FIXED_OM | REPLACEMENT | other | USD/gigalumen_year | us | us | 11580496721.3411
commercial lighting | Lamp: LED PAR 38 - High Efficiency | 2024 | FIXED_OM | REPLACEMENT | warehouse | USD/gigalumen_year | us | us | 11580496721.3411
commercial lighting | Lamp: LED PAR 38 - High Efficiency | 2025 | CAPITAL | NEW | assembly | USD/gigalumen_year | us | us | 140762934285.267
commercial lighting | Lamp: LED PAR 38 - High Efficiency | 2025 | CAPITAL | NEW | education | USD/gigalumen_year | us | us | 140762934285.267
commercial lighting | Lamp: LED PAR 38 - High Efficiency | 2025 | CAPITAL | NEW | food sales | USD/gigalumen_year | us | us | 140762934285.267
commercial lighting | Lamp: LED PAR 38 - High Efficiency | 2025 | CAPITAL | NEW | food service | USD/gigalumen_year | us | us | 140762934285.267
commercial lighting | Lamp: LED PAR 38 - High Efficiency | 2025 | CAPITAL | NEW | health | USD/gigalumen_year | us | us | 140762934285.267
commercial lighting | Lamp: LED PAR 38 - High Efficiency | 2025 | CAPITAL | NEW | lodging | USD/gigalumen_year | us | us | 140762934285.267
commercial lighting | Lamp: LED PAR 38 - High Efficiency | 2025 | CAPITAL | NEW | merc/service | USD/gigalumen_year | us | us | 140762934285.267
commercial lighting | Lamp: LED PAR 38 - High Efficiency | 2025 | CAPITAL | NEW | office-large | USD/gigalumen_year | us | us | 140762934285.267
commercial lighting | Lamp: LED PAR 38 - High Efficiency | 2025 | CAPITAL | NEW | office-small | USD/gigalumen_year | us | us | 140762934285.267
commercial lighting | Lamp: LED PAR 38 - High Efficiency | 2025 | CAPITAL | NEW | other | USD/gigalumen_year | us | us | 140762934285.267
commercial lighting | Lamp: LED PAR 38 - High Efficiency | 2025 | CAPITAL | NEW | warehouse | USD/gigalumen_year | us | us | 140762934285.267
commercial lighting | Lamp: LED PAR 38 - High Efficiency | 2025 | CAPITAL | REPLACEMENT | assembly | USD/gigalumen_year | us | us | 140762934285.267
commercial lighting | Lamp: LED PAR 38 - High Efficiency | 2025 | CAPITAL | REPLACEMENT | education | USD/gigalumen_year | us | us | 140762934285.267
commercial lighting | Lamp: LED PAR 38 - High Efficiency | 2025 | CAPITAL | REPLACEMENT | food sales | USD/gigalumen_year | us | us | 140762934285.267
commercial lighting | Lamp: LED PAR 38 - High Efficiency | 2025 | CAPITAL | REPLACEMENT | food service | USD/gigalumen_year | us | us | 140762934285.267
commercial lighting | Lamp: LED PAR 38 - High Efficiency | 2025 | CAPITAL | REPLACEMENT | health | USD/gigalumen_year | us | us | 140762934285.267
commercial lighting | Lamp: LED PAR 38 - High Efficiency | 2025 | CAPITAL | REPLACEMENT | lodging | USD/gigalumen_year | us | us | 140762934285.267
commercial lighting | Lamp: LED PAR 38 - High Efficiency | 2025 | CAPITAL | REPLACEMENT | merc/service | USD/gigalumen_year | us | us | 140762934285.267
commercial lighting | Lamp: LED PAR 38 - High Efficiency | 2025 | CAPITAL | REPLACEMENT | office-large | USD/gigalumen_year | us | us | 140762934285.267
commercial lighting | Lamp: LED PAR 38 - High Efficiency | 2025 | CAPITAL | REPLACEMENT | office-small | USD/gigalumen_year | us | us | 140762934285.267
commercial lighting | Lamp: LED PAR 38 - High Efficiency | 2025 | CAPITAL | REPLACEMENT | other | USD/gigalumen_year | us | us | 140762934285.267
commercial lighting | Lamp: LED PAR 38 - High Efficiency | 2025 | CAPITAL | REPLACEMENT | warehouse | USD/gigalumen_year | us | us | 140762934285.267
commercial lighting | Lamp: LED PAR 38 - High Efficiency | 2025 | FIXED_OM | NEW | assembly | USD/gigalumen_year | us | us | 11028485214.34
commercial lighting | Lamp: LED PAR 38 - High Efficiency | 2025 | FIXED_OM | NEW | education | USD/gigalumen_year | us | us | 11028485214.34
commercial lighting | Lamp: LED PAR 38 - High Efficiency | 2025 | FIXED_OM | NEW | food sales | USD/gigalumen_year | us | us | 11028485214.34
commercial lighting | Lamp: LED PAR 38 - High Efficiency | 2025 | FIXED_OM | NEW | food service | USD/gigalumen_year | us | us | 11028485214.34
commercial lighting | Lamp: LED PAR 38 - High Efficiency | 2025 | FIXED_OM | NEW | health | USD/gigalumen_year | us | us | 11028485214.34
commercial lighting | Lamp: LED PAR 38 - High Efficiency | 2025 | FIXED_OM | NEW | lodging | USD/gigalumen_year | us | us | 11028485214.34
commercial lighting | Lamp: LED PAR 38 - High Efficiency | 2025 | FIXED_OM | NEW | merc/service | USD/gigalumen_year | us | us | 11028485214.34
commercial lighting | Lamp: LED PAR 38 - High Efficiency | 2025 | FIXED_OM | NEW | office-large | USD/gigalumen_year | us | us | 11028485214.34
commercial lighting | Lamp: LED PAR 38 - High Efficiency | 2025 | FIXED_OM | NEW | office-small | USD/gigalumen_year | us | us | 11028485214.34
commercial lighting | Lamp: LED PAR 38 - High Efficiency | 2025 | FIXED_OM | NEW | other | USD/gigalumen_year | us | us | 11028485214.34
commercial lighting | Lamp: LED PAR 38 - High Efficiency | 2025 | FIXED_OM | NEW | warehouse | USD/gigalumen_year | us | us | 11028485214.34
commercial lighting | Lamp: LED PAR 38 - High Efficiency | 2025 | FIXED_OM | REPLACEMENT | assembly | USD/gigalumen_year | us | us | 11028485214.34
commercial lighting | Lamp: LED PAR 38 - High Efficiency | 2025 | FIXED_OM | REPLACEMENT | education | USD/gigalumen_year | us | us | 11028485214.34
commercial lighting | Lamp: LED PAR 38 - High Efficiency | 2025 | FIXED_OM | REPLACEMENT | food sales | USD/gigalumen_year | us | us | 11028485214.34
commercial lighting | Lamp: LED PAR 38 - High Efficiency | 2025 | FIXED_OM | REPLACEMENT | food service | USD/gigalumen_year | us | us | 11028485214.34
commercial lighting | Lamp: LED PAR 38 - High Efficiency | 2025 | FIXED_OM | REPLACEMENT | health | USD/gigalumen_year | us | us | 11028485214.34
commercial lighting | Lamp: LED PAR 38 - High Efficiency | 2025 | FIXED_OM | REPLACEMENT | lodging | USD/gigalumen_year | us | us | 11028485214.34
commercial lighting | Lamp: LED PAR 38 - High Efficiency | 2025 | FIXED_OM | REPLACEMENT | merc/service | USD/gigalumen_year | us | us | 11028485214.34
commercial lighting | Lamp: LED PAR 38 - High Efficiency | 2025 | FIXED_OM | REPLACEMENT | office-large | USD/gigalumen_year | us | us | 11028485214.34
commercial lighting | Lamp: LED PAR 38 - High Efficiency | 2025 | FIXED_OM | REPLACEMENT | office-small | USD/gigalumen_year | us | us | 11028485214.34
commercial lighting | Lamp: LED PAR 38 - High Efficiency | 2025 | FIXED_OM | REPLACEMENT | other | USD/gigalumen_year | us | us | 11028485214.34
commercial lighting | Lamp: LED PAR 38 - High Efficiency | 2025 | FIXED_OM | REPLACEMENT | warehouse | USD/gigalumen_year | us | us | 11028485214.34
commercial lighting | Lamp: LED PAR 38 - High Efficiency | 2026 | CAPITAL | NEW | assembly | USD/gigalumen_year | us | us | 134033091870.126
commercial lighting | Lamp: LED PAR 38 - High Efficiency | 2026 | CAPITAL | NEW | education | USD/gigalumen_year | us | us | 134033091870.126
commercial lighting | Lamp: LED PAR 38 - High Efficiency | 2026 | CAPITAL | NEW | food sales | USD/gigalumen_year | us | us | 134033091870.126
commercial lighting | Lamp: LED PAR 38 - High Efficiency | 2026 | CAPITAL | NEW | food service | USD/gigalumen_year | us | us | 134033091870.126
commercial lighting | Lamp: LED PAR 38 - High Efficiency | 2026 | CAPITAL | NEW | health | USD/gigalumen_year | us | us | 134033091870.126
commercial lighting | Lamp: LED PAR 38 - High Efficiency | 2026 | CAPITAL | NEW | lodging | USD/gigalumen_year | us | us | 134033091870.126
commercial lighting | Lamp: LED PAR 38 - High Efficiency | 2026 | CAPITAL | NEW | merc/service | USD/gigalumen_year | us | us | 134033091870.126
commercial lighting | Lamp: LED PAR 38 - High Efficiency | 2026 | CAPITAL | NEW | office-large | USD/gigalumen_year | us | us | 134033091870.126
commercial lighting | Lamp: LED PAR 38 - High Efficiency | 2026 | CAPITAL | NEW | office-small | USD/gigalumen_year | us | us | 134033091870.126
commercial lighting | Lamp: LED PAR 38 - High Efficiency | 2026 | CAPITAL | NEW | other | USD/gigalumen_year | us | us | 134033091870.126
commercial lighting | Lamp: LED PAR 38 - High Efficiency | 2026 | CAPITAL | NEW | warehouse | USD/gigalumen_year | us | us | 134033091870.126
commercial lighting | Lamp: LED PAR 38 - High Efficiency | 2026 | CAPITAL | REPLACEMENT | assembly | USD/gigalumen_year | us | us | 134033091870.126
commercial lighting | Lamp: LED PAR 38 - High Efficiency | 2026 | CAPITAL | REPLACEMENT | education | USD/gigalumen_year | us | us | 134033091870.126
commercial lighting | Lamp: LED PAR 38 - High Efficiency | 2026 | CAPITAL | REPLACEMENT | food sales | USD/gigalumen_year | us | us | 134033091870.126
commercial lighting | Lamp: LED PAR 38 - High Efficiency | 2026 | CAPITAL | REPLACEMENT | food service | USD/gigalumen_year | us | us | 134033091870.126
commercial lighting | Lamp: LED PAR 38 - High Efficiency | 2026 | CAPITAL | REPLACEMENT | health | USD/gigalumen_year | us | us | 134033091870.126
commercial lighting | Lamp: LED PAR 38 - High Efficiency | 2026 | CAPITAL | REPLACEMENT | lodging | USD/gigalumen_year | us | us | 134033091870.126
commercial lighting | Lamp: LED PAR 38 - High Efficiency | 2026 | CAPITAL | REPLACEMENT | merc/service | USD/gigalumen_year | us | us | 134033091870.126
commercial lighting | Lamp: LED PAR 38 - High Efficiency | 2026 | CAPITAL | REPLACEMENT | office-large | USD/gigalumen_year | us | us | 134033091870.126
commercial lighting | Lamp: LED PAR 38 - High Efficiency | 2026 | CAPITAL | REPLACEMENT | office-small | USD/gigalumen_year | us | us | 134033091870.126
commercial lighting | Lamp: LED PAR 38 - High Efficiency | 2026 | CAPITAL | REPLACEMENT | other | USD/gigalumen_year | us | us | 134033091870.126
commercial lighting | Lamp: LED PAR 38 - High Efficiency | 2026 | CAPITAL | REPLACEMENT | warehouse | USD/gigalumen_year | us | us | 134033091870.126
commercial lighting | Lamp: LED PAR 38 - High Efficiency | 2026 | FIXED_OM | NEW | assembly | USD/gigalumen_year | us | us | 10476473707.339
commercial lighting | Lamp: LED PAR 38 - High Efficiency | 2026 | FIXED_OM | NEW | education | USD/gigalumen_year | us | us | 10476473707.339
commercial lighting | Lamp: LED PAR 38 - High Efficiency | 2026 | FIXED_OM | NEW | food sales | USD/gigalumen_year | us | us | 10476473707.339
commercial lighting | Lamp: LED PAR 38 - High Efficiency | 2026 | FIXED_OM | NEW | food service | USD/gigalumen_year | us | us | 10476473707.339
commercial lighting | Lamp: LED PAR 38 - High Efficiency | 2026 | FIXED_OM | NEW | health | USD/gigalumen_year | us | us | 10476473707.339
commercial lighting | Lamp: LED PAR 38 - High Efficiency | 2026 | FIXED_OM | NEW | lodging | USD/gigalumen_year | us | us | 10476473707.339
commercial lighting | Lamp: LED PAR 38 - High Efficiency | 2026 | FIXED_OM | NEW | merc/service | USD/gigalumen_year | us | us | 10476473707.339
commercial lighting | Lamp: LED PAR 38 - High Efficiency | 2026 | FIXED_OM | NEW | office-large | USD/gigalumen_year | us | us | 10476473707.339
commercial lighting | Lamp: LED PAR 38 - High Efficiency | 2026 | FIXED_OM | NEW | office-small | USD/gigalumen_year | us | us | 10476473707.339
commercial lighting | Lamp: LED PAR 38 - High Efficiency | 2026 | FIXED_OM | NEW | other | USD/gigalumen_year | us | us | 10476473707.339
commercial lighting | Lamp: LED PAR 38 - High Efficiency | 2026 | FIXED_OM | NEW | warehouse | USD/gigalumen_year | us | us | 10476473707.339
commercial lighting | Lamp: LED PAR 38 - High Efficiency | 2026 | FIXED_OM | REPLACEMENT | assembly | USD/gigalumen_year | us | us | 10476473707.339
commercial lighting | Lamp: LED PAR 38 - High Efficiency | 2026 | FIXED_OM | REPLACEMENT | education | USD/gigalumen_year | us | us | 10476473707.339
commercial lighting | Lamp: LED PAR 38 - High Efficiency | 2026 | FIXED_OM | REPLACEMENT | food sales | USD/gigalumen_year | us | us | 10476473707.339
commercial lighting | Lamp: LED PAR 38 - High Efficiency | 2026 | FIXED_OM | REPLACEMENT | food service | USD/gigalumen_year | us | us | 10476473707.339
commercial lighting | Lamp: LED PAR 38 - High Efficiency | 2026 | FIXED_OM | REPLACEMENT | health | USD/gigalumen_year | us | us | 10476473707.339
commercial lighting | Lamp: LED PAR 38 - High Efficiency | 2026 | FIXED_OM | REPLACEMENT | lodging | USD/gigalumen_year | us | us | 10476473707.339
commercial lighting | Lamp: LED PAR 38 - High Efficiency | 2026 | FIXED_OM | REPLACEMENT | merc/service | USD/gigalumen_year | us | us | 10476473707.339
commercial lighting | Lamp: LED PAR 38 - High Efficiency | 2026 | FIXED_OM | REPLACEMENT | office-large | USD/gigalumen_year | us | us | 10476473707.339
commercial lighting | Lamp: LED PAR 38 - High Efficiency | 2026 | FIXED_OM | REPLACEMENT | office-small | USD/gigalumen_year | us | us | 10476473707.339
commercial lighting | Lamp: LED PAR 38 - High Efficiency | 2026 | FIXED_OM | REPLACEMENT | other | USD/gigalumen_year | us | us | 10476473707.339
commercial lighting | Lamp: LED PAR 38 - High Efficiency | 2026 | FIXED_OM | REPLACEMENT | warehouse | USD/gigalumen_year | us | us | 10476473707.339
commercial lighting | Lamp: LED PAR 38 - High Efficiency | 2027 | CAPITAL | NEW | assembly | USD/gigalumen_year | us | us | 127303249454.986
commercial lighting | Lamp: LED PAR 38 - High Efficiency | 2027 | CAPITAL | NEW | education | USD/gigalumen_year | us | us | 127303249454.986
commercial lighting | Lamp: LED PAR 38 - High Efficiency | 2027 | CAPITAL | NEW | food sales | USD/gigalumen_year | us | us | 127303249454.986
commercial lighting | Lamp: LED PAR 38 - High Efficiency | 2027 | CAPITAL | NEW | food service | USD/gigalumen_year | us | us | 127303249454.986
commercial lighting | Lamp: LED PAR 38 - High Efficiency | 2027 | CAPITAL | NEW | health | USD/gigalumen_year | us | us | 127303249454.986
commercial lighting | Lamp: LED PAR 38 - High Efficiency | 2027 | CAPITAL | NEW | lodging | USD/gigalumen_year | us | us | 127303249454.986
commercial lighting | Lamp: LED PAR 38 - High Efficiency | 2027 | CAPITAL | NEW | merc/service | USD/gigalumen_year | us | us | 127303249454.986
commercial lighting | Lamp: LED PAR 38 - High Efficiency | 2027 | CAPITAL | NEW | office-large | USD/gigalumen_year | us | us | 127303249454.986
commercial lighting | Lamp: LED PAR 38 - High Efficiency | 2027 | CAPITAL | NEW | office-small | USD/gigalumen_year | us | us | 127303249454.986
commercial lighting | Lamp: LED PAR 38 - High Efficiency | 2027 | CAPITAL | NEW | other | USD/gigalumen_year | us | us | 127303249454.986
commercial lighting | Lamp: LED PAR 38 - High Efficiency | 2027 | CAPITAL | NEW | warehouse | USD/gigalumen_year | us | us | 127303249454.986
commercial lighting | Lamp: LED PAR 38 - High Efficiency | 2027 | CAPITAL | REPLACEMENT | assembly | USD/gigalumen_year | us | us | 127303249454.986
commercial lighting | Lamp: LED PAR 38 - High Efficiency | 2027 | CAPITAL | REPLACEMENT | education | USD/gigalumen_year | us | us | 127303249454.986
commercial lighting | Lamp: LED PAR 38 - High Efficiency | 2027 | CAPITAL | REPLACEMENT | food sales | USD/gigalumen_year | us | us | 127303249454.986
commercial lighting | Lamp: LED PAR 38 - High Efficiency | 2027 | CAPITAL | REPLACEMENT | food service | USD/gigalumen_year | us | us | 127303249454.986
commercial lighting | Lamp: LED PAR 38 - High Efficiency | 2027 | CAPITAL | REPLACEMENT | health | USD/gigalumen_year | us | us | 127303249454.986
commercial lighting | Lamp: LED PAR 38 - High Efficiency | 2027 | CAPITAL | REPLACEMENT | lodging | USD/gigalumen_year | us | us | 127303249454.986
commercial lighting | Lamp: LED PAR 38 - High Efficiency | 2027 | CAPITAL | REPLACEMENT | merc/service | USD/gigalumen_year | us | us | 127303249454.986
commercial lighting | Lamp: LED PAR 38 - High Efficiency | 2027 | CAPITAL | REPLACEMENT | office-large | USD/gigalumen_year | us | us | 127303249454.986
commercial lighting | Lamp: LED PAR 38 - High Efficiency | 2027 | CAPITAL | REPLACEMENT | office-small | USD/gigalumen_year | us | us | 127303249454.986
commercial lighting | Lamp: LED PAR 38 - High Efficiency | 2027 | CAPITAL | REPLACEMENT | other | USD/gigalumen_year | us | us | 127303249454.986
commercial lighting | Lamp: LED PAR 38 - High Efficiency | 2027 | CAPITAL | REPLACEMENT | warehouse | USD/gigalumen_year | us | us | 127303249454.986
commercial lighting | Lamp: LED PAR 38 - High Efficiency | 2027 | FIXED_OM | NEW | assembly | USD/gigalumen_year | us | us | 9924462200.338
commercial lighting | Lamp: LED PAR 38 - High Efficiency | 2027 | FIXED_OM | NEW | education | USD/gigalumen_year | us | us | 9924462200.338
commercial lighting | Lamp: LED PAR 38 - High Efficiency | 2027 | FIXED_OM | NEW | food sales | USD/gigalumen_year | us | us | 9924462200.338
commercial lighting | Lamp: LED PAR 38 - High Efficiency | 2027 | FIXED_OM | NEW | food service | USD/gigalumen_year | us | us | 9924462200.338
commercial lighting | Lamp: LED PAR 38 - High Efficiency | 2027 | FIXED_OM | NEW | health | USD/gigalumen_year | us | us | 9924462200.338
commercial lighting | Lamp: LED PAR 38 - High Efficiency | 2027 | FIXED_OM | NEW | lodging | USD/gigalumen_year | us | us | 9924462200.338
commercial lighting | Lamp: LED PAR 38 - High Efficiency | 2027 | FIXED_OM | NEW | merc/service | USD/gigalumen_year | us | us | 9924462200.338
commercial lighting | Lamp: LED PAR 38 - High Efficiency | 2027 | FIXED_OM | NEW | office-large | USD/gigalumen_year | us | us | 9924462200.338
commercial lighting | Lamp: LED PAR 38 - High Efficiency | 2027 | FIXED_OM | NEW | office-small | USD/gigalumen_year | us | us | 9924462200.338
commercial lighting | Lamp: LED PAR 38 - High Efficiency | 2027 | FIXED_OM | NEW | other | USD/gigalumen_year | us | us | 9924462200.338
commercial lighting | Lamp: LED PAR 38 - High Efficiency | 2027 | FIXED_OM | NEW | warehouse | USD/gigalumen_year | us | us | 9924462200.338
commercial lighting | Lamp: LED PAR 38 - High Efficiency | 2027 | FIXED_OM | REPLACEMENT | assembly | USD/gigalumen_year | us | us | 9924462200.338
commercial lighting | Lamp: LED PAR 38 - High Efficiency | 2027 | FIXED_OM | REPLACEMENT | education | USD/gigalumen_year | us | us | 9924462200.338
commercial lighting | Lamp: LED PAR 38 - High Efficiency | 2027 | FIXED_OM | REPLACEMENT | food sales | USD/gigalumen_year | us | us | 9924462200.338
commercial lighting | Lamp: LED PAR 38 - High Efficiency | 2027 | FIXED_OM | REPLACEMENT | food service | USD/gigalumen_year | us | us | 9924462200.338
commercial lighting | Lamp: LED PAR 38 - High Efficiency | 2027 | FIXED_OM | REPLACEMENT | health | USD/gigalumen_year | us | us | 9924462200.338
commercial lighting | Lamp: LED PAR 38 - High Efficiency | 2027 | FIXED_OM | REPLACEMENT | lodging | USD/gigalumen_year | us | us | 9924462200.338
commercial lighting | Lamp: LED PAR 38 - High Efficiency | 2027 | FIXED_OM | REPLACEMENT | merc/service | USD/gigalumen_year | us | us | 9924462200.338
commercial lighting | Lamp: LED PAR 38 - High Efficiency | 2027 | FIXED_OM | REPLACEMENT | office-large | USD/gigalumen_year | us | us | 9924462200.338
commercial lighting | Lamp: LED PAR 38 - High Efficiency | 2027 | FIXED_OM | REPLACEMENT | office-small | USD/gigalumen_year | us | us | 9924462200.338
commercial lighting | Lamp: LED PAR 38 - High Efficiency | 2027 | FIXED_OM | REPLACEMENT | other | USD/gigalumen_year | us | us | 9924462200.338
commercial lighting | Lamp: LED PAR 38 - High Efficiency | 2027 | FIXED_OM | REPLACEMENT | warehouse | USD/gigalumen_year | us | us | 9924462200.338
commercial lighting | Lamp: LED PAR 38 - High Efficiency | 2028 | CAPITAL | NEW | assembly | USD/gigalumen_year | us | us | 120573407039.846
commercial lighting | Lamp: LED PAR 38 - High Efficiency | 2028 | CAPITAL | NEW | education | USD/gigalumen_year | us | us | 120573407039.846
commercial lighting | Lamp: LED PAR 38 - High Efficiency | 2028 | CAPITAL | NEW | food sales | USD/gigalumen_year | us | us | 120573407039.846
commercial lighting | Lamp: LED PAR 38 - High Efficiency | 2028 | CAPITAL | NEW | food service | USD/gigalumen_year | us | us | 120573407039.846
commercial lighting | Lamp: LED PAR 38 - High Efficiency | 2028 | CAPITAL | NEW | health | USD/gigalumen_year | us | us | 120573407039.846
commercial lighting | Lamp: LED PAR 38 - High Efficiency | 2028 | CAPITAL | NEW | lodging | USD/gigalumen_year | us | us | 120573407039.846
commercial lighting | Lamp: LED PAR 38 - High Efficiency | 2028 | CAPITAL | NEW | merc/service | USD/gigalumen_year | us | us | 120573407039.846
commercial lighting | Lamp: LED PAR 38 - High Efficiency | 2028 | CAPITAL | NEW | office-large | USD/gigalumen_year | us | us | 120573407039.846
commercial lighting | Lamp: LED PAR 38 - High Efficiency | 2028 | CAPITAL | NEW | office-small | USD/gigalumen_year | us | us | 120573407039.846
commercial lighting | Lamp: LED PAR 38 - High Efficiency | 2028 | CAPITAL | NEW | other | USD/gigalumen_year | us | us | 120573407039.846
commercial lighting | Lamp: LED PAR 38 - High Efficiency | 2028 | CAPITAL | NEW | warehouse | USD/gigalumen_year | us | us | 120573407039.846
commercial lighting | Lamp: LED PAR 38 - High Efficiency | 2028 | CAPITAL | REPLACEMENT | assembly | USD/gigalumen_year | us | us | 120573407039.846
commercial lighting | Lamp: LED PAR 38 - High Efficiency | 2028 | CAPITAL | REPLACEMENT | education | USD/gigalumen_year | us | us | 120573407039.846
commercial lighting | Lamp: LED PAR 38 - High Efficiency | 2028 | CAPITAL | REPLACEMENT | food sales | USD/gigalumen_year | us | us | 120573407039.846
commercial lighting | Lamp: LED PAR 38 - High Efficiency | 2028 | CAPITAL | REPLACEMENT | food service | USD/gigalumen_year | us | us | 120573407039.846
commercial lighting | Lamp: LED PAR 38 - High Efficiency | 2028 | CAPITAL | REPLACEMENT | health | USD/gigalumen_year | us | us | 120573407039.846
commercial lighting | Lamp: LED PAR 38 - High Efficiency | 2028 | CAPITAL | REPLACEMENT | lodging | USD/gigalumen_year | us | us | 120573407039.846
commercial lighting | Lamp: LED PAR 38 - High Efficiency | 2028 | CAPITAL | REPLACEMENT | merc/service | USD/gigalumen_year | us | us | 120573407039.846
commercial lighting | Lamp: LED PAR 38 - High Efficiency | 2028 | CAPITAL | REPLACEMENT | office-large | USD/gigalumen_year | us | us | 120573407039.846
commercial lighting | Lamp: LED PAR 38 - High Efficiency | 2028 | CAPITAL | REPLACEMENT | office-small | USD/gigalumen_year | us | us | 120573407039.846
commercial lighting | Lamp: LED PAR 38 - High Efficiency | 2028 | CAPITAL | REPLACEMENT | other | USD/gigalumen_year | us | us | 120573407039.846
commercial lighting | Lamp: LED PAR 38 - High Efficiency | 2028 | CAPITAL | REPLACEMENT | warehouse | USD/gigalumen_year | us | us | 120573407039.846
commercial lighting | Lamp: LED PAR 38 - High Efficiency | 2028 | FIXED_OM | NEW | assembly | USD/gigalumen_year | us | us | 9372450693.3369
commercial lighting | Lamp: LED PAR 38 - High Efficiency | 2028 | FIXED_OM | NEW | education | USD/gigalumen_year | us | us | 9372450693.3369
commercial lighting | Lamp: LED PAR 38 - High Efficiency | 2028 | FIXED_OM | NEW | food sales | USD/gigalumen_year | us | us | 9372450693.3369
commercial lighting | Lamp: LED PAR 38 - High Efficiency | 2028 | FIXED_OM | NEW | food service | USD/gigalumen_year | us | us | 9372450693.3369
commercial lighting | Lamp: LED PAR 38 - High Efficiency | 2028 | FIXED_OM | NEW | health | USD/gigalumen_year | us | us | 9372450693.3369
commercial lighting | Lamp: LED PAR 38 - High Efficiency | 2028 | FIXED_OM | NEW | lodging | USD/gigalumen_year | us | us | 9372450693.3369
commercial lighting | Lamp: LED PAR 38 - High Efficiency | 2028 | FIXED_OM | NEW | merc/service | USD/gigalumen_year | us | us | 9372450693.3369
commercial lighting | Lamp: LED PAR 38 - High Efficiency | 2028 | FIXED_OM | NEW | office-large | USD/gigalumen_year | us | us | 9372450693.3369
commercial lighting | Lamp: LED PAR 38 - High Efficiency | 2028 | FIXED_OM | NEW | office-small | USD/gigalumen_year | us | us | 9372450693.3369
commercial lighting | Lamp: LED PAR 38 - High Efficiency | 2028 | FIXED_OM | NEW | other | USD/gigalumen_year | us | us | 9372450693.3369
commercial lighting | Lamp: LED PAR 38 - High Efficiency | 2028 | FIXED_OM | NEW | warehouse | USD/gigalumen_year | us | us | 9372450693.3369
commercial lighting | Lamp: LED PAR 38 - High Efficiency | 2028 | FIXED_OM | REPLACEMENT | assembly | USD/gigalumen_year | us | us | 9372450693.3369
commercial lighting | Lamp: LED PAR 38 - High Efficiency | 2028 | FIXED_OM | REPLACEMENT | education | USD/gigalumen_year | us | us | 9372450693.3369
commercial lighting | Lamp: LED PAR 38 - High Efficiency | 2028 | FIXED_OM | REPLACEMENT | food sales | USD/gigalumen_year | us | us | 9372450693.3369
commercial lighting | Lamp: LED PAR 38 - High Efficiency | 2028 | FIXED_OM | REPLACEMENT | food service | USD/gigalumen_year | us | us | 9372450693.3369
commercial lighting | Lamp: LED PAR 38 - High Efficiency | 2028 | FIXED_OM | REPLACEMENT | health | USD/gigalumen_year | us | us | 9372450693.3369
commercial lighting | Lamp: LED PAR 38 - High Efficiency | 2028 | FIXED_OM | REPLACEMENT | lodging | USD/gigalumen_year | us | us | 9372450693.3369
commercial lighting | Lamp: LED PAR 38 - High Efficiency | 2028 | FIXED_OM | REPLACEMENT | merc/service | USD/gigalumen_year | us | us | 9372450693.3369
commercial lighting | Lamp: LED PAR 38 - High Efficiency | 2028 | FIXED_OM | REPLACEMENT | office-large | USD/gigalumen_year | us | us | 9372450693.3369
commercial lighting | Lamp: LED PAR 38 - High Efficiency | 2028 | FIXED_OM | REPLACEMENT | office-small | USD/gigalumen_year | us | us | 9372450693.3369
commercial lighting | Lamp: LED PAR 38 - High Efficiency | 2028 | FIXED_OM | REPLACEMENT | other | USD/gigalumen_year | us | us | 9372450693.3369
commercial lighting | Lamp: LED PAR 38 - High Efficiency | 2028 | FIXED_OM | REPLACEMENT | warehouse | USD/gigalumen_year | us | us | 9372450693.3369
commercial lighting | Lamp: LED PAR 38 - High Efficiency | 2029 | CAPITAL | NEW | assembly | USD/gigalumen_year | us | us | 113843564624.705
commercial lighting | Lamp: LED PAR 38 - High Efficiency | 2029 | CAPITAL | NEW | education | USD/gigalumen_year | us | us | 113843564624.705
commercial lighting | Lamp: LED PAR 38 - High Efficiency | 2029 | CAPITAL | NEW | food sales | USD/gigalumen_year | us | us | 113843564624.705
commercial lighting | Lamp: LED PAR 38 - High Efficiency | 2029 | CAPITAL | NEW | food service | USD/gigalumen_year | us | us | 113843564624.705
commercial lighting | Lamp: LED PAR 38 - High Efficiency | 2029 | CAPITAL | NEW | health | USD/gigalumen_year | us | us | 113843564624.705
commercial lighting | Lamp: LED PAR 38 - High Efficiency | 2029 | CAPITAL | NEW | lodging | USD/gigalumen_year | us | us | 113843564624.705
commercial lighting | Lamp: LED PAR 38 - High Efficiency | 2029 | CAPITAL | NEW | merc/service | USD/gigalumen_year | us | us | 113843564624.705
commercial lighting | Lamp: LED PAR 38 - High Efficiency | 2029 | CAPITAL | NEW | office-large | USD/gigalumen_year | us | us | 113843564624.705
commercial lighting | Lamp: LED PAR 38 - High Efficiency | 2029 | CAPITAL | NEW | office-small | USD/gigalumen_year | us | us | 113843564624.705
commercial lighting | Lamp: LED PAR 38 - High Efficiency | 2029 | CAPITAL | NEW | other | USD/gigalumen_year | us | us | 113843564624.705
commercial lighting | Lamp: LED PAR 38 - High Efficiency | 2029 | CAPITAL | NEW | warehouse | USD/gigalumen_year | us | us | 113843564624.705
commercial lighting | Lamp: LED PAR 38 - High Efficiency | 2029 | CAPITAL | REPLACEMENT | assembly | USD/gigalumen_year | us | us | 113843564624.705
commercial lighting | Lamp: LED PAR 38 - High Efficiency | 2029 | CAPITAL | REPLACEMENT | education | USD/gigalumen_year | us | us | 113843564624.705
commercial lighting | Lamp: LED PAR 38 - High Efficiency | 2029 | CAPITAL | REPLACEMENT | food sales | USD/gigalumen_year | us | us | 113843564624.705
commercial lighting | Lamp: LED PAR 38 - High Efficiency | 2029 | CAPITAL | REPLACEMENT | food service | USD/gigalumen_year | us | us | 113843564624.705
commercial lighting | Lamp: LED PAR 38 - High Efficiency | 2029 | CAPITAL | REPLACEMENT | health | USD/gigalumen_year | us | us | 113843564624.705
commercial lighting | Lamp: LED PAR 38 - High Efficiency | 2029 | CAPITAL | REPLACEMENT | lodging | USD/gigalumen_year | us | us | 113843564624.705
commercial lighting | Lamp: LED PAR 38 - High Efficiency | 2029 | CAPITAL | REPLACEMENT | merc/service | USD/gigalumen_year | us | us | 113843564624.705
commercial lighting | Lamp: LED PAR 38 - High Efficiency | 2029 | CAPITAL | REPLACEMENT | office-large | USD/gigalumen_year | us | us | 113843564624.705
commercial lighting | Lamp: LED PAR 38 - High Efficiency | 2029 | CAPITAL | REPLACEMENT | office-small | USD/gigalumen_year | us | us | 113843564624.705
commercial lighting | Lamp: LED PAR 38 - High Efficiency | 2029 | CAPITAL | REPLACEMENT | other | USD/gigalumen_year | us | us | 113843564624.705
commercial lighting | Lamp: LED PAR 38 - High Efficiency | 2029 | CAPITAL | REPLACEMENT | warehouse | USD/gigalumen_year | us | us | 113843564624.705
commercial lighting | Lamp: LED PAR 38 - High Efficiency | 2029 | FIXED_OM | NEW | assembly | USD/gigalumen_year | us | us | 8820439186.3359
commercial lighting | Lamp: LED PAR 38 - High Efficiency | 2029 | FIXED_OM | NEW | education | USD/gigalumen_year | us | us | 8820439186.3359
commercial lighting | Lamp: LED PAR 38 - High Efficiency | 2029 | FIXED_OM | NEW | food sales | USD/gigalumen_year | us | us | 8820439186.3359
commercial lighting | Lamp: LED PAR 38 - High Efficiency | 2029 | FIXED_OM | NEW | food service | USD/gigalumen_year | us | us | 8820439186.3359
commercial lighting | Lamp: LED PAR 38 - High Efficiency | 2029 | FIXED_OM | NEW | health | USD/gigalumen_year | us | us | 8820439186.3359
commercial lighting | Lamp: LED PAR 38 - High Efficiency | 2029 | FIXED_OM | NEW | lodging | USD/gigalumen_year | us | us | 8820439186.3359
commercial lighting | Lamp: LED PAR 38 - High Efficiency | 2029 | FIXED_OM | NEW | merc/service | USD/gigalumen_year | us | us | 8820439186.3359
commercial lighting | Lamp: LED PAR 38 - High Efficiency | 2029 | FIXED_OM | NEW | office-large | USD/gigalumen_year | us | us | 8820439186.3359
commercial lighting | Lamp: LED PAR 38 - High Efficiency | 2029 | FIXED_OM | NEW | office-small | USD/gigalumen_year | us | us | 8820439186.3359
commercial lighting | Lamp: LED PAR 38 - High Efficiency | 2029 | FIXED_OM | NEW | other | USD/gigalumen_year | us | us | 8820439186.3359
commercial lighting | Lamp: LED PAR 38 - High Efficiency | 2029 | FIXED_OM | NEW | warehouse | USD/gigalumen_year | us | us | 8820439186.3359
commercial lighting | Lamp: LED PAR 38 - High Efficiency | 2029 | FIXED_OM | REPLACEMENT | assembly | USD/gigalumen_year | us | us | 8820439186.3359
commercial lighting | Lamp: LED PAR 38 - High Efficiency | 2029 | FIXED_OM | REPLACEMENT | education | USD/gigalumen_year | us | us | 8820439186.3359
commercial lighting | Lamp: LED PAR 38 - High Efficiency | 2029 | FIXED_OM | REPLACEMENT | food sales | USD/gigalumen_year | us | us | 8820439186.3359
commercial lighting | Lamp: LED PAR 38 - High Efficiency | 2029 | FIXED_OM | REPLACEMENT | food service | USD/gigalumen_year | us | us | 8820439186.3359
commercial lighting | Lamp: LED PAR 38 - High Efficiency | 2029 | FIXED_OM | REPLACEMENT | health | USD/gigalumen_year | us | us | 8820439186.3359
commercial lighting | Lamp: LED PAR 38 - High Efficiency | 2029 | FIXED_OM | REPLACEMENT | lodging | USD/gigalumen_year | us | us | 8820439186.3359
commercial lighting | Lamp: LED PAR 38 - High Efficiency | 2029 | FIXED_OM | REPLACEMENT | merc/service | USD/gigalumen_year | us | us | 8820439186.3359
commercial lighting | Lamp: LED PAR 38 - High Efficiency | 2029 | FIXED_OM | REPLACEMENT | office-large | USD/gigalumen_year | us | us | 8820439186.3359
commercial lighting | Lamp: LED PAR 38 - High Efficiency | 2029 | FIXED_OM | REPLACEMENT | office-small | USD/gigalumen_year | us | us | 8820439186.3359
commercial lighting | Lamp: LED PAR 38 - High Efficiency | 2029 | FIXED_OM | REPLACEMENT | other | USD/gigalumen_year | us | us | 8820439186.3359
commercial lighting | Lamp: LED PAR 38 - High Efficiency | 2029 | FIXED_OM | REPLACEMENT | warehouse | USD/gigalumen_year | us | us | 8820439186.3359
commercial lighting | Lamp: LED PAR 38 - High Efficiency | 2030 | CAPITAL | NEW | assembly | USD/gigalumen_year | us | us | 107113722209.565
commercial lighting | Lamp: LED PAR 38 - High Efficiency | 2030 | CAPITAL | NEW | education | USD/gigalumen_year | us | us | 107113722209.565
commercial lighting | Lamp: LED PAR 38 - High Efficiency | 2030 | CAPITAL | NEW | food sales | USD/gigalumen_year | us | us | 107113722209.565
commercial lighting | Lamp: LED PAR 38 - High Efficiency | 2030 | CAPITAL | NEW | food service | USD/gigalumen_year | us | us | 107113722209.565
commercial lighting | Lamp: LED PAR 38 - High Efficiency | 2030 | CAPITAL | NEW | health | USD/gigalumen_year | us | us | 107113722209.565
commercial lighting | Lamp: LED PAR 38 - High Efficiency | 2030 | CAPITAL | NEW | lodging | USD/gigalumen_year | us | us | 107113722209.565
commercial lighting | Lamp: LED PAR 38 - High Efficiency | 2030 | CAPITAL | NEW | merc/service | USD/gigalumen_year | us | us | 107113722209.565
commercial lighting | Lamp: LED PAR 38 - High Efficiency | 2030 | CAPITAL | NEW | office-large | USD/gigalumen_year | us | us | 107113722209.565
commercial lighting | Lamp: LED PAR 38 - High Efficiency | 2030 | CAPITAL | NEW | office-small | USD/gigalumen_year | us | us | 107113722209.565
commercial lighting | Lamp: LED PAR 38 - High Efficiency | 2030 | CAPITAL | NEW | other | USD/gigalumen_year | us | us | 107113722209.565
commercial lighting | Lamp: LED PAR 38 - High Efficiency | 2030 | CAPITAL | NEW | warehouse | USD/gigalumen_year | us | us | 107113722209.565
commercial lighting | Lamp: LED PAR 38 - High Efficiency | 2030 | CAPITAL | REPLACEMENT | assembly | USD/gigalumen_year | us | us | 107113722209.565
commercial lighting | Lamp: LED PAR 38 - High Efficiency | 2030 | CAPITAL | REPLACEMENT | education | USD/gigalumen_year | us | us | 107113722209.565
commercial lighting | Lamp: LED PAR 38 - High Efficiency | 2030 | CAPITAL | REPLACEMENT | food sales | USD/gigalumen_year | us | us | 107113722209.565
commercial lighting | Lamp: LED PAR 38 - High Efficiency | 2030 | CAPITAL | REPLACEMENT | food service | USD/gigalumen_year | us | us | 107113722209.565
commercial lighting | Lamp: LED PAR 38 - High Efficiency | 2030 | CAPITAL | REPLACEMENT | health | USD/gigalumen_year | us | us | 107113722209.565
commercial lighting | Lamp: LED PAR 38 - High Efficiency | 2030 | CAPITAL | REPLACEMENT | lodging | USD/gigalumen_year | us | us | 107113722209.565
commercial lighting | Lamp: LED PAR 38 - High Efficiency | 2030 | CAPITAL | REPLACEMENT | merc/service | USD/gigalumen_year | us | us | 107113722209.565
commercial lighting | Lamp: LED PAR 38 - High Efficiency | 2030 | CAPITAL | REPLACEMENT | office-large | USD/gigalumen_year | us | us | 107113722209.565
commercial lighting | Lamp: LED PAR 38 - High Efficiency | 2030 | CAPITAL | REPLACEMENT | office-small | USD/gigalumen_year | us | us | 107113722209.565
commercial lighting | Lamp: LED PAR 38 - High Efficiency | 2030 | CAPITAL | REPLACEMENT | other | USD/gigalumen_year | us | us | 107113722209.565
commercial lighting | Lamp: LED PAR 38 - High Efficiency | 2030 | CAPITAL | REPLACEMENT | warehouse | USD/gigalumen_year | us | us | 107113722209.565
commercial lighting | Lamp: LED PAR 38 - High Efficiency | 2030 | FIXED_OM | NEW | assembly | USD/gigalumen_year | us | us | 8268427679.3349
commercial lighting | Lamp: LED PAR 38 - High Efficiency | 2030 | FIXED_OM | NEW | education | USD/gigalumen_year | us | us | 8268427679.3349
commercial lighting | Lamp: LED PAR 38 - High Efficiency | 2030 | FIXED_OM | NEW | food sales | USD/gigalumen_year | us | us | 8268427679.3349
commercial lighting | Lamp: LED PAR 38 - High Efficiency | 2030 | FIXED_OM | NEW | food service | USD/gigalumen_year | us | us | 8268427679.3349
commercial lighting | Lamp: LED PAR 38 - High Efficiency | 2030 | FIXED_OM | NEW | health | USD/gigalumen_year | us | us | 8268427679.3349
commercial lighting | Lamp: LED PAR 38 - High Efficiency | 2030 | FIXED_OM | NEW | lodging | USD/gigalumen_year | us | us | 8268427679.3349
commercial lighting | Lamp: LED PAR 38 - High Efficiency | 2030 | FIXED_OM | NEW | merc/service | USD/gigalumen_year | us | us | 8268427679.3349
commercial lighting | Lamp: LED PAR 38 - High Efficiency | 2030 | FIXED_OM | NEW | office-large | USD/gigalumen_year | us | us | 8268427679.3349
commercial lighting | Lamp: LED PAR 38 - High Efficiency | 2030 | FIXED_OM | NEW | office-small | USD/gigalumen_year | us | us | 8268427679.3349
commercial lighting | Lamp: LED PAR 38 - High Efficiency | 2030 | FIXED_OM | NEW | other | USD/gigalumen_year | us | us | 8268427679.3349
commercial lighting | Lamp: LED PAR 38 - High Efficiency | 2030 | FIXED_OM | NEW | warehouse | USD/gigalumen_year | us | us | 8268427679.3349
commercial lighting | Lamp: LED PAR 38 - High Efficiency | 2030 | FIXED_OM | REPLACEMENT | assembly | USD/gigalumen_year | us | us | 8268427679.3349
commercial lighting | Lamp: LED PAR 38 - High Efficiency | 2030 | FIXED_OM | REPLACEMENT | education | USD/gigalumen_year | us | us | 8268427679.3349
commercial lighting | Lamp: LED PAR 38 - High Efficiency | 2030 | FIXED_OM | REPLACEMENT | food sales | USD/gigalumen_year | us | us | 8268427679.3349
commercial lighting | Lamp: LED PAR 38 - High Efficiency | 2030 | FIXED_OM | REPLACEMENT | food service | USD/gigalumen_year | us | us | 8268427679.3349
commercial lighting | Lamp: LED PAR 38 - High Efficiency | 2030 | FIXED_OM | REPLACEMENT | health | USD/gigalumen_year | us | us | 8268427679.3349
commercial lighting | Lamp: LED PAR 38 - High Efficiency | 2030 | FIXED_OM | REPLACEMENT | lodging | USD/gigalumen_year | us | us | 8268427679.3349
commercial lighting | Lamp: LED PAR 38 - High Efficiency | 2030 | FIXED_OM | REPLACEMENT | merc/service | USD/gigalumen_year | us | us | 8268427679.3349
commercial lighting | Lamp: LED PAR 38 - High Efficiency | 2030 | FIXED_OM | REPLACEMENT | office-large | USD/gigalumen_year | us | us | 8268427679.3349
commercial lighting | Lamp: LED PAR 38 - High Efficiency | 2030 | FIXED_OM | REPLACEMENT | office-small | USD/gigalumen_year | us | us | 8268427679.3349
commercial lighting | Lamp: LED PAR 38 - High Efficiency | 2030 | FIXED_OM | REPLACEMENT | other | USD/gigalumen_year | us | us | 8268427679.3349
commercial lighting | Lamp: LED PAR 38 - High Efficiency | 2030 | FIXED_OM | REPLACEMENT | warehouse | USD/gigalumen_year | us | us | 8268427679.3349
commercial lighting | Lamp: LED PAR 38 - High Efficiency | 2031 | CAPITAL | NEW | assembly | USD/gigalumen_year | us | us | 104078833413.627
commercial lighting | Lamp: LED PAR 38 - High Efficiency | 2031 | CAPITAL | NEW | education | USD/gigalumen_year | us | us | 104078833413.627
commercial lighting | Lamp: LED PAR 38 - High Efficiency | 2031 | CAPITAL | NEW | food sales | USD/gigalumen_year | us | us | 104078833413.627
commercial lighting | Lamp: LED PAR 38 - High Efficiency | 2031 | CAPITAL | NEW | food service | USD/gigalumen_year | us | us | 104078833413.627
commercial lighting | Lamp: LED PAR 38 - High Efficiency | 2031 | CAPITAL | NEW | health | USD/gigalumen_year | us | us | 104078833413.627
commercial lighting | Lamp: LED PAR 38 - High Efficiency | 2031 | CAPITAL | NEW | lodging | USD/gigalumen_year | us | us | 104078833413.627
commercial lighting | Lamp: LED PAR 38 - High Efficiency | 2031 | CAPITAL | NEW | merc/service | USD/gigalumen_year | us | us | 104078833413.627
commercial lighting | Lamp: LED PAR 38 - High Efficiency | 2031 | CAPITAL | NEW | office-large | USD/gigalumen_year | us | us | 104078833413.627
commercial lighting | Lamp: LED PAR 38 - High Efficiency | 2031 | CAPITAL | NEW | office-small | USD/gigalumen_year | us | us | 104078833413.627
commercial lighting | Lamp: LED PAR 38 - High Efficiency | 2031 | CAPITAL | NEW | other | USD/gigalumen_year | us | us | 104078833413.627
commercial lighting | Lamp: LED PAR 38 - High Efficiency | 2031 | CAPITAL | NEW | warehouse | USD/gigalumen_year | us | us | 104078833413.627
commercial lighting | Lamp: LED PAR 38 - High Efficiency | 2031 | CAPITAL | REPLACEMENT | assembly | USD/gigalumen_year | us | us | 104078833413.627
commercial lighting | Lamp: LED PAR 38 - High Efficiency | 2031 | CAPITAL | REPLACEMENT | education | USD/gigalumen_year | us | us | 104078833413.627
commercial lighting | Lamp: LED PAR 38 - High Efficiency | 2031 | CAPITAL | REPLACEMENT | food sales | USD/gigalumen_year | us | us | 104078833413.627
commercial lighting | Lamp: LED PAR 38 - High Efficiency | 2031 | CAPITAL | REPLACEMENT | food service | USD/gigalumen_year | us | us | 104078833413.627
commercial lighting | Lamp: LED PAR 38 - High Efficiency | 2031 | CAPITAL | REPLACEMENT | health | USD/gigalumen_year | us | us | 104078833413.627
commercial lighting | Lamp: LED PAR 38 - High Efficiency | 2031 | CAPITAL | REPLACEMENT | lodging | USD/gigalumen_year | us | us | 104078833413.627
commercial lighting | Lamp: LED PAR 38 - High Efficiency | 2031 | CAPITAL | REPLACEMENT | merc/service | USD/gigalumen_year | us | us | 104078833413.627
commercial lighting | Lamp: LED PAR 38 - High Efficiency | 2031 | CAPITAL | REPLACEMENT | office-large | USD/gigalumen_year | us | us | 104078833413.627
commercial lighting | Lamp: LED PAR 38 - High Efficiency | 2031 | CAPITAL | REPLACEMENT | office-small | USD/gigalumen_year | us | us | 104078833413.627
commercial lighting | Lamp: LED PAR 38 - High Efficiency | 2031 | CAPITAL | REPLACEMENT | other | USD/gigalumen_year | us | us | 104078833413.627
commercial lighting | Lamp: LED PAR 38 - High Efficiency | 2031 | CAPITAL | REPLACEMENT | warehouse | USD/gigalumen_year | us | us | 104078833413.627
commercial lighting | Lamp: LED PAR 38 - High Efficiency | 2031 | FIXED_OM | NEW | assembly | USD/gigalumen_year | us | us | 8033529165.7174
commercial lighting | Lamp: LED PAR 38 - High Efficiency | 2031 | FIXED_OM | NEW | education | USD/gigalumen_year | us | us | 8033529165.7174
commercial lighting | Lamp: LED PAR 38 - High Efficiency | 2031 | FIXED_OM | NEW | food sales | USD/gigalumen_year | us | us | 8033529165.7174
commercial lighting | Lamp: LED PAR 38 - High Efficiency | 2031 | FIXED_OM | NEW | food service | USD/gigalumen_year | us | us | 8033529165.7174
commercial lighting | Lamp: LED PAR 38 - High Efficiency | 2031 | FIXED_OM | NEW | health | USD/gigalumen_year | us | us | 8033529165.7174
commercial lighting | Lamp: LED PAR 38 - High Efficiency | 2031 | FIXED_OM | NEW | lodging | USD/gigalumen_year | us | us | 8033529165.7174
commercial lighting | Lamp: LED PAR 38 - High Efficiency | 2031 | FIXED_OM | NEW | merc/service | USD/gigalumen_year | us | us | 8033529165.7174
commercial lighting | Lamp: LED PAR 38 - High Efficiency | 2031 | FIXED_OM | NEW | office-large | USD/gigalumen_year | us | us | 8033529165.7174
commercial lighting | Lamp: LED PAR 38 - High Efficiency | 2031 | FIXED_OM | NEW | office-small | USD/gigalumen_year | us | us | 8033529165.7174
commercial lighting | Lamp: LED PAR 38 - High Efficiency | 2031 | FIXED_OM | NEW | other | USD/gigalumen_year | us | us | 8033529165.7174
commercial lighting | Lamp: LED PAR 38 - High Efficiency | 2031 | FIXED_OM | NEW | warehouse | USD/gigalumen_year | us | us | 8033529165.7174
commercial lighting | Lamp: LED PAR 38 - High Efficiency | 2031 | FIXED_OM | REPLACEMENT | assembly | USD/gigalumen_year | us | us | 8033529165.7174
commercial lighting | Lamp: LED PAR 38 - High Efficiency | 2031 | FIXED_OM | REPLACEMENT | education | USD/gigalumen_year | us | us | 8033529165.7174
commercial lighting | Lamp: LED PAR 38 - High Efficiency | 2031 | FIXED_OM | REPLACEMENT | food sales | USD/gigalumen_year | us | us | 8033529165.7174
commercial lighting | Lamp: LED PAR 38 - High Efficiency | 2031 | FIXED_OM | REPLACEMENT | food service | USD/gigalumen_year | us | us | 8033529165.7174
commercial lighting | Lamp: LED PAR 38 - High Efficiency | 2031 | FIXED_OM | REPLACEMENT | health | USD/gigalumen_year | us | us | 8033529165.7174
commercial lighting | Lamp: LED PAR 38 - High Efficiency | 2031 | FIXED_OM | REPLACEMENT | lodging | USD/gigalumen_year | us | us | 8033529165.7174
commercial lighting | Lamp: LED PAR 38 - High Efficiency | 2031 | FIXED_OM | REPLACEMENT | merc/service | USD/gigalumen_year | us | us | 8033529165.7174
commercial lighting | Lamp: LED PAR 38 - High Efficiency | 2031 | FIXED_OM | REPLACEMENT | office-large | USD/gigalumen_year | us | us | 8033529165.7174
commercial lighting | Lamp: LED PAR 38 - High Efficiency | 2031 | FIXED_OM | REPLACEMENT | office-small | USD/gigalumen_year | us | us | 8033529165.7174
commercial lighting | Lamp: LED PAR 38 - High Efficiency | 2031 | FIXED_OM | REPLACEMENT | other | USD/gigalumen_year | us | us | 8033529165.7174
commercial lighting | Lamp: LED PAR 38 - High Efficiency | 2031 | FIXED_OM | REPLACEMENT | warehouse | USD/gigalumen_year | us | us | 8033529165.7174
commercial lighting | Lamp: LED PAR 38 - High Efficiency | 2032 | CAPITAL | NEW | assembly | USD/gigalumen_year | us | us | 101043944617.689
commercial lighting | Lamp: LED PAR 38 - High Efficiency | 2032 | CAPITAL | NEW | education | USD/gigalumen_year | us | us | 101043944617.689
commercial lighting | Lamp: LED PAR 38 - High Efficiency | 2032 | CAPITAL | NEW | food sales | USD/gigalumen_year | us | us | 101043944617.689
commercial lighting | Lamp: LED PAR 38 - High Efficiency | 2032 | CAPITAL | NEW | food service | USD/gigalumen_year | us | us | 101043944617.689
commercial lighting | Lamp: LED PAR 38 - High Efficiency | 2032 | CAPITAL | NEW | health | USD/gigalumen_year | us | us | 101043944617.689
commercial lighting | Lamp: LED PAR 38 - High Efficiency | 2032 | CAPITAL | NEW | lodging | USD/gigalumen_year | us | us | 101043944617.689
commercial lighting | Lamp: LED PAR 38 - High Efficiency | 2032 | CAPITAL | NEW | merc/service | USD/gigalumen_year | us | us | 101043944617.689
commercial lighting | Lamp: LED PAR 38 - High Efficiency | 2032 | CAPITAL | NEW | office-large | USD/gigalumen_year | us | us | 101043944617.689
commercial lighting | Lamp: LED PAR 38 - High Efficiency | 2032 | CAPITAL | NEW | office-small | USD/gigalumen_year | us | us | 101043944617.689
commercial lighting | Lamp: LED PAR 38 - High Efficiency | 2032 | CAPITAL | NEW | other | USD/gigalumen_year | us | us | 101043944617.689
commercial lighting | Lamp: LED PAR 38 - High Efficiency | 2032 | CAPITAL | NEW | warehouse | USD/gigalumen_year | us | us | 101043944617.689
commercial lighting | Lamp: LED PAR 38 - High Efficiency | 2032 | CAPITAL | REPLACEMENT | assembly | USD/gigalumen_year | us | us | 101043944617.689
commercial lighting | Lamp: LED PAR 38 - High Efficiency | 2032 | CAPITAL | REPLACEMENT | education | USD/gigalumen_year | us | us | 101043944617.689
commercial lighting | Lamp: LED PAR 38 - High Efficiency | 2032 | CAPITAL | REPLACEMENT | food sales | USD/gigalumen_year | us | us | 101043944617.689
commercial lighting | Lamp: LED PAR 38 - High Efficiency | 2032 | CAPITAL | REPLACEMENT | food service | USD/gigalumen_year | us | us | 101043944617.689
commercial lighting | Lamp: LED PAR 38 - High Efficiency | 2032 | CAPITAL | REPLACEMENT | health | USD/gigalumen_year | us | us | 101043944617.689
commercial lighting | Lamp: LED PAR 38 - High Efficiency | 2032 | CAPITAL | REPLACEMENT | lodging | USD/gigalumen_year | us | us | 101043944617.689
commercial lighting | Lamp: LED PAR 38 - High Efficiency | 2032 | CAPITAL | REPLACEMENT | merc/service | USD/gigalumen_year | us | us | 101043944617.689
commercial lighting | Lamp: LED PAR 38 - High Efficiency | 2032 | CAPITAL | REPLACEMENT | office-large | USD/gigalumen_year | us | us | 101043944617.689
commercial lighting | Lamp: LED PAR 38 - High Efficiency | 2032 | CAPITAL | REPLACEMENT | office-small | USD/gigalumen_year | us | us | 101043944617.689
commercial lighting | Lamp: LED PAR 38 - High Efficiency | 2032 | CAPITAL | REPLACEMENT | other | USD/gigalumen_year | us | us | 101043944617.689
commercial lighting | Lamp: LED PAR 38 - High Efficiency | 2032 | CAPITAL | REPLACEMENT | warehouse | USD/gigalumen_year | us | us | 101043944617.689
commercial lighting | Lamp: LED PAR 38 - High Efficiency | 2032 | FIXED_OM | NEW | assembly | USD/gigalumen_year | us | us | 7798630652.0999
commercial lighting | Lamp: LED PAR 38 - High Efficiency | 2032 | FIXED_OM | NEW | education | USD/gigalumen_year | us | us | 7798630652.0999
commercial lighting | Lamp: LED PAR 38 - High Efficiency | 2032 | FIXED_OM | NEW | food sales | USD/gigalumen_year | us | us | 7798630652.0999
commercial lighting | Lamp: LED PAR 38 - High Efficiency | 2032 | FIXED_OM | NEW | food service | USD/gigalumen_year | us | us | 7798630652.0999
commercial lighting | Lamp: LED PAR 38 - High Efficiency | 2032 | FIXED_OM | NEW | health | USD/gigalumen_year | us | us | 7798630652.0999
commercial lighting | Lamp: LED PAR 38 - High Efficiency | 2032 | FIXED_OM | NEW | lodging | USD/gigalumen_year | us | us | 7798630652.0999
commercial lighting | Lamp: LED PAR 38 - High Efficiency | 2032 | FIXED_OM | NEW | merc/service | USD/gigalumen_year | us | us | 7798630652.0999
commercial lighting | Lamp: LED PAR 38 - High Efficiency | 2032 | FIXED_OM | NEW | office-large | USD/gigalumen_year | us | us | 7798630652.0999
commercial lighting | Lamp: LED PAR 38 - High Efficiency | 2032 | FIXED_OM | NEW | office-small | USD/gigalumen_year | us | us | 7798630652.0999
commercial lighting | Lamp: LED PAR 38 - High Efficiency | 2032 | FIXED_OM | NEW | other | USD/gigalumen_year | us | us | 7798630652.0999
commercial lighting | Lamp: LED PAR 38 - High Efficiency | 2032 | FIXED_OM | NEW | warehouse | USD/gigalumen_year | us | us | 7798630652.0999
commercial lighting | Lamp: LED PAR 38 - High Efficiency | 2032 | FIXED_OM | REPLACEMENT | assembly | USD/gigalumen_year | us | us | 7798630652.0999
commercial lighting | Lamp: LED PAR 38 - High Efficiency | 2032 | FIXED_OM | REPLACEMENT | education | USD/gigalumen_year | us | us | 7798630652.0999
commercial lighting | Lamp: LED PAR 38 - High Efficiency | 2032 | FIXED_OM | REPLACEMENT | food sales | USD/gigalumen_year | us | us | 7798630652.0999
commercial lighting | Lamp: LED PAR 38 - High Efficiency | 2032 | FIXED_OM | REPLACEMENT | food service | USD/gigalumen_year | us | us | 7798630652.0999
commercial lighting | Lamp: LED PAR 38 - High Efficiency | 2032 | FIXED_OM | REPLACEMENT | health | USD/gigalumen_year | us | us | 7798630652.0999
commercial lighting | Lamp: LED PAR 38 - High Efficiency | 2032 | FIXED_OM | REPLACEMENT | lodging | USD/gigalumen_year | us | us | 7798630652.0999
commercial lighting | Lamp: LED PAR 38 - High Efficiency | 2032 | FIXED_OM | REPLACEMENT | merc/service | USD/gigalumen_year | us | us | 7798630652.0999
commercial lighting | Lamp: LED PAR 38 - High Efficiency | 2032 | FIXED_OM | REPLACEMENT | office-large | USD/gigalumen_year | us | us | 7798630652.0999
commercial lighting | Lamp: LED PAR 38 - High Efficiency | 2032 | FIXED_OM | REPLACEMENT | office-small | USD/gigalumen_year | us | us | 7798630652.0999
commercial lighting | Lamp: LED PAR 38 - High Efficiency | 2032 | FIXED_OM | REPLACEMENT | other | USD/gigalumen_year | us | us | 7798630652.0999
commercial lighting | Lamp: LED PAR 38 - High Efficiency | 2032 | FIXED_OM | REPLACEMENT | warehouse | USD/gigalumen_year | us | us | 7798630652.0999
commercial lighting | Lamp: LED PAR 38 - High Efficiency | 2033 | CAPITAL | NEW | assembly | USD/gigalumen_year | us | us | 98009055821.752
commercial lighting | Lamp: LED PAR 38 - High Efficiency | 2033 | CAPITAL | NEW | education | USD/gigalumen_year | us | us | 98009055821.752
commercial lighting | Lamp: LED PAR 38 - High Efficiency | 2033 | CAPITAL | NEW | food sales | USD/gigalumen_year | us | us | 98009055821.752
commercial lighting | Lamp: LED PAR 38 - High Efficiency | 2033 | CAPITAL | NEW | food service | USD/gigalumen_year | us | us | 98009055821.752
commercial lighting | Lamp: LED PAR 38 - High Efficiency | 2033 | CAPITAL | NEW | health | USD/gigalumen_year | us | us | 98009055821.752
commercial lighting | Lamp: LED PAR 38 - High Efficiency | 2033 | CAPITAL | NEW | lodging | USD/gigalumen_year | us | us | 98009055821.752
commercial lighting | Lamp: LED PAR 38 - High Efficiency | 2033 | CAPITAL | NEW | merc/service | USD/gigalumen_year | us | us | 98009055821.752
commercial lighting | Lamp: LED PAR 38 - High Efficiency | 2033 | CAPITAL | NEW | office-large | USD/gigalumen_year | us | us | 98009055821.752
commercial lighting | Lamp: LED PAR 38 - High Efficiency | 2033 | CAPITAL | NEW | office-small | USD/gigalumen_year | us | us | 98009055821.752
commercial lighting | Lamp: LED PAR 38 - High Efficiency | 2033 | CAPITAL | NEW | other | USD/gigalumen_year | us | us | 98009055821.752
commercial lighting | Lamp: LED PAR 38 - High Efficiency | 2033 | CAPITAL | NEW | warehouse | USD/gigalumen_year | us | us | 98009055821.752
commercial lighting | Lamp: LED PAR 38 - High Efficiency | 2033 | CAPITAL | REPLACEMENT | assembly | USD/gigalumen_year | us | us | 98009055821.752
commercial lighting | Lamp: LED PAR 38 - High Efficiency | 2033 | CAPITAL | REPLACEMENT | education | USD/gigalumen_year | us | us | 98009055821.752
commercial lighting | Lamp: LED PAR 38 - High Efficiency | 2033 | CAPITAL | REPLACEMENT | food sales | USD/gigalumen_year | us | us | 98009055821.752
commercial lighting | Lamp: LED PAR 38 - High Efficiency | 2033 | CAPITAL | REPLACEMENT | food service | USD/gigalumen_year | us | us | 98009055821.752
commercial lighting | Lamp: LED PAR 38 - High Efficiency | 2033 | CAPITAL | REPLACEMENT | health | USD/gigalumen_year | us | us | 98009055821.752
commercial lighting | Lamp: LED PAR 38 - High Efficiency | 2033 | CAPITAL | REPLACEMENT | lodging | USD/gigalumen_year | us | us | 98009055821.752
commercial lighting | Lamp: LED PAR 38 - High Efficiency | 2033 | CAPITAL | REPLACEMENT | merc/service | USD/gigalumen_year | us | us | 98009055821.752
commercial lighting | Lamp: LED PAR 38 - High Efficiency | 2033 | CAPITAL | REPLACEMENT | office-large | USD/gigalumen_year | us | us | 98009055821.752
commercial lighting | Lamp: LED PAR 38 - High Efficiency | 2033 | CAPITAL | REPLACEMENT | office-small | USD/gigalumen_year | us | us | 98009055821.752
commercial lighting | Lamp: LED PAR 38 - High Efficiency | 2033 | CAPITAL | REPLACEMENT | other | USD/gigalumen_year | us | us | 98009055821.752
commercial lighting | Lamp: LED PAR 38 - High Efficiency | 2033 | CAPITAL | REPLACEMENT | warehouse | USD/gigalumen_year | us | us | 98009055821.752
commercial lighting | Lamp: LED PAR 38 - High Efficiency | 2033 | FIXED_OM | NEW | assembly | USD/gigalumen_year | us | us | 7563732138.4824
commercial lighting | Lamp: LED PAR 38 - High Efficiency | 2033 | FIXED_OM | NEW | education | USD/gigalumen_year | us | us | 7563732138.4824
commercial lighting | Lamp: LED PAR 38 - High Efficiency | 2033 | FIXED_OM | NEW | food sales | USD/gigalumen_year | us | us | 7563732138.4824
commercial lighting | Lamp: LED PAR 38 - High Efficiency | 2033 | FIXED_OM | NEW | food service | USD/gigalumen_year | us | us | 7563732138.4824
commercial lighting | Lamp: LED PAR 38 - High Efficiency | 2033 | FIXED_OM | NEW | health | USD/gigalumen_year | us | us | 7563732138.4824
commercial lighting | Lamp: LED PAR 38 - High Efficiency | 2033 | FIXED_OM | NEW | lodging | USD/gigalumen_year | us | us | 7563732138.4824
commercial lighting | Lamp: LED PAR 38 - High Efficiency | 2033 | FIXED_OM | NEW | merc/service | USD/gigalumen_year | us | us | 7563732138.4824
commercial lighting | Lamp: LED PAR 38 - High Efficiency | 2033 | FIXED_OM | NEW | office-large | USD/gigalumen_year | us | us | 7563732138.4824
commercial lighting | Lamp: LED PAR 38 - High Efficiency | 2033 | FIXED_OM | NEW | office-small | USD/gigalumen_year | us | us | 7563732138.4824
commercial lighting | Lamp: LED PAR 38 - High Efficiency | 2033 | FIXED_OM | NEW | other | USD/gigalumen_year | us | us | 7563732138.4824
commercial lighting | Lamp: LED PAR 38 - High Efficiency | 2033 | FIXED_OM | NEW | warehouse | USD/gigalumen_year | us | us | 7563732138.4824
commercial lighting | Lamp: LED PAR 38 - High Efficiency | 2033 | FIXED_OM | REPLACEMENT | assembly | USD/gigalumen_year | us | us | 7563732138.4824
commercial lighting | Lamp: LED PAR 38 - High Efficiency | 2033 | FIXED_OM | REPLACEMENT | education | USD/gigalumen_year | us | us | 7563732138.4824
commercial lighting | Lamp: LED PAR 38 - High Efficiency | 2033 | FIXED_OM | REPLACEMENT | food sales | USD/gigalumen_year | us | us | 7563732138.4824
commercial lighting | Lamp: LED PAR 38 - High Efficiency | 2033 | FIXED_OM | REPLACEMENT | food service | USD/gigalumen_year | us | us | 7563732138.4824
commercial lighting | Lamp: LED PAR 38 - High Efficiency | 2033 | FIXED_OM | REPLACEMENT | health | USD/gigalumen_year | us | us | 7563732138.4824
commercial lighting | Lamp: LED PAR 38 - High Efficiency | 2033 | FIXED_OM | REPLACEMENT | lodging | USD/gigalumen_year | us | us | 7563732138.4824
commercial lighting | Lamp: LED PAR 38 - High Efficiency | 2033 | FIXED_OM | REPLACEMENT | merc/service | USD/gigalumen_year | us | us | 7563732138.4824
commercial lighting | Lamp: LED PAR 38 - High Efficiency | 2033 | FIXED_OM | REPLACEMENT | office-large | USD/gigalumen_year | us | us | 7563732138.4824
commercial lighting | Lamp: LED PAR 38 - High Efficiency | 2033 | FIXED_OM | REPLACEMENT | office-small | USD/gigalumen_year | us | us | 7563732138.4824
commercial lighting | Lamp: LED PAR 38 - High Efficiency | 2033 | FIXED_OM | REPLACEMENT | other | USD/gigalumen_year | us | us | 7563732138.4824
commercial lighting | Lamp: LED PAR 38 - High Efficiency | 2033 | FIXED_OM | REPLACEMENT | warehouse | USD/gigalumen_year | us | us | 7563732138.4824
commercial lighting | Lamp: LED PAR 38 - High Efficiency | 2034 | CAPITAL | NEW | assembly | USD/gigalumen_year | us | us | 94974167025.8144
commercial lighting | Lamp: LED PAR 38 - High Efficiency | 2034 | CAPITAL | NEW | education | USD/gigalumen_year | us | us | 94974167025.8144
commercial lighting | Lamp: LED PAR 38 - High Efficiency | 2034 | CAPITAL | NEW | food sales | USD/gigalumen_year | us | us | 94974167025.8144
commercial lighting | Lamp: LED PAR 38 - High Efficiency | 2034 | CAPITAL | NEW | food service | USD/gigalumen_year | us | us | 94974167025.8144
commercial lighting | Lamp: LED PAR 38 - High Efficiency | 2034 | CAPITAL | NEW | health | USD/gigalumen_year | us | us | 94974167025.8144
commercial lighting | Lamp: LED PAR 38 - High Efficiency | 2034 | CAPITAL | NEW | lodging | USD/gigalumen_year | us | us | 94974167025.8144
commercial lighting | Lamp: LED PAR 38 - High Efficiency | 2034 | CAPITAL | NEW | merc/service | USD/gigalumen_year | us | us | 94974167025.8144
commercial lighting | Lamp: LED PAR 38 - High Efficiency | 2034 | CAPITAL | NEW | office-large | USD/gigalumen_year | us | us | 94974167025.8144
commercial lighting | Lamp: LED PAR 38 - High Efficiency | 2034 | CAPITAL | NEW | office-small | USD/gigalumen_year | us | us | 94974167025.8144
commercial lighting | Lamp: LED PAR 38 - High Efficiency | 2034 | CAPITAL | NEW | other | USD/gigalumen_year | us | us | 94974167025.8144
commercial lighting | Lamp: LED PAR 38 - High Efficiency | 2034 | CAPITAL | NEW | warehouse | USD/gigalumen_year | us | us | 94974167025.8144
commercial lighting | Lamp: LED PAR 38 - High Efficiency | 2034 | CAPITAL | REPLACEMENT | assembly | USD/gigalumen_year | us | us | 94974167025.8144
commercial lighting | Lamp: LED PAR 38 - High Efficiency | 2034 | CAPITAL | REPLACEMENT | education | USD/gigalumen_year | us | us | 94974167025.8144
commercial lighting | Lamp: LED PAR 38 - High Efficiency | 2034 | CAPITAL | REPLACEMENT | food sales | USD/gigalumen_year | us | us | 94974167025.8144
commercial lighting | Lamp: LED PAR 38 - High Efficiency | 2034 | CAPITAL | REPLACEMENT | food service | USD/gigalumen_year | us | us | 94974167025.8144
commercial lighting | Lamp: LED PAR 38 - High Efficiency | 2034 | CAPITAL | REPLACEMENT | health | USD/gigalumen_year | us | us | 94974167025.8144
commercial lighting | Lamp: LED PAR 38 - High Efficiency | 2034 | CAPITAL | REPLACEMENT | lodging | USD/gigalumen_year | us | us | 94974167025.8144
commercial lighting | Lamp: LED PAR 38 - High Efficiency | 2034 | CAPITAL | REPLACEMENT | merc/service | USD/gigalumen_year | us | us | 94974167025.8144
commercial lighting | Lamp: LED PAR 38 - High Efficiency | 2034 | CAPITAL | REPLACEMENT | office-large | USD/gigalumen_year | us | us | 94974167025.8144
commercial lighting | Lamp: LED PAR 38 - High Efficiency | 2034 | CAPITAL | REPLACEMENT | office-small | USD/gigalumen_year | us | us | 94974167025.8144
commercial lighting | Lamp: LED PAR 38 - High Efficiency | 2034 | CAPITAL | REPLACEMENT | other | USD/gigalumen_year | us | us | 94974167025.8144
commercial lighting | Lamp: LED PAR 38 - High Efficiency | 2034 | CAPITAL | REPLACEMENT | warehouse | USD/gigalumen_year | us | us | 94974167025.8144
commercial lighting | Lamp: LED PAR 38 - High Efficiency | 2034 | FIXED_OM | NEW | assembly | USD/gigalumen_year | us | us | 7328833624.865
commercial lighting | Lamp: LED PAR 38 - High Efficiency | 2034 | FIXED_OM | NEW | education | USD/gigalumen_year | us | us | 7328833624.865
commercial lighting | Lamp: LED PAR 38 - High Efficiency | 2034 | FIXED_OM | NEW | food sales | USD/gigalumen_year | us | us | 7328833624.865
commercial lighting | Lamp: LED PAR 38 - High Efficiency | 2034 | FIXED_OM | NEW | food service | USD/gigalumen_year | us | us | 7328833624.865
commercial lighting | Lamp: LED PAR 38 - High Efficiency | 2034 | FIXED_OM | NEW | health | USD/gigalumen_year | us | us | 7328833624.865
commercial lighting | Lamp: LED PAR 38 - High Efficiency | 2034 | FIXED_OM | NEW | lodging | USD/gigalumen_year | us | us | 7328833624.865
commercial lighting | Lamp: LED PAR 38 - High Efficiency | 2034 | FIXED_OM | NEW | merc/service | USD/gigalumen_year | us | us | 7328833624.865
commercial lighting | Lamp: LED PAR 38 - High Efficiency | 2034 | FIXED_OM | NEW | office-large | USD/gigalumen_year | us | us | 7328833624.865
commercial lighting | Lamp: LED PAR 38 - High Efficiency | 2034 | FIXED_OM | NEW | office-small | USD/gigalumen_year | us | us | 7328833624.865
commercial lighting | Lamp: LED PAR 38 - High Efficiency | 2034 | FIXED_OM | NEW | other | USD/gigalumen_year | us | us | 7328833624.865
commercial lighting | Lamp: LED PAR 38 - High Efficiency | 2034 | FIXED_OM | NEW | warehouse | USD/gigalumen_year | us | us | 7328833624.865
commercial lighting | Lamp: LED PAR 38 - High Efficiency | 2034 | FIXED_OM | REPLACEMENT | assembly | USD/gigalumen_year | us | us | 7328833624.865
commercial lighting | Lamp: LED PAR 38 - High Efficiency | 2034 | FIXED_OM | REPLACEMENT | education | USD/gigalumen_year | us | us | 7328833624.865
commercial lighting | Lamp: LED PAR 38 - High Efficiency | 2034 | FIXED_OM | REPLACEMENT | food sales | USD/gigalumen_year | us | us | 7328833624.865
commercial lighting | Lamp: LED PAR 38 - High Efficiency | 2034 | FIXED_OM | REPLACEMENT | food service | USD/gigalumen_year | us | us | 7328833624.865
commercial lighting | Lamp: LED PAR 38 - High Efficiency | 2034 | FIXED_OM | REPLACEMENT | health | USD/gigalumen_year | us | us | 7328833624.865
commercial lighting | Lamp: LED PAR 38 - High Efficiency | 2034 | FIXED_OM | REPLACEMENT | lodging | USD/gigalumen_year | us | us | 7328833624.865
commercial lighting | Lamp: LED PAR 38 - High Efficiency | 2034 | FIXED_OM | REPLACEMENT | merc/service | USD/gigalumen_year | us | us | 7328833624.865
commercial lighting | Lamp: LED PAR 38 - High Efficiency | 2034 | FIXED_OM | REPLACEMENT | office-large | USD/gigalumen_year | us | us | 7328833624.865
commercial lighting | Lamp: LED PAR 38 - High Efficiency | 2034 | FIXED_OM | REPLACEMENT | office-small | USD/gigalumen_year | us | us | 7328833624.865
commercial lighting | Lamp: LED PAR 38 - High Efficiency | 2034 | FIXED_OM | REPLACEMENT | other | USD/gigalumen_year | us | us | 7328833624.865
commercial lighting | Lamp: LED PAR 38 - High Efficiency | 2034 | FIXED_OM | REPLACEMENT | warehouse | USD/gigalumen_year | us | us | 7328833624.865
commercial lighting | Lamp: LED PAR 38 - High Efficiency | 2035 | CAPITAL | NEW | assembly | USD/gigalumen_year | us | us | 91939278229.8767
commercial lighting | Lamp: LED PAR 38 - High Efficiency | 2035 | CAPITAL | NEW | education | USD/gigalumen_year | us | us | 91939278229.8767
commercial lighting | Lamp: LED PAR 38 - High Efficiency | 2035 | CAPITAL | NEW | food sales | USD/gigalumen_year | us | us | 91939278229.8767
commercial lighting | Lamp: LED PAR 38 - High Efficiency | 2035 | CAPITAL | NEW | food service | USD/gigalumen_year | us | us | 91939278229.8767
commercial lighting | Lamp: LED PAR 38 - High Efficiency | 2035 | CAPITAL | NEW | health | USD/gigalumen_year | us | us | 91939278229.8767
commercial lighting | Lamp: LED PAR 38 - High Efficiency | 2035 | CAPITAL | NEW | lodging | USD/gigalumen_year | us | us | 91939278229.8767
commercial lighting | Lamp: LED PAR 38 - High Efficiency | 2035 | CAPITAL | NEW | merc/service | USD/gigalumen_year | us | us | 91939278229.8767
commercial lighting | Lamp: LED PAR 38 - High Efficiency | 2035 | CAPITAL | NEW | office-large | USD/gigalumen_year | us | us | 91939278229.8767
commercial lighting | Lamp: LED PAR 38 - High Efficiency | 2035 | CAPITAL | NEW | office-small | USD/gigalumen_year | us | us | 91939278229.8767
commercial lighting | Lamp: LED PAR 38 - High Efficiency | 2035 | CAPITAL | NEW | other | USD/gigalumen_year | us | us | 91939278229.8767
commercial lighting | Lamp: LED PAR 38 - High Efficiency | 2035 | CAPITAL | NEW | warehouse | USD/gigalumen_year | us | us | 91939278229.8767
commercial lighting | Lamp: LED PAR 38 - High Efficiency | 2035 | CAPITAL | REPLACEMENT | assembly | USD/gigalumen_year | us | us | 91939278229.8767
commercial lighting | Lamp: LED PAR 38 - High Efficiency | 2035 | CAPITAL | REPLACEMENT | education | USD/gigalumen_year | us | us | 91939278229.8767
commercial lighting | Lamp: LED PAR 38 - High Efficiency | 2035 | CAPITAL | REPLACEMENT | food sales | USD/gigalumen_year | us | us | 91939278229.8767
commercial lighting | Lamp: LED PAR 38 - High Efficiency | 2035 | CAPITAL | REPLACEMENT | food service | USD/gigalumen_year | us | us | 91939278229.8767
commercial lighting | Lamp: LED PAR 38 - High Efficiency | 2035 | CAPITAL | REPLACEMENT | health | USD/gigalumen_year | us | us | 91939278229.8767
commercial lighting | Lamp: LED PAR 38 - High Efficiency | 2035 | CAPITAL | REPLACEMENT | lodging | USD/gigalumen_year | us | us | 91939278229.8767
commercial lighting | Lamp: LED PAR 38 - High Efficiency | 2035 | CAPITAL | REPLACEMENT | merc/service | USD/gigalumen_year | us | us | 91939278229.8767
commercial lighting | Lamp: LED PAR 38 - High Efficiency | 2035 | CAPITAL | REPLACEMENT | office-large | USD/gigalumen_year | us | us | 91939278229.8767
commercial lighting | Lamp: LED PAR 38 - High Efficiency | 2035 | CAPITAL | REPLACEMENT | office-small | USD/gigalumen_year | us | us | 91939278229.8767
commercial lighting | Lamp: LED PAR 38 - High Efficiency | 2035 | CAPITAL | REPLACEMENT | other | USD/gigalumen_year | us | us | 91939278229.8767
commercial lighting | Lamp: LED PAR 38 - High Efficiency | 2035 | CAPITAL | REPLACEMENT | warehouse | USD/gigalumen_year | us | us | 91939278229.8767
commercial lighting | Lamp: LED PAR 38 - High Efficiency | 2035 | FIXED_OM | NEW | assembly | USD/gigalumen_year | us | us | 7093935111.2475
commercial lighting | Lamp: LED PAR 38 - High Efficiency | 2035 | FIXED_OM | NEW | education | USD/gigalumen_year | us | us | 7093935111.2475
commercial lighting | Lamp: LED PAR 38 - High Efficiency | 2035 | FIXED_OM | NEW | food sales | USD/gigalumen_year | us | us | 7093935111.2475
commercial lighting | Lamp: LED PAR 38 - High Efficiency | 2035 | FIXED_OM | NEW | food service | USD/gigalumen_year | us | us | 7093935111.2475
commercial lighting | Lamp: LED PAR 38 - High Efficiency | 2035 | FIXED_OM | NEW | health | USD/gigalumen_year | us | us | 7093935111.2475
commercial lighting | Lamp: LED PAR 38 - High Efficiency | 2035 | FIXED_OM | NEW | lodging | USD/gigalumen_year | us | us | 7093935111.2475
commercial lighting | Lamp: LED PAR 38 - High Efficiency | 2035 | FIXED_OM | NEW | merc/service | USD/gigalumen_year | us | us | 7093935111.2475
commercial lighting | Lamp: LED PAR 38 - High Efficiency | 2035 | FIXED_OM | NEW | office-large | USD/gigalumen_year | us | us | 7093935111.2475
commercial lighting | Lamp: LED PAR 38 - High Efficiency | 2035 | FIXED_OM | NEW | office-small | USD/gigalumen_year | us | us | 7093935111.2475
commercial lighting | Lamp: LED PAR 38 - High Efficiency | 2035 | FIXED_OM | NEW | other | USD/gigalumen_year | us | us | 7093935111.2475
commercial lighting | Lamp: LED PAR 38 - High Efficiency | 2035 | FIXED_OM | NEW | warehouse | USD/gigalumen_year | us | us | 7093935111.2475
commercial lighting | Lamp: LED PAR 38 - High Efficiency | 2035 | FIXED_OM | REPLACEMENT | assembly | USD/gigalumen_year | us | us | 7093935111.2475
commercial lighting | Lamp: LED PAR 38 - High Efficiency | 2035 | FIXED_OM | REPLACEMENT | education | USD/gigalumen_year | us | us | 7093935111.2475
commercial lighting | Lamp: LED PAR 38 - High Efficiency | 2035 | FIXED_OM | REPLACEMENT | food sales | USD/gigalumen_year | us | us | 7093935111.2475
commercial lighting | Lamp: LED PAR 38 - High Efficiency | 2035 | FIXED_OM | REPLACEMENT | food service | USD/gigalumen_year | us | us | 7093935111.2475
commercial lighting | Lamp: LED PAR 38 - High Efficiency | 2035 | FIXED_OM | REPLACEMENT | health | USD/gigalumen_year | us | us | 7093935111.2475
commercial lighting | Lamp: LED PAR 38 - High Efficiency | 2035 | FIXED_OM | REPLACEMENT | lodging | USD/gigalumen_year | us | us | 7093935111.2475
commercial lighting | Lamp: LED PAR 38 - High Efficiency | 2035 | FIXED_OM | REPLACEMENT | merc/service | USD/gigalumen_year | us | us | 7093935111.2475
commercial lighting | Lamp: LED PAR 38 - High Efficiency | 2035 | FIXED_OM | REPLACEMENT | office-large | USD/gigalumen_year | us | us | 7093935111.2475
commercial lighting | Lamp: LED PAR 38 - High Efficiency | 2035 | FIXED_OM | REPLACEMENT | office-small | USD/gigalumen_year | us | us | 7093935111.2475
commercial lighting | Lamp: LED PAR 38 - High Efficiency | 2035 | FIXED_OM | REPLACEMENT | other | USD/gigalumen_year | us | us | 7093935111.2475
commercial lighting | Lamp: LED PAR 38 - High Efficiency | 2035 | FIXED_OM | REPLACEMENT | warehouse | USD/gigalumen_year | us | us | 7093935111.2475
commercial lighting | Lamp: LED PAR 38 - High Efficiency | 2036 | CAPITAL | NEW | assembly | USD/gigalumen_year | us | us | 88904389433.939
commercial lighting | Lamp: LED PAR 38 - High Efficiency | 2036 | CAPITAL | NEW | education | USD/gigalumen_year | us | us | 88904389433.939
commercial lighting | Lamp: LED PAR 38 - High Efficiency | 2036 | CAPITAL | NEW | food sales | USD/gigalumen_year | us | us | 88904389433.939
commercial lighting | Lamp: LED PAR 38 - High Efficiency | 2036 | CAPITAL | NEW | food service | USD/gigalumen_year | us | us | 88904389433.939
commercial lighting | Lamp: LED PAR 38 - High Efficiency | 2036 | CAPITAL | NEW | health | USD/gigalumen_year | us | us | 88904389433.939
commercial lighting | Lamp: LED PAR 38 - High Efficiency | 2036 | CAPITAL | NEW | lodging | USD/gigalumen_year | us | us | 88904389433.939
commercial lighting | Lamp: LED PAR 38 - High Efficiency | 2036 | CAPITAL | NEW | merc/service | USD/gigalumen_year | us | us | 88904389433.939
commercial lighting | Lamp: LED PAR 38 - High Efficiency | 2036 | CAPITAL | NEW | office-large | USD/gigalumen_year | us | us | 88904389433.939
commercial lighting | Lamp: LED PAR 38 - High Efficiency | 2036 | CAPITAL | NEW | office-small | USD/gigalumen_year | us | us | 88904389433.939
commercial lighting | Lamp: LED PAR 38 - High Efficiency | 2036 | CAPITAL | NEW | other | USD/gigalumen_year | us | us | 88904389433.939
commercial lighting | Lamp: LED PAR 38 - High Efficiency | 2036 | CAPITAL | NEW | warehouse | USD/gigalumen_year | us | us | 88904389433.939
commercial lighting | Lamp: LED PAR 38 - High Efficiency | 2036 | CAPITAL | REPLACEMENT | assembly | USD/gigalumen_year | us | us | 88904389433.939
commercial lighting | Lamp: LED PAR 38 - High Efficiency | 2036 | CAPITAL | REPLACEMENT | education | USD/gigalumen_year | us | us | 88904389433.939
commercial lighting | Lamp: LED PAR 38 - High Efficiency | 2036 | CAPITAL | REPLACEMENT | food sales | USD/gigalumen_year | us | us | 88904389433.939
commercial lighting | Lamp: LED PAR 38 - High Efficiency | 2036 | CAPITAL | REPLACEMENT | food service | USD/gigalumen_year | us | us | 88904389433.939
commercial lighting | Lamp: LED PAR 38 - High Efficiency | 2036 | CAPITAL | REPLACEMENT | health | USD/gigalumen_year | us | us | 88904389433.939
commercial lighting | Lamp: LED PAR 38 - High Efficiency | 2036 | CAPITAL | REPLACEMENT | lodging | USD/gigalumen_year | us | us | 88904389433.939
commercial lighting | Lamp: LED PAR 38 - High Efficiency | 2036 | CAPITAL | REPLACEMENT | merc/service | USD/gigalumen_year | us | us | 88904389433.939
commercial lighting | Lamp: LED PAR 38 - High Efficiency | 2036 | CAPITAL | REPLACEMENT | office-large | USD/gigalumen_year | us | us | 88904389433.939
commercial lighting | Lamp: LED PAR 38 - High Efficiency | 2036 | CAPITAL | REPLACEMENT | office-small | USD/gigalumen_year | us | us | 88904389433.939
commercial lighting | Lamp: LED PAR 38 - High Efficiency | 2036 | CAPITAL | REPLACEMENT | other | USD/gigalumen_year | us | us | 88904389433.939
commercial lighting | Lamp: LED PAR 38 - High Efficiency | 2036 | CAPITAL | REPLACEMENT | warehouse | USD/gigalumen_year | us | us | 88904389433.939
commercial lighting | Lamp: LED PAR 38 - High Efficiency | 2036 | FIXED_OM | NEW | assembly | USD/gigalumen_year | us | us | 6859036597.63
commercial lighting | Lamp: LED PAR 38 - High Efficiency | 2036 | FIXED_OM | NEW | education | USD/gigalumen_year | us | us | 6859036597.63
commercial lighting | Lamp: LED PAR 38 - High Efficiency | 2036 | FIXED_OM | NEW | food sales | USD/gigalumen_year | us | us | 6859036597.63
commercial lighting | Lamp: LED PAR 38 - High Efficiency | 2036 | FIXED_OM | NEW | food service | USD/gigalumen_year | us | us | 6859036597.63
commercial lighting | Lamp: LED PAR 38 - High Efficiency | 2036 | FIXED_OM | NEW | health | USD/gigalumen_year | us | us | 6859036597.63
commercial lighting | Lamp: LED PAR 38 - High Efficiency | 2036 | FIXED_OM | NEW | lodging | USD/gigalumen_year | us | us | 6859036597.63
commercial lighting | Lamp: LED PAR 38 - High Efficiency | 2036 | FIXED_OM | NEW | merc/service | USD/gigalumen_year | us | us | 6859036597.63
commercial lighting | Lamp: LED PAR 38 - High Efficiency | 2036 | FIXED_OM | NEW | office-large | USD/gigalumen_year | us | us | 6859036597.63
commercial lighting | Lamp: LED PAR 38 - High Efficiency | 2036 | FIXED_OM | NEW | office-small | USD/gigalumen_year | us | us | 6859036597.63
commercial lighting | Lamp: LED PAR 38 - High Efficiency | 2036 | FIXED_OM | NEW | other | USD/gigalumen_year | us | us | 6859036597.63
commercial lighting | Lamp: LED PAR 38 - High Efficiency | 2036 | FIXED_OM | NEW | warehouse | USD/gigalumen_year | us | us | 6859036597.63
commercial lighting | Lamp: LED PAR 38 - High Efficiency | 2036 | FIXED_OM | REPLACEMENT | assembly | USD/gigalumen_year | us | us | 6859036597.63
commercial lighting | Lamp: LED PAR 38 - High Efficiency | 2036 | FIXED_OM | REPLACEMENT | education | USD/gigalumen_year | us | us | 6859036597.63
commercial lighting | Lamp: LED PAR 38 - High Efficiency | 2036 | FIXED_OM | REPLACEMENT | food sales | USD/gigalumen_year | us | us | 6859036597.63
commercial lighting | Lamp: LED PAR 38 - High Efficiency | 2036 | FIXED_OM | REPLACEMENT | food service | USD/gigalumen_year | us | us | 6859036597.63
commercial lighting | Lamp: LED PAR 38 - High Efficiency | 2036 | FIXED_OM | REPLACEMENT | health | USD/gigalumen_year | us | us | 6859036597.63
commercial lighting | Lamp: LED PAR 38 - High Efficiency | 2036 | FIXED_OM | REPLACEMENT | lodging | USD/gigalumen_year | us | us | 6859036597.63
commercial lighting | Lamp: LED PAR 38 - High Efficiency | 2036 | FIXED_OM | REPLACEMENT | merc/service | USD/gigalumen_year | us | us | 6859036597.63
commercial lighting | Lamp: LED PAR 38 - High Efficiency | 2036 | FIXED_OM | REPLACEMENT | office-large | USD/gigalumen_year | us | us | 6859036597.63
commercial lighting | Lamp: LED PAR 38 - High Efficiency | 2036 | FIXED_OM | REPLACEMENT | office-small | USD/gigalumen_year | us | us | 6859036597.63
commercial lighting | Lamp: LED PAR 38 - High Efficiency | 2036 | FIXED_OM | REPLACEMENT | other | USD/gigalumen_year | us | us | 6859036597.63
commercial lighting | Lamp: LED PAR 38 - High Efficiency | 2036 | FIXED_OM | REPLACEMENT | warehouse | USD/gigalumen_year | us | us | 6859036597.63
commercial lighting | Lamp: LED PAR 38 - High Efficiency | 2037 | CAPITAL | NEW | assembly | USD/gigalumen_year | us | us | 85869500638.0013
commercial lighting | Lamp: LED PAR 38 - High Efficiency | 2037 | CAPITAL | NEW | education | USD/gigalumen_year | us | us | 85869500638.0013
commercial lighting | Lamp: LED PAR 38 - High Efficiency | 2037 | CAPITAL | NEW | food sales | USD/gigalumen_year | us | us | 85869500638.0013
commercial lighting | Lamp: LED PAR 38 - High Efficiency | 2037 | CAPITAL | NEW | food service | USD/gigalumen_year | us | us | 85869500638.0013
commercial lighting | Lamp: LED PAR 38 - High Efficiency | 2037 | CAPITAL | NEW | health | USD/gigalumen_year | us | us | 85869500638.0013
commercial lighting | Lamp: LED PAR 38 - High Efficiency | 2037 | CAPITAL | NEW | lodging | USD/gigalumen_year | us | us | 85869500638.0013
commercial lighting | Lamp: LED PAR 38 - High Efficiency | 2037 | CAPITAL | NEW | merc/service | USD/gigalumen_year | us | us | 85869500638.0013
commercial lighting | Lamp: LED PAR 38 - High Efficiency | 2037 | CAPITAL | NEW | office-large | USD/gigalumen_year | us | us | 85869500638.0013
commercial lighting | Lamp: LED PAR 38 - High Efficiency | 2037 | CAPITAL | NEW | office-small | USD/gigalumen_year | us | us | 85869500638.0013
commercial lighting | Lamp: LED PAR 38 - High Efficiency | 2037 | CAPITAL | NEW | other | USD/gigalumen_year | us | us | 85869500638.0013
commercial lighting | Lamp: LED PAR 38 - High Efficiency | 2037 | CAPITAL | NEW | warehouse | USD/gigalumen_year | us | us | 85869500638.0013
commercial lighting | Lamp: LED PAR 38 - High Efficiency | 2037 | CAPITAL | REPLACEMENT | assembly | USD/gigalumen_year | us | us | 85869500638.0013
commercial lighting | Lamp: LED PAR 38 - High Efficiency | 2037 | CAPITAL | REPLACEMENT | education | USD/gigalumen_year | us | us | 85869500638.0013
commercial lighting | Lamp: LED PAR 38 - High Efficiency | 2037 | CAPITAL | REPLACEMENT | food sales | USD/gigalumen_year | us | us | 85869500638.0013
commercial lighting | Lamp: LED PAR 38 - High Efficiency | 2037 | CAPITAL | REPLACEMENT | food service | USD/gigalumen_year | us | us | 85869500638.0013
commercial lighting | Lamp: LED PAR 38 - High Efficiency | 2037 | CAPITAL | REPLACEMENT | health | USD/gigalumen_year | us | us | 85869500638.0013
commercial lighting | Lamp: LED PAR 38 - High Efficiency | 2037 | CAPITAL | REPLACEMENT | lodging | USD/gigalumen_year | us | us | 85869500638.0013
commercial lighting | Lamp: LED PAR 38 - High Efficiency | 2037 | CAPITAL | REPLACEMENT | merc/service | USD/gigalumen_year | us | us | 85869500638.0013
commercial lighting | Lamp: LED PAR 38 - High Efficiency | 2037 | CAPITAL | REPLACEMENT | office-large | USD/gigalumen_year | us | us | 85869500638.0013
commercial lighting | Lamp: LED PAR 38 - High Efficiency | 2037 | CAPITAL | REPLACEMENT | office-small | USD/gigalumen_year | us | us | 85869500638.0013
commercial lighting | Lamp: LED PAR 38 - High Efficiency | 2037 | CAPITAL | REPLACEMENT | other | USD/gigalumen_year | us | us | 85869500638.0013
commercial lighting | Lamp: LED PAR 38 - High Efficiency | 2037 | CAPITAL | REPLACEMENT | warehouse | USD/gigalumen_year | us | us | 85869500638.0013
commercial lighting | Lamp: LED PAR 38 - High Efficiency | 2037 | FIXED_OM | NEW | assembly | USD/gigalumen_year | us | us | 6624138084.0126
commercial lighting | Lamp: LED PAR 38 - High Efficiency | 2037 | FIXED_OM | NEW | education | USD/gigalumen_year | us | us | 6624138084.0126
commercial lighting | Lamp: LED PAR 38 - High Efficiency | 2037 | FIXED_OM | NEW | food sales | USD/gigalumen_year | us | us | 6624138084.0126
commercial lighting | Lamp: LED PAR 38 - High Efficiency | 2037 | FIXED_OM | NEW | food service | USD/gigalumen_year | us | us | 6624138084.0126
commercial lighting | Lamp: LED PAR 38 - High Efficiency | 2037 | FIXED_OM | NEW | health | USD/gigalumen_year | us | us | 6624138084.0126
commercial lighting | Lamp: LED PAR 38 - High Efficiency | 2037 | FIXED_OM | NEW | lodging | USD/gigalumen_year | us | us | 6624138084.0126
commercial lighting | Lamp: LED PAR 38 - High Efficiency | 2037 | FIXED_OM | NEW | merc/service | USD/gigalumen_year | us | us | 6624138084.0126
commercial lighting | Lamp: LED PAR 38 - High Efficiency | 2037 | FIXED_OM | NEW | office-large | USD/gigalumen_year | us | us | 6624138084.0126
commercial lighting | Lamp: LED PAR 38 - High Efficiency | 2037 | FIXED_OM | NEW | office-small | USD/gigalumen_year | us | us | 6624138084.0126
commercial lighting | Lamp: LED PAR 38 - High Efficiency | 2037 | FIXED_OM | NEW | other | USD/gigalumen_year | us | us | 6624138084.0126
commercial lighting | Lamp: LED PAR 38 - High Efficiency | 2037 | FIXED_OM | NEW | warehouse | USD/gigalumen_year | us | us | 6624138084.0126
commercial lighting | Lamp: LED PAR 38 - High Efficiency | 2037 | FIXED_OM | REPLACEMENT | assembly | USD/gigalumen_year | us | us | 6624138084.0126
commercial lighting | Lamp: LED PAR 38 - High Efficiency | 2037 | FIXED_OM | REPLACEMENT | education | USD/gigalumen_year | us | us | 6624138084.0126
commercial lighting | Lamp: LED PAR 38 - High Efficiency | 2037 | FIXED_OM | REPLACEMENT | food sales | USD/gigalumen_year | us | us | 6624138084.0126
commercial lighting | Lamp: LED PAR 38 - High Efficiency | 2037 | FIXED_OM | REPLACEMENT | food service | USD/gigalumen_year | us | us | 6624138084.0126
commercial lighting | Lamp: LED PAR 38 - High Efficiency | 2037 | FIXED_OM | REPLACEMENT | health | USD/gigalumen_year | us | us | 6624138084.0126
commercial lighting | Lamp: LED PAR 38 - High Efficiency | 2037 | FIXED_OM | REPLACEMENT | lodging | USD/gigalumen_year | us | us | 6624138084.0126
commercial lighting | Lamp: LED PAR 38 - High Efficiency | 2037 | FIXED_OM | REPLACEMENT | merc/service | USD/gigalumen_year | us | us | 6624138084.0126
commercial lighting | Lamp: LED PAR 38 - High Efficiency | 2037 | FIXED_OM | REPLACEMENT | office-large | USD/gigalumen_year | us | us | 6624138084.0126
commercial lighting | Lamp: LED PAR 38 - High Efficiency | 2037 | FIXED_OM | REPLACEMENT | office-small | USD/gigalumen_year | us | us | 6624138084.0126
commercial lighting | Lamp: LED PAR 38 - High Efficiency | 2037 | FIXED_OM | REPLACEMENT | other | USD/gigalumen_year | us | us | 6624138084.0126
commercial lighting | Lamp: LED PAR 38 - High Efficiency | 2037 | FIXED_OM | REPLACEMENT | warehouse | USD/gigalumen_year | us | us | 6624138084.0126
commercial lighting | Lamp: LED PAR 38 - High Efficiency | 2038 | CAPITAL | NEW | assembly | USD/gigalumen_year | us | us | 82834611842.0636
commercial lighting | Lamp: LED PAR 38 - High Efficiency | 2038 | CAPITAL | NEW | education | USD/gigalumen_year | us | us | 82834611842.0636
commercial lighting | Lamp: LED PAR 38 - High Efficiency | 2038 | CAPITAL | NEW | food sales | USD/gigalumen_year | us | us | 82834611842.0636
commercial lighting | Lamp: LED PAR 38 - High Efficiency | 2038 | CAPITAL | NEW | food service | USD/gigalumen_year | us | us | 82834611842.0636
commercial lighting | Lamp: LED PAR 38 - High Efficiency | 2038 | CAPITAL | NEW | health | USD/gigalumen_year | us | us | 82834611842.0636
commercial lighting | Lamp: LED PAR 38 - High Efficiency | 2038 | CAPITAL | NEW | lodging | USD/gigalumen_year | us | us | 82834611842.0636
commercial lighting | Lamp: LED PAR 38 - High Efficiency | 2038 | CAPITAL | NEW | merc/service | USD/gigalumen_year | us | us | 82834611842.0636
commercial lighting | Lamp: LED PAR 38 - High Efficiency | 2038 | CAPITAL | NEW | office-large | USD/gigalumen_year | us | us | 82834611842.0636
commercial lighting | Lamp: LED PAR 38 - High Efficiency | 2038 | CAPITAL | NEW | office-small | USD/gigalumen_year | us | us | 82834611842.0636
commercial lighting | Lamp: LED PAR 38 - High Efficiency | 2038 | CAPITAL | NEW | other | USD/gigalumen_year | us | us | 82834611842.0636
commercial lighting | Lamp: LED PAR 38 - High Efficiency | 2038 | CAPITAL | NEW | warehouse | USD/gigalumen_year | us | us | 82834611842.0636
commercial lighting | Lamp: LED PAR 38 - High Efficiency | 2038 | CAPITAL | REPLACEMENT | assembly | USD/gigalumen_year | us | us | 82834611842.0636
commercial lighting | Lamp: LED PAR 38 - High Efficiency | 2038 | CAPITAL | REPLACEMENT | education | USD/gigalumen_year | us | us | 82834611842.0636
commercial lighting | Lamp: LED PAR 38 - High Efficiency | 2038 | CAPITAL | REPLACEMENT | food sales | USD/gigalumen_year | us | us | 82834611842.0636
commercial lighting | Lamp: LED PAR 38 - High Efficiency | 2038 | CAPITAL | REPLACEMENT | food service | USD/gigalumen_year | us | us | 82834611842.0636
commercial lighting | Lamp: LED PAR 38 - High Efficiency | 2038 | CAPITAL | REPLACEMENT | health | USD/gigalumen_year | us | us | 82834611842.0636
commercial lighting | Lamp: LED PAR 38 - High Efficiency | 2038 | CAPITAL | REPLACEMENT | lodging | USD/gigalumen_year | us | us | 82834611842.0636
commercial lighting | Lamp: LED PAR 38 - High Efficiency | 2038 | CAPITAL | REPLACEMENT | merc/service | USD/gigalumen_year | us | us | 82834611842.0636
commercial lighting | Lamp: LED PAR 38 - High Efficiency | 2038 | CAPITAL | REPLACEMENT | office-large | USD/gigalumen_year | us | us | 82834611842.0636
commercial lighting | Lamp: LED PAR 38 - High Efficiency | 2038 | CAPITAL | REPLACEMENT | office-small | USD/gigalumen_year | us | us | 82834611842.0636
commercial lighting | Lamp: LED PAR 38 - High Efficiency | 2038 | CAPITAL | REPLACEMENT | other | USD/gigalumen_year | us | us | 82834611842.0636
commercial lighting | Lamp: LED PAR 38 - High Efficiency | 2038 | CAPITAL | REPLACEMENT | warehouse | USD/gigalumen_year | us | us | 82834611842.0636
commercial lighting | Lamp: LED PAR 38 - High Efficiency | 2038 | FIXED_OM | NEW | assembly | USD/gigalumen_year | us | us | 6389239570.3951
commercial lighting | Lamp: LED PAR 38 - High Efficiency | 2038 | FIXED_OM | NEW | education | USD/gigalumen_year | us | us | 6389239570.3951
commercial lighting | Lamp: LED PAR 38 - High Efficiency | 2038 | FIXED_OM | NEW | food sales | USD/gigalumen_year | us | us | 6389239570.3951
commercial lighting | Lamp: LED PAR 38 - High Efficiency | 2038 | FIXED_OM | NEW | food service | USD/gigalumen_year | us | us | 6389239570.3951
commercial lighting | Lamp: LED PAR 38 - High Efficiency | 2038 | FIXED_OM | NEW | health | USD/gigalumen_year | us | us | 6389239570.3951
commercial lighting | Lamp: LED PAR 38 - High Efficiency | 2038 | FIXED_OM | NEW | lodging | USD/gigalumen_year | us | us | 6389239570.3951
commercial lighting | Lamp: LED PAR 38 - High Efficiency | 2038 | FIXED_OM | NEW | merc/service | USD/gigalumen_year | us | us | 6389239570.3951
commercial lighting | Lamp: LED PAR 38 - High Efficiency | 2038 | FIXED_OM | NEW | office-large | USD/gigalumen_year | us | us | 6389239570.3951
commercial lighting | Lamp: LED PAR 38 - High Efficiency | 2038 | FIXED_OM | NEW | office-small | USD/gigalumen_year | us | us | 6389239570.3951
commercial lighting | Lamp: LED PAR 38 - High Efficiency | 2038 | FIXED_OM | NEW | other | USD/gigalumen_year | us | us | 6389239570.3951
commercial lighting | Lamp: LED PAR 38 - High Efficiency | 2038 | FIXED_OM | NEW | warehouse | USD/gigalumen_year | us | us | 6389239570.3951
commercial lighting | Lamp: LED PAR 38 - High Efficiency | 2038 | FIXED_OM | REPLACEMENT | assembly | USD/gigalumen_year | us | us | 6389239570.3951
commercial lighting | Lamp: LED PAR 38 - High Efficiency | 2038 | FIXED_OM | REPLACEMENT | education | USD/gigalumen_year | us | us | 6389239570.3951
commercial lighting | Lamp: LED PAR 38 - High Efficiency | 2038 | FIXED_OM | REPLACEMENT | food sales | USD/gigalumen_year | us | us | 6389239570.3951
commercial lighting | Lamp: LED PAR 38 - High Efficiency | 2038 | FIXED_OM | REPLACEMENT | food service | USD/gigalumen_year | us | us | 6389239570.3951
commercial lighting | Lamp: LED PAR 38 - High Efficiency | 2038 | FIXED_OM | REPLACEMENT | health | USD/gigalumen_year | us | us | 6389239570.3951
commercial lighting | Lamp: LED PAR 38 - High Efficiency | 2038 | FIXED_OM | REPLACEMENT | lodging | USD/gigalumen_year | us | us | 6389239570.3951
commercial lighting | Lamp: LED PAR 38 - High Efficiency | 2038 | FIXED_OM | REPLACEMENT | merc/service | USD/gigalumen_year | us | us | 6389239570.3951
commercial lighting | Lamp: LED PAR 38 - High Efficiency | 2038 | FIXED_OM | REPLACEMENT | office-large | USD/gigalumen_year | us | us | 6389239570.3951
commercial lighting | Lamp: LED PAR 38 - High Efficiency | 2038 | FIXED_OM | REPLACEMENT | office-small | USD/gigalumen_year | us | us | 6389239570.3951
commercial lighting | Lamp: LED PAR 38 - High Efficiency | 2038 | FIXED_OM | REPLACEMENT | other | USD/gigalumen_year | us | us | 6389239570.3951
commercial lighting | Lamp: LED PAR 38 - High Efficiency | 2038 | FIXED_OM | REPLACEMENT | warehouse | USD/gigalumen_year | us | us | 6389239570.3951
commercial lighting | Lamp: LED PAR 38 - High Efficiency | 2039 | CAPITAL | NEW | assembly | USD/gigalumen_year | us | us | 79799723046.126
commercial lighting | Lamp: LED PAR 38 - High Efficiency | 2039 | CAPITAL | NEW | education | USD/gigalumen_year | us | us | 79799723046.126
commercial lighting | Lamp: LED PAR 38 - High Efficiency | 2039 | CAPITAL | NEW | food sales | USD/gigalumen_year | us | us | 79799723046.126
commercial lighting | Lamp: LED PAR 38 - High Efficiency | 2039 | CAPITAL | NEW | food service | USD/gigalumen_year | us | us | 79799723046.126
commercial lighting | Lamp: LED PAR 38 - High Efficiency | 2039 | CAPITAL | NEW | health | USD/gigalumen_year | us | us | 79799723046.126
commercial lighting | Lamp: LED PAR 38 - High Efficiency | 2039 | CAPITAL | NEW | lodging | USD/gigalumen_year | us | us | 79799723046.126
commercial lighting | Lamp: LED PAR 38 - High Efficiency | 2039 | CAPITAL | NEW | merc/service | USD/gigalumen_year | us | us | 79799723046.126
commercial lighting | Lamp: LED PAR 38 - High Efficiency | 2039 | CAPITAL | NEW | office-large | USD/gigalumen_year | us | us | 79799723046.126
commercial lighting | Lamp: LED PAR 38 - High Efficiency | 2039 | CAPITAL | NEW | office-small | USD/gigalumen_year | us | us | 79799723046.126
commercial lighting | Lamp: LED PAR 38 - High Efficiency | 2039 | CAPITAL | NEW | other | USD/gigalumen_year | us | us | 79799723046.126
commercial lighting | Lamp: LED PAR 38 - High Efficiency | 2039 | CAPITAL | NEW | warehouse | USD/gigalumen_year | us | us | 79799723046.126
commercial lighting | Lamp: LED PAR 38 - High Efficiency | 2039 | CAPITAL | REPLACEMENT | assembly | USD/gigalumen_year | us | us | 79799723046.126
commercial lighting | Lamp: LED PAR 38 - High Efficiency | 2039 | CAPITAL | REPLACEMENT | education | USD/gigalumen_year | us | us | 79799723046.126
commercial lighting | Lamp: LED PAR 38 - High Efficiency | 2039 | CAPITAL | REPLACEMENT | food sales | USD/gigalumen_year | us | us | 79799723046.126
commercial lighting | Lamp: LED PAR 38 - High Efficiency | 2039 | CAPITAL | REPLACEMENT | food service | USD/gigalumen_year | us | us | 79799723046.126
commercial lighting | Lamp: LED PAR 38 - High Efficiency | 2039 | CAPITAL | REPLACEMENT | health | USD/gigalumen_year | us | us | 79799723046.126
commercial lighting | Lamp: LED PAR 38 - High Efficiency | 2039 | CAPITAL | REPLACEMENT | lodging | USD/gigalumen_year | us | us | 79799723046.126
commercial lighting | Lamp: LED PAR 38 - High Efficiency | 2039 | CAPITAL | REPLACEMENT | merc/service | USD/gigalumen_year | us | us | 79799723046.126
commercial lighting | Lamp: LED PAR 38 - High Efficiency | 2039 | CAPITAL | REPLACEMENT | office-large | USD/gigalumen_year | us | us | 79799723046.126
commercial lighting | Lamp: LED PAR 38 - High Efficiency | 2039 | CAPITAL | REPLACEMENT | office-small | USD/gigalumen_year | us | us | 79799723046.126
commercial lighting | Lamp: LED PAR 38 - High Efficiency | 2039 | CAPITAL | REPLACEMENT | other | USD/gigalumen_year | us | us | 79799723046.126
commercial lighting | Lamp: LED PAR 38 - High Efficiency | 2039 | CAPITAL | REPLACEMENT | warehouse | USD/gigalumen_year | us | us | 79799723046.126
commercial lighting | Lamp: LED PAR 38 - High Efficiency | 2039 | FIXED_OM | NEW | assembly | USD/gigalumen_year | us | us | 6154341056.7776
commercial lighting | Lamp: LED PAR 38 - High Efficiency | 2039 | FIXED_OM | NEW | education | USD/gigalumen_year | us | us | 6154341056.7776
commercial lighting | Lamp: LED PAR 38 - High Efficiency | 2039 | FIXED_OM | NEW | food sales | USD/gigalumen_year | us | us | 6154341056.7776
commercial lighting | Lamp: LED PAR 38 - High Efficiency | 2039 | FIXED_OM | NEW | food service | USD/gigalumen_year | us | us | 6154341056.7776
commercial lighting | Lamp: LED PAR 38 - High Efficiency | 2039 | FIXED_OM | NEW | health | USD/gigalumen_year | us | us | 6154341056.7776
commercial lighting | Lamp: LED PAR 38 - High Efficiency | 2039 | FIXED_OM | NEW | lodging | USD/gigalumen_year | us | us | 6154341056.7776
commercial lighting | Lamp: LED PAR 38 - High Efficiency | 2039 | FIXED_OM | NEW | merc/service | USD/gigalumen_year | us | us | 6154341056.7776
commercial lighting | Lamp: LED PAR 38 - High Efficiency | 2039 | FIXED_OM | NEW | office-large | USD/gigalumen_year | us | us | 6154341056.7776
commercial lighting | Lamp: LED PAR 38 - High Efficiency | 2039 | FIXED_OM | NEW | office-small | USD/gigalumen_year | us | us | 6154341056.7776
commercial lighting | Lamp: LED PAR 38 - High Efficiency | 2039 | FIXED_OM | NEW | other | USD/gigalumen_year | us | us | 6154341056.7776
commercial lighting | Lamp: LED PAR 38 - High Efficiency | 2039 | FIXED_OM | NEW | warehouse | USD/gigalumen_year | us | us | 6154341056.7776
commercial lighting | Lamp: LED PAR 38 - High Efficiency | 2039 | FIXED_OM | REPLACEMENT | assembly | USD/gigalumen_year | us | us | 6154341056.7776
commercial lighting | Lamp: LED PAR 38 - High Efficiency | 2039 | FIXED_OM | REPLACEMENT | education | USD/gigalumen_year | us | us | 6154341056.7776
commercial lighting | Lamp: LED PAR 38 - High Efficiency | 2039 | FIXED_OM | REPLACEMENT | food sales | USD/gigalumen_year | us | us | 6154341056.7776
commercial lighting | Lamp: LED PAR 38 - High Efficiency | 2039 | FIXED_OM | REPLACEMENT | food service | USD/gigalumen_year | us | us | 6154341056.7776
commercial lighting | Lamp: LED PAR 38 - High Efficiency | 2039 | FIXED_OM | REPLACEMENT | health | USD/gigalumen_year | us | us | 6154341056.7776
commercial lighting | Lamp: LED PAR 38 - High Efficiency | 2039 | FIXED_OM | REPLACEMENT | lodging | USD/gigalumen_year | us | us | 6154341056.7776
commercial lighting | Lamp: LED PAR 38 - High Efficiency | 2039 | FIXED_OM | REPLACEMENT | merc/service | USD/gigalumen_year | us | us | 6154341056.7776
commercial lighting | Lamp: LED PAR 38 - High Efficiency | 2039 | FIXED_OM | REPLACEMENT | office-large | USD/gigalumen_year | us | us | 6154341056.7776
commercial lighting | Lamp: LED PAR 38 - High Efficiency | 2039 | FIXED_OM | REPLACEMENT | office-small | USD/gigalumen_year | us | us | 6154341056.7776
commercial lighting | Lamp: LED PAR 38 - High Efficiency | 2039 | FIXED_OM | REPLACEMENT | other | USD/gigalumen_year | us | us | 6154341056.7776
commercial lighting | Lamp: LED PAR 38 - High Efficiency | 2039 | FIXED_OM | REPLACEMENT | warehouse | USD/gigalumen_year | us | us | 6154341056.7776
commercial lighting | Lamp: LED PAR 38 - High Efficiency | 2040 | CAPITAL | NEW | assembly | USD/gigalumen_year | us | us | 76764834250.1883
commercial lighting | Lamp: LED PAR 38 - High Efficiency | 2040 | CAPITAL | NEW | education | USD/gigalumen_year | us | us | 76764834250.1883
commercial lighting | Lamp: LED PAR 38 - High Efficiency | 2040 | CAPITAL | NEW | food sales | USD/gigalumen_year | us | us | 76764834250.1883
commercial lighting | Lamp: LED PAR 38 - High Efficiency | 2040 | CAPITAL | NEW | food service | USD/gigalumen_year | us | us | 76764834250.1883
commercial lighting | Lamp: LED PAR 38 - High Efficiency | 2040 | CAPITAL | NEW | health | USD/gigalumen_year | us | us | 76764834250.1883
commercial lighting | Lamp: LED PAR 38 - High Efficiency | 2040 | CAPITAL | NEW | lodging | USD/gigalumen_year | us | us | 76764834250.1883
commercial lighting | Lamp: LED PAR 38 - High Efficiency | 2040 | CAPITAL | NEW | merc/service | USD/gigalumen_year | us | us | 76764834250.1883
commercial lighting | Lamp: LED PAR 38 - High Efficiency | 2040 | CAPITAL | NEW | office-large | USD/gigalumen_year | us | us | 76764834250.1883
commercial lighting | Lamp: LED PAR 38 - High Efficiency | 2040 | CAPITAL | NEW | office-small | USD/gigalumen_year | us | us | 76764834250.1883
commercial lighting | Lamp: LED PAR 38 - High Efficiency | 2040 | CAPITAL | NEW | other | USD/gigalumen_year | us | us | 76764834250.1883
commercial lighting | Lamp: LED PAR 38 - High Efficiency | 2040 | CAPITAL | NEW | warehouse | USD/gigalumen_year | us | us | 76764834250.1883
commercial lighting | Lamp: LED PAR 38 - High Efficiency | 2040 | CAPITAL | REPLACEMENT | assembly | USD/gigalumen_year | us | us | 76764834250.1883
commercial lighting | Lamp: LED PAR 38 - High Efficiency | 2040 | CAPITAL | REPLACEMENT | education | USD/gigalumen_year | us | us | 76764834250.1883
commercial lighting | Lamp: LED PAR 38 - High Efficiency | 2040 | CAPITAL | REPLACEMENT | food sales | USD/gigalumen_year | us | us | 76764834250.1883
commercial lighting | Lamp: LED PAR 38 - High Efficiency | 2040 | CAPITAL | REPLACEMENT | food service | USD/gigalumen_year | us | us | 76764834250.1883
commercial lighting | Lamp: LED PAR 38 - High Efficiency | 2040 | CAPITAL | REPLACEMENT | health | USD/gigalumen_year | us | us | 76764834250.1883
commercial lighting | Lamp: LED PAR 38 - High Efficiency | 2040 | CAPITAL | REPLACEMENT | lodging | USD/gigalumen_year | us | us | 76764834250.1883
commercial lighting | Lamp: LED PAR 38 - High Efficiency | 2040 | CAPITAL | REPLACEMENT | merc/service | USD/gigalumen_year | us | us | 76764834250.1883
commercial lighting | Lamp: LED PAR 38 - High Efficiency | 2040 | CAPITAL | REPLACEMENT | office-large | USD/gigalumen_year | us | us | 76764834250.1883
commercial lighting | Lamp: LED PAR 38 - High Efficiency | 2040 | CAPITAL | REPLACEMENT | office-small | USD/gigalumen_year | us | us | 76764834250.1883
commercial lighting | Lamp: LED PAR 38 - High Efficiency | 2040 | CAPITAL | REPLACEMENT | other | USD/gigalumen_year | us | us | 76764834250.1883
commercial lighting | Lamp: LED PAR 38 - High Efficiency | 2040 | CAPITAL | REPLACEMENT | warehouse | USD/gigalumen_year | us | us | 76764834250.1883
commercial lighting | Lamp: LED PAR 38 - High Efficiency | 2040 | FIXED_OM | NEW | assembly | USD/gigalumen_year | us | us | 5919442543.1602
commercial lighting | Lamp: LED PAR 38 - High Efficiency | 2040 | FIXED_OM | NEW | education | USD/gigalumen_year | us | us | 5919442543.1602
commercial lighting | Lamp: LED PAR 38 - High Efficiency | 2040 | FIXED_OM | NEW | food sales | USD/gigalumen_year | us | us | 5919442543.1602
commercial lighting | Lamp: LED PAR 38 - High Efficiency | 2040 | FIXED_OM | NEW | food service | USD/gigalumen_year | us | us | 5919442543.1602
commercial lighting | Lamp: LED PAR 38 - High Efficiency | 2040 | FIXED_OM | NEW | health | USD/gigalumen_year | us | us | 5919442543.1602
commercial lighting | Lamp: LED PAR 38 - High Efficiency | 2040 | FIXED_OM | NEW | lodging | USD/gigalumen_year | us | us | 5919442543.1602
commercial lighting | Lamp: LED PAR 38 - High Efficiency | 2040 | FIXED_OM | NEW | merc/service | USD/gigalumen_year | us | us | 5919442543.1602
commercial lighting | Lamp: LED PAR 38 - High Efficiency | 2040 | FIXED_OM | NEW | office-large | USD/gigalumen_year | us | us | 5919442543.1602
commercial lighting | Lamp: LED PAR 38 - High Efficiency | 2040 | FIXED_OM | NEW | office-small | USD/gigalumen_year | us | us | 5919442543.1602
commercial lighting | Lamp: LED PAR 38 - High Efficiency | 2040 | FIXED_OM | NEW | other | USD/gigalumen_year | us | us | 5919442543.1602
commercial lighting | Lamp: LED PAR 38 - High Efficiency | 2040 | FIXED_OM | NEW | warehouse | USD/gigalumen_year | us | us | 5919442543.1602
commercial lighting | Lamp: LED PAR 38 - High Efficiency | 2040 | FIXED_OM | REPLACEMENT | assembly | USD/gigalumen_year | us | us | 5919442543.1602
commercial lighting | Lamp: LED PAR 38 - High Efficiency | 2040 | FIXED_OM | REPLACEMENT | education | USD/gigalumen_year | us | us | 5919442543.1602
commercial lighting | Lamp: LED PAR 38 - High Efficiency | 2040 | FIXED_OM | REPLACEMENT | food sales | USD/gigalumen_year | us | us | 5919442543.1602
commercial lighting | Lamp: LED PAR 38 - High Efficiency | 2040 | FIXED_OM | REPLACEMENT | food service | USD/gigalumen_year | us | us | 5919442543.1602
commercial lighting | Lamp: LED PAR 38 - High Efficiency | 2040 | FIXED_OM | REPLACEMENT | health | USD/gigalumen_year | us | us | 5919442543.1602
commercial lighting | Lamp: LED PAR 38 - High Efficiency | 2040 | FIXED_OM | REPLACEMENT | lodging | USD/gigalumen_year | us | us | 5919442543.1602
commercial lighting | Lamp: LED PAR 38 - High Efficiency | 2040 | FIXED_OM | REPLACEMENT | merc/service | USD/gigalumen_year | us | us | 5919442543.1602
commercial lighting | Lamp: LED PAR 38 - High Efficiency | 2040 | FIXED_OM | REPLACEMENT | office-large | USD/gigalumen_year | us | us | 5919442543.1602
commercial lighting | Lamp: LED PAR 38 - High Efficiency | 2040 | FIXED_OM | REPLACEMENT | office-small | USD/gigalumen_year | us | us | 5919442543.1602
commercial lighting | Lamp: LED PAR 38 - High Efficiency | 2040 | FIXED_OM | REPLACEMENT | other | USD/gigalumen_year | us | us | 5919442543.1602
commercial lighting | Lamp: LED PAR 38 - High Efficiency | 2040 | FIXED_OM | REPLACEMENT | warehouse | USD/gigalumen_year | us | us | 5919442543.1602
commercial lighting | Lamp: LED PAR 38 - High Efficiency | 2041 | CAPITAL | NEW | assembly | USD/gigalumen_year | us | us | 76764834250.1883
commercial lighting | Lamp: LED PAR 38 - High Efficiency | 2041 | CAPITAL | NEW | education | USD/gigalumen_year | us | us | 76764834250.1883
commercial lighting | Lamp: LED PAR 38 - High Efficiency | 2041 | CAPITAL | NEW | food sales | USD/gigalumen_year | us | us | 76764834250.1883
commercial lighting | Lamp: LED PAR 38 - High Efficiency | 2041 | CAPITAL | NEW | food service | USD/gigalumen_year | us | us | 76764834250.1883
commercial lighting | Lamp: LED PAR 38 - High Efficiency | 2041 | CAPITAL | NEW | health | USD/gigalumen_year | us | us | 76764834250.1883
commercial lighting | Lamp: LED PAR 38 - High Efficiency | 2041 | CAPITAL | NEW | lodging | USD/gigalumen_year | us | us | 76764834250.1883
commercial lighting | Lamp: LED PAR 38 - High Efficiency | 2041 | CAPITAL | NEW | merc/service | USD/gigalumen_year | us | us | 76764834250.1883
commercial lighting | Lamp: LED PAR 38 - High Efficiency | 2041 | CAPITAL | NEW | office-large | USD/gigalumen_year | us | us | 76764834250.1883
commercial lighting | Lamp: LED PAR 38 - High Efficiency | 2041 | CAPITAL | NEW | office-small | USD/gigalumen_year | us | us | 76764834250.1883
commercial lighting | Lamp: LED PAR 38 - High Efficiency | 2041 | CAPITAL | NEW | other | USD/gigalumen_year | us | us | 76764834250.1883
commercial lighting | Lamp: LED PAR 38 - High Efficiency | 2041 | CAPITAL | NEW | warehouse | USD/gigalumen_year | us | us | 76764834250.1883
commercial lighting | Lamp: LED PAR 38 - High Efficiency | 2041 | CAPITAL | REPLACEMENT | assembly | USD/gigalumen_year | us | us | 76764834250.1883
commercial lighting | Lamp: LED PAR 38 - High Efficiency | 2041 | CAPITAL | REPLACEMENT | education | USD/gigalumen_year | us | us | 76764834250.1883
commercial lighting | Lamp: LED PAR 38 - High Efficiency | 2041 | CAPITAL | REPLACEMENT | food sales | USD/gigalumen_year | us | us | 76764834250.1883
commercial lighting | Lamp: LED PAR 38 - High Efficiency | 2041 | CAPITAL | REPLACEMENT | food service | USD/gigalumen_year | us | us | 76764834250.1883
commercial lighting | Lamp: LED PAR 38 - High Efficiency | 2041 | CAPITAL | REPLACEMENT | health | USD/gigalumen_year | us | us | 76764834250.1883
commercial lighting | Lamp: LED PAR 38 - High Efficiency | 2041 | CAPITAL | REPLACEMENT | lodging | USD/gigalumen_year | us | us | 76764834250.1883
commercial lighting | Lamp: LED PAR 38 - High Efficiency | 2041 | CAPITAL | REPLACEMENT | merc/service | USD/gigalumen_year | us | us | 76764834250.1883
commercial lighting | Lamp: LED PAR 38 - High Efficiency | 2041 | CAPITAL | REPLACEMENT | office-large | USD/gigalumen_year | us | us | 76764834250.1883
commercial lighting | Lamp: LED PAR 38 - High Efficiency | 2041 | CAPITAL | REPLACEMENT | office-small | USD/gigalumen_year | us | us | 76764834250.1883
commercial lighting | Lamp: LED PAR 38 - High Efficiency | 2041 | CAPITAL | REPLACEMENT | other | USD/gigalumen_year | us | us | 76764834250.1883
commercial lighting | Lamp: LED PAR 38 - High Efficiency | 2041 | CAPITAL | REPLACEMENT | warehouse | USD/gigalumen_year | us | us | 76764834250.1883
commercial lighting | Lamp: LED PAR 38 - High Efficiency | 2041 | FIXED_OM | NEW | assembly | USD/gigalumen_year | us | us | 5919442543.1602
commercial lighting | Lamp: LED PAR 38 - High Efficiency | 2041 | FIXED_OM | NEW | education | USD/gigalumen_year | us | us | 5919442543.1602
commercial lighting | Lamp: LED PAR 38 - High Efficiency | 2041 | FIXED_OM | NEW | food sales | USD/gigalumen_year | us | us | 5919442543.1602
commercial lighting | Lamp: LED PAR 38 - High Efficiency | 2041 | FIXED_OM | NEW | food service | USD/gigalumen_year | us | us | 5919442543.1602
commercial lighting | Lamp: LED PAR 38 - High Efficiency | 2041 | FIXED_OM | NEW | health | USD/gigalumen_year | us | us | 5919442543.1602
commercial lighting | Lamp: LED PAR 38 - High Efficiency | 2041 | FIXED_OM | NEW | lodging | USD/gigalumen_year | us | us | 5919442543.1602
commercial lighting | Lamp: LED PAR 38 - High Efficiency | 2041 | FIXED_OM | NEW | merc/service | USD/gigalumen_year | us | us | 5919442543.1602
commercial lighting | Lamp: LED PAR 38 - High Efficiency | 2041 | FIXED_OM | NEW | office-large | USD/gigalumen_year | us | us | 5919442543.1602
commercial lighting | Lamp: LED PAR 38 - High Efficiency | 2041 | FIXED_OM | NEW | office-small | USD/gigalumen_year | us | us | 5919442543.1602
commercial lighting | Lamp: LED PAR 38 - High Efficiency | 2041 | FIXED_OM | NEW | other | USD/gigalumen_year | us | us | 5919442543.1602
commercial lighting | Lamp: LED PAR 38 - High Efficiency | 2041 | FIXED_OM | NEW | warehouse | USD/gigalumen_year | us | us | 5919442543.1602
commercial lighting | Lamp: LED PAR 38 - High Efficiency | 2041 | FIXED_OM | REPLACEMENT | assembly | USD/gigalumen_year | us | us | 5919442543.1602
commercial lighting | Lamp: LED PAR 38 - High Efficiency | 2041 | FIXED_OM | REPLACEMENT | education | USD/gigalumen_year | us | us | 5919442543.1602
commercial lighting | Lamp: LED PAR 38 - High Efficiency | 2041 | FIXED_OM | REPLACEMENT | food sales | USD/gigalumen_year | us | us | 5919442543.1602
commercial lighting | Lamp: LED PAR 38 - High Efficiency | 2041 | FIXED_OM | REPLACEMENT | food service | USD/gigalumen_year | us | us | 5919442543.1602
commercial lighting | Lamp: LED PAR 38 - High Efficiency | 2041 | FIXED_OM | REPLACEMENT | health | USD/gigalumen_year | us | us | 5919442543.1602
commercial lighting | Lamp: LED PAR 38 - High Efficiency | 2041 | FIXED_OM | REPLACEMENT | lodging | USD/gigalumen_year | us | us | 5919442543.1602
commercial lighting | Lamp: LED PAR 38 - High Efficiency | 2041 | FIXED_OM | REPLACEMENT | merc/service | USD/gigalumen_year | us | us | 5919442543.1602
commercial lighting | Lamp: LED PAR 38 - High Efficiency | 2041 | FIXED_OM | REPLACEMENT | office-large | USD/gigalumen_year | us | us | 5919442543.1602
commercial lighting | Lamp: LED PAR 38 - High Efficiency | 2041 | FIXED_OM | REPLACEMENT | office-small | USD/gigalumen_year | us | us | 5919442543.1602
commercial lighting | Lamp: LED PAR 38 - High Efficiency | 2041 | FIXED_OM | REPLACEMENT | other | USD/gigalumen_year | us | us | 5919442543.1602
commercial lighting | Lamp: LED PAR 38 - High Efficiency | 2041 | FIXED_OM | REPLACEMENT | warehouse | USD/gigalumen_year | us | us | 5919442543.1602
commercial lighting | Lamp: LED PAR 38 - High Efficiency | 2042 | CAPITAL | NEW | assembly | USD/gigalumen_year | us | us | 76764834250.1883
commercial lighting | Lamp: LED PAR 38 - High Efficiency | 2042 | CAPITAL | NEW | education | USD/gigalumen_year | us | us | 76764834250.1883
commercial lighting | Lamp: LED PAR 38 - High Efficiency | 2042 | CAPITAL | NEW | food sales | USD/gigalumen_year | us | us | 76764834250.1883
commercial lighting | Lamp: LED PAR 38 - High Efficiency | 2042 | CAPITAL | NEW | food service | USD/gigalumen_year | us | us | 76764834250.1883
commercial lighting | Lamp: LED PAR 38 - High Efficiency | 2042 | CAPITAL | NEW | health | USD/gigalumen_year | us | us | 76764834250.1883
commercial lighting | Lamp: LED PAR 38 - High Efficiency | 2042 | CAPITAL | NEW | lodging | USD/gigalumen_year | us | us | 76764834250.1883
commercial lighting | Lamp: LED PAR 38 - High Efficiency | 2042 | CAPITAL | NEW | merc/service | USD/gigalumen_year | us | us | 76764834250.1883
commercial lighting | Lamp: LED PAR 38 - High Efficiency | 2042 | CAPITAL | NEW | office-large | USD/gigalumen_year | us | us | 76764834250.1883
commercial lighting | Lamp: LED PAR 38 - High Efficiency | 2042 | CAPITAL | NEW | office-small | USD/gigalumen_year | us | us | 76764834250.1883
commercial lighting | Lamp: LED PAR 38 - High Efficiency | 2042 | CAPITAL | NEW | other | USD/gigalumen_year | us | us | 76764834250.1883
commercial lighting | Lamp: LED PAR 38 - High Efficiency | 2042 | CAPITAL | NEW | warehouse | USD/gigalumen_year | us | us | 76764834250.1883
commercial lighting | Lamp: LED PAR 38 - High Efficiency | 2042 | CAPITAL | REPLACEMENT | assembly | USD/gigalumen_year | us | us | 76764834250.1883
commercial lighting | Lamp: LED PAR 38 - High Efficiency | 2042 | CAPITAL | REPLACEMENT | education | USD/gigalumen_year | us | us | 76764834250.1883
commercial lighting | Lamp: LED PAR 38 - High Efficiency | 2042 | CAPITAL | REPLACEMENT | food sales | USD/gigalumen_year | us | us | 76764834250.1883
commercial lighting | Lamp: LED PAR 38 - High Efficiency | 2042 | CAPITAL | REPLACEMENT | food service | USD/gigalumen_year | us | us | 76764834250.1883
commercial lighting | Lamp: LED PAR 38 - High Efficiency | 2042 | CAPITAL | REPLACEMENT | health | USD/gigalumen_year | us | us | 76764834250.1883
commercial lighting | Lamp: LED PAR 38 - High Efficiency | 2042 | CAPITAL | REPLACEMENT | lodging | USD/gigalumen_year | us | us | 76764834250.1883
commercial lighting | Lamp: LED PAR 38 - High Efficiency | 2042 | CAPITAL | REPLACEMENT | merc/service | USD/gigalumen_year | us | us | 76764834250.1883
commercial lighting | Lamp: LED PAR 38 - High Efficiency | 2042 | CAPITAL | REPLACEMENT | office-large | USD/gigalumen_year | us | us | 76764834250.1883
commercial lighting | Lamp: LED PAR 38 - High Efficiency | 2042 | CAPITAL | REPLACEMENT | office-small | USD/gigalumen_year | us | us | 76764834250.1883
commercial lighting | Lamp: LED PAR 38 - High Efficiency | 2042 | CAPITAL | REPLACEMENT | other | USD/gigalumen_year | us | us | 76764834250.1883
commercial lighting | Lamp: LED PAR 38 - High Efficiency | 2042 | CAPITAL | REPLACEMENT | warehouse | USD/gigalumen_year | us | us | 76764834250.1883
commercial lighting | Lamp: LED PAR 38 - High Efficiency | 2042 | FIXED_OM | NEW | assembly | USD/gigalumen_year | us | us | 5919442543.1602
commercial lighting | Lamp: LED PAR 38 - High Efficiency | 2042 | FIXED_OM | NEW | education | USD/gigalumen_year | us | us | 5919442543.1602
commercial lighting | Lamp: LED PAR 38 - High Efficiency | 2042 | FIXED_OM | NEW | food sales | USD/gigalumen_year | us | us | 5919442543.1602
commercial lighting | Lamp: LED PAR 38 - High Efficiency | 2042 | FIXED_OM | NEW | food service | USD/gigalumen_year | us | us | 5919442543.1602
commercial lighting | Lamp: LED PAR 38 - High Efficiency | 2042 | FIXED_OM | NEW | health | USD/gigalumen_year | us | us | 5919442543.1602
commercial lighting | Lamp: LED PAR 38 - High Efficiency | 2042 | FIXED_OM | NEW | lodging | USD/gigalumen_year | us | us | 5919442543.1602
commercial lighting | Lamp: LED PAR 38 - High Efficiency | 2042 | FIXED_OM | NEW | merc/service | USD/gigalumen_year | us | us | 5919442543.1602
commercial lighting | Lamp: LED PAR 38 - High Efficiency | 2042 | FIXED_OM | NEW | office-large | USD/gigalumen_year | us | us | 5919442543.1602
commercial lighting | Lamp: LED PAR 38 - High Efficiency | 2042 | FIXED_OM | NEW | office-small | USD/gigalumen_year | us | us | 5919442543.1602
commercial lighting | Lamp: LED PAR 38 - High Efficiency | 2042 | FIXED_OM | NEW | other | USD/gigalumen_year | us | us | 5919442543.1602
commercial lighting | Lamp: LED PAR 38 - High Efficiency | 2042 | FIXED_OM | NEW | warehouse | USD/gigalumen_year | us | us | 5919442543.1602
commercial lighting | Lamp: LED PAR 38 - High Efficiency | 2042 | FIXED_OM | REPLACEMENT | assembly | USD/gigalumen_year | us | us | 5919442543.1602
commercial lighting | Lamp: LED PAR 38 - High Efficiency | 2042 | FIXED_OM | REPLACEMENT | education | USD/gigalumen_year | us | us | 5919442543.1602
commercial lighting | Lamp: LED PAR 38 - High Efficiency | 2042 | FIXED_OM | REPLACEMENT | food sales | USD/gigalumen_year | us | us | 5919442543.1602
commercial lighting | Lamp: LED PAR 38 - High Efficiency | 2042 | FIXED_OM | REPLACEMENT | food service | USD/gigalumen_year | us | us | 5919442543.1602
commercial lighting | Lamp: LED PAR 38 - High Efficiency | 2042 | FIXED_OM | REPLACEMENT | health | USD/gigalumen_year | us | us | 5919442543.1602
commercial lighting | Lamp: LED PAR 38 - High Efficiency | 2042 | FIXED_OM | REPLACEMENT | lodging | USD/gigalumen_year | us | us | 5919442543.1602
commercial lighting | Lamp: LED PAR 38 - High Efficiency | 2042 | FIXED_OM | REPLACEMENT | merc/service | USD/gigalumen_year | us | us | 5919442543.1602
commercial lighting | Lamp: LED PAR 38 - High Efficiency | 2042 | FIXED_OM | REPLACEMENT | office-large | USD/gigalumen_year | us | us | 5919442543.1602
commercial lighting | Lamp: LED PAR 38 - High Efficiency | 2042 | FIXED_OM | REPLACEMENT | office-small | USD/gigalumen_year | us | us | 5919442543.1602
commercial lighting | Lamp: LED PAR 38 - High Efficiency | 2042 | FIXED_OM | REPLACEMENT | other | USD/gigalumen_year | us | us | 5919442543.1602
commercial lighting | Lamp: LED PAR 38 - High Efficiency | 2042 | FIXED_OM | REPLACEMENT | warehouse | USD/gigalumen_year | us | us | 5919442543.1602
commercial lighting | Lamp: LED PAR 38 - High Efficiency | 2043 | CAPITAL | NEW | assembly | USD/gigalumen_year | us | us | 76764834250.1883
commercial lighting | Lamp: LED PAR 38 - High Efficiency | 2043 | CAPITAL | NEW | education | USD/gigalumen_year | us | us | 76764834250.1883
commercial lighting | Lamp: LED PAR 38 - High Efficiency | 2043 | CAPITAL | NEW | food sales | USD/gigalumen_year | us | us | 76764834250.1883
commercial lighting | Lamp: LED PAR 38 - High Efficiency | 2043 | CAPITAL | NEW | food service | USD/gigalumen_year | us | us | 76764834250.1883
commercial lighting | Lamp: LED PAR 38 - High Efficiency | 2043 | CAPITAL | NEW | health | USD/gigalumen_year | us | us | 76764834250.1883
commercial lighting | Lamp: LED PAR 38 - High Efficiency | 2043 | CAPITAL | NEW | lodging | USD/gigalumen_year | us | us | 76764834250.1883
commercial lighting | Lamp: LED PAR 38 - High Efficiency | 2043 | CAPITAL | NEW | merc/service | USD/gigalumen_year | us | us | 76764834250.1883
commercial lighting | Lamp: LED PAR 38 - High Efficiency | 2043 | CAPITAL | NEW | office-large | USD/gigalumen_year | us | us | 76764834250.1883
commercial lighting | Lamp: LED PAR 38 - High Efficiency | 2043 | CAPITAL | NEW | office-small | USD/gigalumen_year | us | us | 76764834250.1883
commercial lighting | Lamp: LED PAR 38 - High Efficiency | 2043 | CAPITAL | NEW | other | USD/gigalumen_year | us | us | 76764834250.1883
commercial lighting | Lamp: LED PAR 38 - High Efficiency | 2043 | CAPITAL | NEW | warehouse | USD/gigalumen_year | us | us | 76764834250.1883
commercial lighting | Lamp: LED PAR 38 - High Efficiency | 2043 | CAPITAL | REPLACEMENT | assembly | USD/gigalumen_year | us | us | 76764834250.1883
commercial lighting | Lamp: LED PAR 38 - High Efficiency | 2043 | CAPITAL | REPLACEMENT | education | USD/gigalumen_year | us | us | 76764834250.1883
commercial lighting | Lamp: LED PAR 38 - High Efficiency | 2043 | CAPITAL | REPLACEMENT | food sales | USD/gigalumen_year | us | us | 76764834250.1883
commercial lighting | Lamp: LED PAR 38 - High Efficiency | 2043 | CAPITAL | REPLACEMENT | food service | USD/gigalumen_year | us | us | 76764834250.1883
commercial lighting | Lamp: LED PAR 38 - High Efficiency | 2043 | CAPITAL | REPLACEMENT | health | USD/gigalumen_year | us | us | 76764834250.1883
commercial lighting | Lamp: LED PAR 38 - High Efficiency | 2043 | CAPITAL | REPLACEMENT | lodging | USD/gigalumen_year | us | us | 76764834250.1883
commercial lighting | Lamp: LED PAR 38 - High Efficiency | 2043 | CAPITAL | REPLACEMENT | merc/service | USD/gigalumen_year | us | us | 76764834250.1883
commercial lighting | Lamp: LED PAR 38 - High Efficiency | 2043 | CAPITAL | REPLACEMENT | office-large | USD/gigalumen_year | us | us | 76764834250.1883
commercial lighting | Lamp: LED PAR 38 - High Efficiency | 2043 | CAPITAL | REPLACEMENT | office-small | USD/gigalumen_year | us | us | 76764834250.1883
commercial lighting | Lamp: LED PAR 38 - High Efficiency | 2043 | CAPITAL | REPLACEMENT | other | USD/gigalumen_year | us | us | 76764834250.1883
commercial lighting | Lamp: LED PAR 38 - High Efficiency | 2043 | CAPITAL | REPLACEMENT | warehouse | USD/gigalumen_year | us | us | 76764834250.1883
commercial lighting | Lamp: LED PAR 38 - High Efficiency | 2043 | FIXED_OM | NEW | assembly | USD/gigalumen_year | us | us | 5919442543.1602
commercial lighting | Lamp: LED PAR 38 - High Efficiency | 2043 | FIXED_OM | NEW | education | USD/gigalumen_year | us | us | 5919442543.1602
commercial lighting | Lamp: LED PAR 38 - High Efficiency | 2043 | FIXED_OM | NEW | food sales | USD/gigalumen_year | us | us | 5919442543.1602
commercial lighting | Lamp: LED PAR 38 - High Efficiency | 2043 | FIXED_OM | NEW | food service | USD/gigalumen_year | us | us | 5919442543.1602
commercial lighting | Lamp: LED PAR 38 - High Efficiency | 2043 | FIXED_OM | NEW | health | USD/gigalumen_year | us | us | 5919442543.1602
commercial lighting | Lamp: LED PAR 38 - High Efficiency | 2043 | FIXED_OM | NEW | lodging | USD/gigalumen_year | us | us | 5919442543.1602
commercial lighting | Lamp: LED PAR 38 - High Efficiency | 2043 | FIXED_OM | NEW | merc/service | USD/gigalumen_year | us | us | 5919442543.1602
commercial lighting | Lamp: LED PAR 38 - High Efficiency | 2043 | FIXED_OM | NEW | office-large | USD/gigalumen_year | us | us | 5919442543.1602
commercial lighting | Lamp: LED PAR 38 - High Efficiency | 2043 | FIXED_OM | NEW | office-small | USD/gigalumen_year | us | us | 5919442543.1602
commercial lighting | Lamp: LED PAR 38 - High Efficiency | 2043 | FIXED_OM | NEW | other | USD/gigalumen_year | us | us | 5919442543.1602
commercial lighting | Lamp: LED PAR 38 - High Efficiency | 2043 | FIXED_OM | NEW | warehouse | USD/gigalumen_year | us | us | 5919442543.1602
commercial lighting | Lamp: LED PAR 38 - High Efficiency | 2043 | FIXED_OM | REPLACEMENT | assembly | USD/gigalumen_year | us | us | 5919442543.1602
commercial lighting | Lamp: LED PAR 38 - High Efficiency | 2043 | FIXED_OM | REPLACEMENT | education | USD/gigalumen_year | us | us | 5919442543.1602
commercial lighting | Lamp: LED PAR 38 - High Efficiency | 2043 | FIXED_OM | REPLACEMENT | food sales | USD/gigalumen_year | us | us | 5919442543.1602
commercial lighting | Lamp: LED PAR 38 - High Efficiency | 2043 | FIXED_OM | REPLACEMENT | food service | USD/gigalumen_year | us | us | 5919442543.1602
commercial lighting | Lamp: LED PAR 38 - High Efficiency | 2043 | FIXED_OM | REPLACEMENT | health | USD/gigalumen_year | us | us | 5919442543.1602
commercial lighting | Lamp: LED PAR 38 - High Efficiency | 2043 | FIXED_OM | REPLACEMENT | lodging | USD/gigalumen_year | us | us | 5919442543.1602
commercial lighting | Lamp: LED PAR 38 - High Efficiency | 2043 | FIXED_OM | REPLACEMENT | merc/service | USD/gigalumen_year | us | us | 5919442543.1602
commercial lighting | Lamp: LED PAR 38 - High Efficiency | 2043 | FIXED_OM | REPLACEMENT | office-large | USD/gigalumen_year | us | us | 5919442543.1602
commercial lighting | Lamp: LED PAR 38 - High Efficiency | 2043 | FIXED_OM | REPLACEMENT | office-small | USD/gigalumen_year | us | us | 5919442543.1602
commercial lighting | Lamp: LED PAR 38 - High Efficiency | 2043 | FIXED_OM | REPLACEMENT | other | USD/gigalumen_year | us | us | 5919442543.1602
commercial lighting | Lamp: LED PAR 38 - High Efficiency | 2043 | FIXED_OM | REPLACEMENT | warehouse | USD/gigalumen_year | us | us | 5919442543.1602
commercial lighting | Lamp: LED PAR 38 - High Efficiency | 2044 | CAPITAL | NEW | assembly | USD/gigalumen_year | us | us | 76764834250.1883
commercial lighting | Lamp: LED PAR 38 - High Efficiency | 2044 | CAPITAL | NEW | education | USD/gigalumen_year | us | us | 76764834250.1883
commercial lighting | Lamp: LED PAR 38 - High Efficiency | 2044 | CAPITAL | NEW | food sales | USD/gigalumen_year | us | us | 76764834250.1883
commercial lighting | Lamp: LED PAR 38 - High Efficiency | 2044 | CAPITAL | NEW | food service | USD/gigalumen_year | us | us | 76764834250.1883
commercial lighting | Lamp: LED PAR 38 - High Efficiency | 2044 | CAPITAL | NEW | health | USD/gigalumen_year | us | us | 76764834250.1883
commercial lighting | Lamp: LED PAR 38 - High Efficiency | 2044 | CAPITAL | NEW | lodging | USD/gigalumen_year | us | us | 76764834250.1883
commercial lighting | Lamp: LED PAR 38 - High Efficiency | 2044 | CAPITAL | NEW | merc/service | USD/gigalumen_year | us | us | 76764834250.1883
commercial lighting | Lamp: LED PAR 38 - High Efficiency | 2044 | CAPITAL | NEW | office-large | USD/gigalumen_year | us | us | 76764834250.1883
commercial lighting | Lamp: LED PAR 38 - High Efficiency | 2044 | CAPITAL | NEW | office-small | USD/gigalumen_year | us | us | 76764834250.1883
commercial lighting | Lamp: LED PAR 38 - High Efficiency | 2044 | CAPITAL | NEW | other | USD/gigalumen_year | us | us | 76764834250.1883
commercial lighting | Lamp: LED PAR 38 - High Efficiency | 2044 | CAPITAL | NEW | warehouse | USD/gigalumen_year | us | us | 76764834250.1883
commercial lighting | Lamp: LED PAR 38 - High Efficiency | 2044 | CAPITAL | REPLACEMENT | assembly | USD/gigalumen_year | us | us | 76764834250.1883
commercial lighting | Lamp: LED PAR 38 - High Efficiency | 2044 | CAPITAL | REPLACEMENT | education | USD/gigalumen_year | us | us | 76764834250.1883
commercial lighting | Lamp: LED PAR 38 - High Efficiency | 2044 | CAPITAL | REPLACEMENT | food sales | USD/gigalumen_year | us | us | 76764834250.1883
commercial lighting | Lamp: LED PAR 38 - High Efficiency | 2044 | CAPITAL | REPLACEMENT | food service | USD/gigalumen_year | us | us | 76764834250.1883
commercial lighting | Lamp: LED PAR 38 - High Efficiency | 2044 | CAPITAL | REPLACEMENT | health | USD/gigalumen_year | us | us | 76764834250.1883
commercial lighting | Lamp: LED PAR 38 - High Efficiency | 2044 | CAPITAL | REPLACEMENT | lodging | USD/gigalumen_year | us | us | 76764834250.1883
commercial lighting | Lamp: LED PAR 38 - High Efficiency | 2044 | CAPITAL | REPLACEMENT | merc/service | USD/gigalumen_year | us | us | 76764834250.1883
commercial lighting | Lamp: LED PAR 38 - High Efficiency | 2044 | CAPITAL | REPLACEMENT | office-large | USD/gigalumen_year | us | us | 76764834250.1883
commercial lighting | Lamp: LED PAR 38 - High Efficiency | 2044 | CAPITAL | REPLACEMENT | office-small | USD/gigalumen_year | us | us | 76764834250.1883
commercial lighting | Lamp: LED PAR 38 - High Efficiency | 2044 | CAPITAL | REPLACEMENT | other | USD/gigalumen_year | us | us | 76764834250.1883
commercial lighting | Lamp: LED PAR 38 - High Efficiency | 2044 | CAPITAL | REPLACEMENT | warehouse | USD/gigalumen_year | us | us | 76764834250.1883
commercial lighting | Lamp: LED PAR 38 - High Efficiency | 2044 | FIXED_OM | NEW | assembly | USD/gigalumen_year | us | us | 5919442543.1602
commercial lighting | Lamp: LED PAR 38 - High Efficiency | 2044 | FIXED_OM | NEW | education | USD/gigalumen_year | us | us | 5919442543.1602
commercial lighting | Lamp: LED PAR 38 - High Efficiency | 2044 | FIXED_OM | NEW | food sales | USD/gigalumen_year | us | us | 5919442543.1602
commercial lighting | Lamp: LED PAR 38 - High Efficiency | 2044 | FIXED_OM | NEW | food service | USD/gigalumen_year | us | us | 5919442543.1602
commercial lighting | Lamp: LED PAR 38 - High Efficiency | 2044 | FIXED_OM | NEW | health | USD/gigalumen_year | us | us | 5919442543.1602
commercial lighting | Lamp: LED PAR 38 - High Efficiency | 2044 | FIXED_OM | NEW | lodging | USD/gigalumen_year | us | us | 5919442543.1602
commercial lighting | Lamp: LED PAR 38 - High Efficiency | 2044 | FIXED_OM | NEW | merc/service | USD/gigalumen_year | us | us | 5919442543.1602
commercial lighting | Lamp: LED PAR 38 - High Efficiency | 2044 | FIXED_OM | NEW | office-large | USD/gigalumen_year | us | us | 5919442543.1602
commercial lighting | Lamp: LED PAR 38 - High Efficiency | 2044 | FIXED_OM | NEW | office-small | USD/gigalumen_year | us | us | 5919442543.1602
commercial lighting | Lamp: LED PAR 38 - High Efficiency | 2044 | FIXED_OM | NEW | other | USD/gigalumen_year | us | us | 5919442543.1602
commercial lighting | Lamp: LED PAR 38 - High Efficiency | 2044 | FIXED_OM | NEW | warehouse | USD/gigalumen_year | us | us | 5919442543.1602
commercial lighting | Lamp: LED PAR 38 - High Efficiency | 2044 | FIXED_OM | REPLACEMENT | assembly | USD/gigalumen_year | us | us | 5919442543.1602
commercial lighting | Lamp: LED PAR 38 - High Efficiency | 2044 | FIXED_OM | REPLACEMENT | education | USD/gigalumen_year | us | us | 5919442543.1602
commercial lighting | Lamp: LED PAR 38 - High Efficiency | 2044 | FIXED_OM | REPLACEMENT | food sales | USD/gigalumen_year | us | us | 5919442543.1602
commercial lighting | Lamp: LED PAR 38 - High Efficiency | 2044 | FIXED_OM | REPLACEMENT | food service | USD/gigalumen_year | us | us | 5919442543.1602
commercial lighting | Lamp: LED PAR 38 - High Efficiency | 2044 | FIXED_OM | REPLACEMENT | health | USD/gigalumen_year | us | us | 5919442543.1602
commercial lighting | Lamp: LED PAR 38 - High Efficiency | 2044 | FIXED_OM | REPLACEMENT | lodging | USD/gigalumen_year | us | us | 5919442543.1602
commercial lighting | Lamp: LED PAR 38 - High Efficiency | 2044 | FIXED_OM | REPLACEMENT | merc/service | USD/gigalumen_year | us | us | 5919442543.1602
commercial lighting | Lamp: LED PAR 38 - High Efficiency | 2044 | FIXED_OM | REPLACEMENT | office-large | USD/gigalumen_year | us | us | 5919442543.1602
commercial lighting | Lamp: LED PAR 38 - High Efficiency | 2044 | FIXED_OM | REPLACEMENT | office-small | USD/gigalumen_year | us | us | 5919442543.1602
commercial lighting | Lamp: LED PAR 38 - High Efficiency | 2044 | FIXED_OM | REPLACEMENT | other | USD/gigalumen_year | us | us | 5919442543.1602
commercial lighting | Lamp: LED PAR 38 - High Efficiency | 2044 | FIXED_OM | REPLACEMENT | warehouse | USD/gigalumen_year | us | us | 5919442543.1602
commercial lighting | Lamp: LED PAR 38 - High Efficiency | 2045 | CAPITAL | NEW | assembly | USD/gigalumen_year | us | us | 76764834250.1883
commercial lighting | Lamp: LED PAR 38 - High Efficiency | 2045 | CAPITAL | NEW | education | USD/gigalumen_year | us | us | 76764834250.1883
commercial lighting | Lamp: LED PAR 38 - High Efficiency | 2045 | CAPITAL | NEW | food sales | USD/gigalumen_year | us | us | 76764834250.1883
commercial lighting | Lamp: LED PAR 38 - High Efficiency | 2045 | CAPITAL | NEW | food service | USD/gigalumen_year | us | us | 76764834250.1883
commercial lighting | Lamp: LED PAR 38 - High Efficiency | 2045 | CAPITAL | NEW | health | USD/gigalumen_year | us | us | 76764834250.1883
commercial lighting | Lamp: LED PAR 38 - High Efficiency | 2045 | CAPITAL | NEW | lodging | USD/gigalumen_year | us | us | 76764834250.1883
commercial lighting | Lamp: LED PAR 38 - High Efficiency | 2045 | CAPITAL | NEW | merc/service | USD/gigalumen_year | us | us | 76764834250.1883
commercial lighting | Lamp: LED PAR 38 - High Efficiency | 2045 | CAPITAL | NEW | office-large | USD/gigalumen_year | us | us | 76764834250.1883
commercial lighting | Lamp: LED PAR 38 - High Efficiency | 2045 | CAPITAL | NEW | office-small | USD/gigalumen_year | us | us | 76764834250.1883
commercial lighting | Lamp: LED PAR 38 - High Efficiency | 2045 | CAPITAL | NEW | other | USD/gigalumen_year | us | us | 76764834250.1883
commercial lighting | Lamp: LED PAR 38 - High Efficiency | 2045 | CAPITAL | NEW | warehouse | USD/gigalumen_year | us | us | 76764834250.1883
commercial lighting | Lamp: LED PAR 38 - High Efficiency | 2045 | CAPITAL | REPLACEMENT | assembly | USD/gigalumen_year | us | us | 76764834250.1883
commercial lighting | Lamp: LED PAR 38 - High Efficiency | 2045 | CAPITAL | REPLACEMENT | education | USD/gigalumen_year | us | us | 76764834250.1883
commercial lighting | Lamp: LED PAR 38 - High Efficiency | 2045 | CAPITAL | REPLACEMENT | food sales | USD/gigalumen_year | us | us | 76764834250.1883
commercial lighting | Lamp: LED PAR 38 - High Efficiency | 2045 | CAPITAL | REPLACEMENT | food service | USD/gigalumen_year | us | us | 76764834250.1883
commercial lighting | Lamp: LED PAR 38 - High Efficiency | 2045 | CAPITAL | REPLACEMENT | health | USD/gigalumen_year | us | us | 76764834250.1883
commercial lighting | Lamp: LED PAR 38 - High Efficiency | 2045 | CAPITAL | REPLACEMENT | lodging | USD/gigalumen_year | us | us | 76764834250.1883
commercial lighting | Lamp: LED PAR 38 - High Efficiency | 2045 | CAPITAL | REPLACEMENT | merc/service | USD/gigalumen_year | us | us | 76764834250.1883
commercial lighting | Lamp: LED PAR 38 - High Efficiency | 2045 | CAPITAL | REPLACEMENT | office-large | USD/gigalumen_year | us | us | 76764834250.1883
commercial lighting | Lamp: LED PAR 38 - High Efficiency | 2045 | CAPITAL | REPLACEMENT | office-small | USD/gigalumen_year | us | us | 76764834250.1883
commercial lighting | Lamp: LED PAR 38 - High Efficiency | 2045 | CAPITAL | REPLACEMENT | other | USD/gigalumen_year | us | us | 76764834250.1883
commercial lighting | Lamp: LED PAR 38 - High Efficiency | 2045 | CAPITAL | REPLACEMENT | warehouse | USD/gigalumen_year | us | us | 76764834250.1883
commercial lighting | Lamp: LED PAR 38 - High Efficiency | 2045 | FIXED_OM | NEW | assembly | USD/gigalumen_year | us | us | 5919442543.1602
commercial lighting | Lamp: LED PAR 38 - High Efficiency | 2045 | FIXED_OM | NEW | education | USD/gigalumen_year | us | us | 5919442543.1602
commercial lighting | Lamp: LED PAR 38 - High Efficiency | 2045 | FIXED_OM | NEW | food sales | USD/gigalumen_year | us | us | 5919442543.1602
commercial lighting | Lamp: LED PAR 38 - High Efficiency | 2045 | FIXED_OM | NEW | food service | USD/gigalumen_year | us | us | 5919442543.1602
commercial lighting | Lamp: LED PAR 38 - High Efficiency | 2045 | FIXED_OM | NEW | health | USD/gigalumen_year | us | us | 5919442543.1602
commercial lighting | Lamp: LED PAR 38 - High Efficiency | 2045 | FIXED_OM | NEW | lodging | USD/gigalumen_year | us | us | 5919442543.1602
commercial lighting | Lamp: LED PAR 38 - High Efficiency | 2045 | FIXED_OM | NEW | merc/service | USD/gigalumen_year | us | us | 5919442543.1602
commercial lighting | Lamp: LED PAR 38 - High Efficiency | 2045 | FIXED_OM | NEW | office-large | USD/gigalumen_year | us | us | 5919442543.1602
commercial lighting | Lamp: LED PAR 38 - High Efficiency | 2045 | FIXED_OM | NEW | office-small | USD/gigalumen_year | us | us | 5919442543.1602
commercial lighting | Lamp: LED PAR 38 - High Efficiency | 2045 | FIXED_OM | NEW | other | USD/gigalumen_year | us | us | 5919442543.1602
commercial lighting | Lamp: LED PAR 38 - High Efficiency | 2045 | FIXED_OM | NEW | warehouse | USD/gigalumen_year | us | us | 5919442543.1602
commercial lighting | Lamp: LED PAR 38 - High Efficiency | 2045 | FIXED_OM | REPLACEMENT | assembly | USD/gigalumen_year | us | us | 5919442543.1602
commercial lighting | Lamp: LED PAR 38 - High Efficiency | 2045 | FIXED_OM | REPLACEMENT | education | USD/gigalumen_year | us | us | 5919442543.1602
commercial lighting | Lamp: LED PAR 38 - High Efficiency | 2045 | FIXED_OM | REPLACEMENT | food sales | USD/gigalumen_year | us | us | 5919442543.1602
commercial lighting | Lamp: LED PAR 38 - High Efficiency | 2045 | FIXED_OM | REPLACEMENT | food service | USD/gigalumen_year | us | us | 5919442543.1602
commercial lighting | Lamp: LED PAR 38 - High Efficiency | 2045 | FIXED_OM | REPLACEMENT | health | USD/gigalumen_year | us | us | 5919442543.1602
commercial lighting | Lamp: LED PAR 38 - High Efficiency | 2045 | FIXED_OM | REPLACEMENT | lodging | USD/gigalumen_year | us | us | 5919442543.1602
commercial lighting | Lamp: LED PAR 38 - High Efficiency | 2045 | FIXED_OM | REPLACEMENT | merc/service | USD/gigalumen_year | us | us | 5919442543.1602
commercial lighting | Lamp: LED PAR 38 - High Efficiency | 2045 | FIXED_OM | REPLACEMENT | office-large | USD/gigalumen_year | us | us | 5919442543.1602
commercial lighting | Lamp: LED PAR 38 - High Efficiency | 2045 | FIXED_OM | REPLACEMENT | office-small | USD/gigalumen_year | us | us | 5919442543.1602
commercial lighting | Lamp: LED PAR 38 - High Efficiency | 2045 | FIXED_OM | REPLACEMENT | other | USD/gigalumen_year | us | us | 5919442543.1602
commercial lighting | Lamp: LED PAR 38 - High Efficiency | 2045 | FIXED_OM | REPLACEMENT | warehouse | USD/gigalumen_year | us | us | 5919442543.1602
commercial lighting | Lamp: LED PAR 38 - High Efficiency | 2046 | CAPITAL | NEW | assembly | USD/gigalumen_year | us | us | 76764834250.1883
commercial lighting | Lamp: LED PAR 38 - High Efficiency | 2046 | CAPITAL | NEW | education | USD/gigalumen_year | us | us | 76764834250.1883
commercial lighting | Lamp: LED PAR 38 - High Efficiency | 2046 | CAPITAL | NEW | food sales | USD/gigalumen_year | us | us | 76764834250.1883
commercial lighting | Lamp: LED PAR 38 - High Efficiency | 2046 | CAPITAL | NEW | food service | USD/gigalumen_year | us | us | 76764834250.1883
commercial lighting | Lamp: LED PAR 38 - High Efficiency | 2046 | CAPITAL | NEW | health | USD/gigalumen_year | us | us | 76764834250.1883
commercial lighting | Lamp: LED PAR 38 - High Efficiency | 2046 | CAPITAL | NEW | lodging | USD/gigalumen_year | us | us | 76764834250.1883
commercial lighting | Lamp: LED PAR 38 - High Efficiency | 2046 | CAPITAL | NEW | merc/service | USD/gigalumen_year | us | us | 76764834250.1883
commercial lighting | Lamp: LED PAR 38 - High Efficiency | 2046 | CAPITAL | NEW | office-large | USD/gigalumen_year | us | us | 76764834250.1883
commercial lighting | Lamp: LED PAR 38 - High Efficiency | 2046 | CAPITAL | NEW | office-small | USD/gigalumen_year | us | us | 76764834250.1883
commercial lighting | Lamp: LED PAR 38 - High Efficiency | 2046 | CAPITAL | NEW | other | USD/gigalumen_year | us | us | 76764834250.1883
commercial lighting | Lamp: LED PAR 38 - High Efficiency | 2046 | CAPITAL | NEW | warehouse | USD/gigalumen_year | us | us | 76764834250.1883
commercial lighting | Lamp: LED PAR 38 - High Efficiency | 2046 | CAPITAL | REPLACEMENT | assembly | USD/gigalumen_year | us | us | 76764834250.1883
commercial lighting | Lamp: LED PAR 38 - High Efficiency | 2046 | CAPITAL | REPLACEMENT | education | USD/gigalumen_year | us | us | 76764834250.1883
commercial lighting | Lamp: LED PAR 38 - High Efficiency | 2046 | CAPITAL | REPLACEMENT | food sales | USD/gigalumen_year | us | us | 76764834250.1883
commercial lighting | Lamp: LED PAR 38 - High Efficiency | 2046 | CAPITAL | REPLACEMENT | food service | USD/gigalumen_year | us | us | 76764834250.1883
commercial lighting | Lamp: LED PAR 38 - High Efficiency | 2046 | CAPITAL | REPLACEMENT | health | USD/gigalumen_year | us | us | 76764834250.1883
commercial lighting | Lamp: LED PAR 38 - High Efficiency | 2046 | CAPITAL | REPLACEMENT | lodging | USD/gigalumen_year | us | us | 76764834250.1883
commercial lighting | Lamp: LED PAR 38 - High Efficiency | 2046 | CAPITAL | REPLACEMENT | merc/service | USD/gigalumen_year | us | us | 76764834250.1883
commercial lighting | Lamp: LED PAR 38 - High Efficiency | 2046 | CAPITAL | REPLACEMENT | office-large | USD/gigalumen_year | us | us | 76764834250.1883
commercial lighting | Lamp: LED PAR 38 - High Efficiency | 2046 | CAPITAL | REPLACEMENT | office-small | USD/gigalumen_year | us | us | 76764834250.1883
commercial lighting | Lamp: LED PAR 38 - High Efficiency | 2046 | CAPITAL | REPLACEMENT | other | USD/gigalumen_year | us | us | 76764834250.1883
commercial lighting | Lamp: LED PAR 38 - High Efficiency | 2046 | CAPITAL | REPLACEMENT | warehouse | USD/gigalumen_year | us | us | 76764834250.1883
commercial lighting | Lamp: LED PAR 38 - High Efficiency | 2046 | FIXED_OM | NEW | assembly | USD/gigalumen_year | us | us | 5919442543.1602
commercial lighting | Lamp: LED PAR 38 - High Efficiency | 2046 | FIXED_OM | NEW | education | USD/gigalumen_year | us | us | 5919442543.1602
commercial lighting | Lamp: LED PAR 38 - High Efficiency | 2046 | FIXED_OM | NEW | food sales | USD/gigalumen_year | us | us | 5919442543.1602
commercial lighting | Lamp: LED PAR 38 - High Efficiency | 2046 | FIXED_OM | NEW | food service | USD/gigalumen_year | us | us | 5919442543.1602
commercial lighting | Lamp: LED PAR 38 - High Efficiency | 2046 | FIXED_OM | NEW | health | USD/gigalumen_year | us | us | 5919442543.1602
commercial lighting | Lamp: LED PAR 38 - High Efficiency | 2046 | FIXED_OM | NEW | lodging | USD/gigalumen_year | us | us | 5919442543.1602
commercial lighting | Lamp: LED PAR 38 - High Efficiency | 2046 | FIXED_OM | NEW | merc/service | USD/gigalumen_year | us | us | 5919442543.1602
commercial lighting | Lamp: LED PAR 38 - High Efficiency | 2046 | FIXED_OM | NEW | office-large | USD/gigalumen_year | us | us | 5919442543.1602
commercial lighting | Lamp: LED PAR 38 - High Efficiency | 2046 | FIXED_OM | NEW | office-small | USD/gigalumen_year | us | us | 5919442543.1602
commercial lighting | Lamp: LED PAR 38 - High Efficiency | 2046 | FIXED_OM | NEW | other | USD/gigalumen_year | us | us | 5919442543.1602
commercial lighting | Lamp: LED PAR 38 - High Efficiency | 2046 | FIXED_OM | NEW | warehouse | USD/gigalumen_year | us | us | 5919442543.1602
commercial lighting | Lamp: LED PAR 38 - High Efficiency | 2046 | FIXED_OM | REPLACEMENT | assembly | USD/gigalumen_year | us | us | 5919442543.1602
commercial lighting | Lamp: LED PAR 38 - High Efficiency | 2046 | FIXED_OM | REPLACEMENT | education | USD/gigalumen_year | us | us | 5919442543.1602
commercial lighting | Lamp: LED PAR 38 - High Efficiency | 2046 | FIXED_OM | REPLACEMENT | food sales | USD/gigalumen_year | us | us | 5919442543.1602
commercial lighting | Lamp: LED PAR 38 - High Efficiency | 2046 | FIXED_OM | REPLACEMENT | food service | USD/gigalumen_year | us | us | 5919442543.1602
commercial lighting | Lamp: LED PAR 38 - High Efficiency | 2046 | FIXED_OM | REPLACEMENT | health | USD/gigalumen_year | us | us | 5919442543.1602
commercial lighting | Lamp: LED PAR 38 - High Efficiency | 2046 | FIXED_OM | REPLACEMENT | lodging | USD/gigalumen_year | us | us | 5919442543.1602
commercial lighting | Lamp: LED PAR 38 - High Efficiency | 2046 | FIXED_OM | REPLACEMENT | merc/service | USD/gigalumen_year | us | us | 5919442543.1602
commercial lighting | Lamp: LED PAR 38 - High Efficiency | 2046 | FIXED_OM | REPLACEMENT | office-large | USD/gigalumen_year | us | us | 5919442543.1602
commercial lighting | Lamp: LED PAR 38 - High Efficiency | 2046 | FIXED_OM | REPLACEMENT | office-small | USD/gigalumen_year | us | us | 5919442543.1602
commercial lighting | Lamp: LED PAR 38 - High Efficiency | 2046 | FIXED_OM | REPLACEMENT | other | USD/gigalumen_year | us | us | 5919442543.1602
commercial lighting | Lamp: LED PAR 38 - High Efficiency | 2046 | FIXED_OM | REPLACEMENT | warehouse | USD/gigalumen_year | us | us | 5919442543.1602
commercial lighting | Lamp: LED PAR 38 - High Efficiency | 2047 | CAPITAL | NEW | assembly | USD/gigalumen_year | us | us | 76764834250.1883
commercial lighting | Lamp: LED PAR 38 - High Efficiency | 2047 | CAPITAL | NEW | education | USD/gigalumen_year | us | us | 76764834250.1883
commercial lighting | Lamp: LED PAR 38 - High Efficiency | 2047 | CAPITAL | NEW | food sales | USD/gigalumen_year | us | us | 76764834250.1883
commercial lighting | Lamp: LED PAR 38 - High Efficiency | 2047 | CAPITAL | NEW | food service | USD/gigalumen_year | us | us | 76764834250.1883
commercial lighting | Lamp: LED PAR 38 - High Efficiency | 2047 | CAPITAL | NEW | health | USD/gigalumen_year | us | us | 76764834250.1883
commercial lighting | Lamp: LED PAR 38 - High Efficiency | 2047 | CAPITAL | NEW | lodging | USD/gigalumen_year | us | us | 76764834250.1883
commercial lighting | Lamp: LED PAR 38 - High Efficiency | 2047 | CAPITAL | NEW | merc/service | USD/gigalumen_year | us | us | 76764834250.1883
commercial lighting | Lamp: LED PAR 38 - High Efficiency | 2047 | CAPITAL | NEW | office-large | USD/gigalumen_year | us | us | 76764834250.1883
commercial lighting | Lamp: LED PAR 38 - High Efficiency | 2047 | CAPITAL | NEW | office-small | USD/gigalumen_year | us | us | 76764834250.1883
commercial lighting | Lamp: LED PAR 38 - High Efficiency | 2047 | CAPITAL | NEW | other | USD/gigalumen_year | us | us | 76764834250.1883
commercial lighting | Lamp: LED PAR 38 - High Efficiency | 2047 | CAPITAL | NEW | warehouse | USD/gigalumen_year | us | us | 76764834250.1883
commercial lighting | Lamp: LED PAR 38 - High Efficiency | 2047 | CAPITAL | REPLACEMENT | assembly | USD/gigalumen_year | us | us | 76764834250.1883
commercial lighting | Lamp: LED PAR 38 - High Efficiency | 2047 | CAPITAL | REPLACEMENT | education | USD/gigalumen_year | us | us | 76764834250.1883
commercial lighting | Lamp: LED PAR 38 - High Efficiency | 2047 | CAPITAL | REPLACEMENT | food sales | USD/gigalumen_year | us | us | 76764834250.1883
commercial lighting | Lamp: LED PAR 38 - High Efficiency | 2047 | CAPITAL | REPLACEMENT | food service | USD/gigalumen_year | us | us | 76764834250.1883
commercial lighting | Lamp: LED PAR 38 - High Efficiency | 2047 | CAPITAL | REPLACEMENT | health | USD/gigalumen_year | us | us | 76764834250.1883
commercial lighting | Lamp: LED PAR 38 - High Efficiency | 2047 | CAPITAL | REPLACEMENT | lodging | USD/gigalumen_year | us | us | 76764834250.1883
commercial lighting | Lamp: LED PAR 38 - High Efficiency | 2047 | CAPITAL | REPLACEMENT | merc/service | USD/gigalumen_year | us | us | 76764834250.1883
commercial lighting | Lamp: LED PAR 38 - High Efficiency | 2047 | CAPITAL | REPLACEMENT | office-large | USD/gigalumen_year | us | us | 76764834250.1883
commercial lighting | Lamp: LED PAR 38 - High Efficiency | 2047 | CAPITAL | REPLACEMENT | office-small | USD/gigalumen_year | us | us | 76764834250.1883
commercial lighting | Lamp: LED PAR 38 - High Efficiency | 2047 | CAPITAL | REPLACEMENT | other | USD/gigalumen_year | us | us | 76764834250.1883
commercial lighting | Lamp: LED PAR 38 - High Efficiency | 2047 | CAPITAL | REPLACEMENT | warehouse | USD/gigalumen_year | us | us | 76764834250.1883
commercial lighting | Lamp: LED PAR 38 - High Efficiency | 2047 | FIXED_OM | NEW | assembly | USD/gigalumen_year | us | us | 5919442543.1602
commercial lighting | Lamp: LED PAR 38 - High Efficiency | 2047 | FIXED_OM | NEW | education | USD/gigalumen_year | us | us | 5919442543.1602
commercial lighting | Lamp: LED PAR 38 - High Efficiency | 2047 | FIXED_OM | NEW | food sales | USD/gigalumen_year | us | us | 5919442543.1602
commercial lighting | Lamp: LED PAR 38 - High Efficiency | 2047 | FIXED_OM | NEW | food service | USD/gigalumen_year | us | us | 5919442543.1602
commercial lighting | Lamp: LED PAR 38 - High Efficiency | 2047 | FIXED_OM | NEW | health | USD/gigalumen_year | us | us | 5919442543.1602
commercial lighting | Lamp: LED PAR 38 - High Efficiency | 2047 | FIXED_OM | NEW | lodging | USD/gigalumen_year | us | us | 5919442543.1602
commercial lighting | Lamp: LED PAR 38 - High Efficiency | 2047 | FIXED_OM | NEW | merc/service | USD/gigalumen_year | us | us | 5919442543.1602
commercial lighting | Lamp: LED PAR 38 - High Efficiency | 2047 | FIXED_OM | NEW | office-large | USD/gigalumen_year | us | us | 5919442543.1602
commercial lighting | Lamp: LED PAR 38 - High Efficiency | 2047 | FIXED_OM | NEW | office-small | USD/gigalumen_year | us | us | 5919442543.1602
commercial lighting | Lamp: LED PAR 38 - High Efficiency | 2047 | FIXED_OM | NEW | other | USD/gigalumen_year | us | us | 5919442543.1602
commercial lighting | Lamp: LED PAR 38 - High Efficiency | 2047 | FIXED_OM | NEW | warehouse | USD/gigalumen_year | us | us | 5919442543.1602
commercial lighting | Lamp: LED PAR 38 - High Efficiency | 2047 | FIXED_OM | REPLACEMENT | assembly | USD/gigalumen_year | us | us | 5919442543.1602
commercial lighting | Lamp: LED PAR 38 - High Efficiency | 2047 | FIXED_OM | REPLACEMENT | education | USD/gigalumen_year | us | us | 5919442543.1602
commercial lighting | Lamp: LED PAR 38 - High Efficiency | 2047 | FIXED_OM | REPLACEMENT | food sales | USD/gigalumen_year | us | us | 5919442543.1602
commercial lighting | Lamp: LED PAR 38 - High Efficiency | 2047 | FIXED_OM | REPLACEMENT | food service | USD/gigalumen_year | us | us | 5919442543.1602
commercial lighting | Lamp: LED PAR 38 - High Efficiency | 2047 | FIXED_OM | REPLACEMENT | health | USD/gigalumen_year | us | us | 5919442543.1602
commercial lighting | Lamp: LED PAR 38 - High Efficiency | 2047 | FIXED_OM | REPLACEMENT | lodging | USD/gigalumen_year | us | us | 5919442543.1602
commercial lighting | Lamp: LED PAR 38 - High Efficiency | 2047 | FIXED_OM | REPLACEMENT | merc/service | USD/gigalumen_year | us | us | 5919442543.1602
commercial lighting | Lamp: LED PAR 38 - High Efficiency | 2047 | FIXED_OM | REPLACEMENT | office-large | USD/gigalumen_year | us | us | 5919442543.1602
commercial lighting | Lamp: LED PAR 38 - High Efficiency | 2047 | FIXED_OM | REPLACEMENT | office-small | USD/gigalumen_year | us | us | 5919442543.1602
commercial lighting | Lamp: LED PAR 38 - High Efficiency | 2047 | FIXED_OM | REPLACEMENT | other | USD/gigalumen_year | us | us | 5919442543.1602
commercial lighting | Lamp: LED PAR 38 - High Efficiency | 2047 | FIXED_OM | REPLACEMENT | warehouse | USD/gigalumen_year | us | us | 5919442543.1602
commercial lighting | Lamp: LED PAR 38 - High Efficiency | 2048 | CAPITAL | NEW | assembly | USD/gigalumen_year | us | us | 76764834250.1883
commercial lighting | Lamp: LED PAR 38 - High Efficiency | 2048 | CAPITAL | NEW | education | USD/gigalumen_year | us | us | 76764834250.1883
commercial lighting | Lamp: LED PAR 38 - High Efficiency | 2048 | CAPITAL | NEW | food sales | USD/gigalumen_year | us | us | 76764834250.1883
commercial lighting | Lamp: LED PAR 38 - High Efficiency | 2048 | CAPITAL | NEW | food service | USD/gigalumen_year | us | us | 76764834250.1883
commercial lighting | Lamp: LED PAR 38 - High Efficiency | 2048 | CAPITAL | NEW | health | USD/gigalumen_year | us | us | 76764834250.1883
commercial lighting | Lamp: LED PAR 38 - High Efficiency | 2048 | CAPITAL | NEW | lodging | USD/gigalumen_year | us | us | 76764834250.1883
commercial lighting | Lamp: LED PAR 38 - High Efficiency | 2048 | CAPITAL | NEW | merc/service | USD/gigalumen_year | us | us | 76764834250.1883
commercial lighting | Lamp: LED PAR 38 - High Efficiency | 2048 | CAPITAL | NEW | office-large | USD/gigalumen_year | us | us | 76764834250.1883
commercial lighting | Lamp: LED PAR 38 - High Efficiency | 2048 | CAPITAL | NEW | office-small | USD/gigalumen_year | us | us | 76764834250.1883
commercial lighting | Lamp: LED PAR 38 - High Efficiency | 2048 | CAPITAL | NEW | other | USD/gigalumen_year | us | us | 76764834250.1883
commercial lighting | Lamp: LED PAR 38 - High Efficiency | 2048 | CAPITAL | NEW | warehouse | USD/gigalumen_year | us | us | 76764834250.1883
commercial lighting | Lamp: LED PAR 38 - High Efficiency | 2048 | CAPITAL | REPLACEMENT | assembly | USD/gigalumen_year | us | us | 76764834250.1883
commercial lighting | Lamp: LED PAR 38 - High Efficiency | 2048 | CAPITAL | REPLACEMENT | education | USD/gigalumen_year | us | us | 76764834250.1883
commercial lighting | Lamp: LED PAR 38 - High Efficiency | 2048 | CAPITAL | REPLACEMENT | food sales | USD/gigalumen_year | us | us | 76764834250.1883
commercial lighting | Lamp: LED PAR 38 - High Efficiency | 2048 | CAPITAL | REPLACEMENT | food service | USD/gigalumen_year | us | us | 76764834250.1883
commercial lighting | Lamp: LED PAR 38 - High Efficiency | 2048 | CAPITAL | REPLACEMENT | health | USD/gigalumen_year | us | us | 76764834250.1883
commercial lighting | Lamp: LED PAR 38 - High Efficiency | 2048 | CAPITAL | REPLACEMENT | lodging | USD/gigalumen_year | us | us | 76764834250.1883
commercial lighting | Lamp: LED PAR 38 - High Efficiency | 2048 | CAPITAL | REPLACEMENT | merc/service | USD/gigalumen_year | us | us | 76764834250.1883
commercial lighting | Lamp: LED PAR 38 - High Efficiency | 2048 | CAPITAL | REPLACEMENT | office-large | USD/gigalumen_year | us | us | 76764834250.1883
commercial lighting | Lamp: LED PAR 38 - High Efficiency | 2048 | CAPITAL | REPLACEMENT | office-small | USD/gigalumen_year | us | us | 76764834250.1883
commercial lighting | Lamp: LED PAR 38 - High Efficiency | 2048 | CAPITAL | REPLACEMENT | other | USD/gigalumen_year | us | us | 76764834250.1883
commercial lighting | Lamp: LED PAR 38 - High Efficiency | 2048 | CAPITAL | REPLACEMENT | warehouse | USD/gigalumen_year | us | us | 76764834250.1883
commercial lighting | Lamp: LED PAR 38 - High Efficiency | 2048 | FIXED_OM | NEW | assembly | USD/gigalumen_year | us | us | 5919442543.1602
commercial lighting | Lamp: LED PAR 38 - High Efficiency | 2048 | FIXED_OM | NEW | education | USD/gigalumen_year | us | us | 5919442543.1602
commercial lighting | Lamp: LED PAR 38 - High Efficiency | 2048 | FIXED_OM | NEW | food sales | USD/gigalumen_year | us | us | 5919442543.1602
commercial lighting | Lamp: LED PAR 38 - High Efficiency | 2048 | FIXED_OM | NEW | food service | USD/gigalumen_year | us | us | 5919442543.1602
commercial lighting | Lamp: LED PAR 38 - High Efficiency | 2048 | FIXED_OM | NEW | health | USD/gigalumen_year | us | us | 5919442543.1602
commercial lighting | Lamp: LED PAR 38 - High Efficiency | 2048 | FIXED_OM | NEW | lodging | USD/gigalumen_year | us | us | 5919442543.1602
commercial lighting | Lamp: LED PAR 38 - High Efficiency | 2048 | FIXED_OM | NEW | merc/service | USD/gigalumen_year | us | us | 5919442543.1602
commercial lighting | Lamp: LED PAR 38 - High Efficiency | 2048 | FIXED_OM | NEW | office-large | USD/gigalumen_year | us | us | 5919442543.1602
commercial lighting | Lamp: LED PAR 38 - High Efficiency | 2048 | FIXED_OM | NEW | office-small | USD/gigalumen_year | us | us | 5919442543.1602
commercial lighting | Lamp: LED PAR 38 - High Efficiency | 2048 | FIXED_OM | NEW | other | USD/gigalumen_year | us | us | 5919442543.1602
commercial lighting | Lamp: LED PAR 38 - High Efficiency | 2048 | FIXED_OM | NEW | warehouse | USD/gigalumen_year | us | us | 5919442543.1602
commercial lighting | Lamp: LED PAR 38 - High Efficiency | 2048 | FIXED_OM | REPLACEMENT | assembly | USD/gigalumen_year | us | us | 5919442543.1602
commercial lighting | Lamp: LED PAR 38 - High Efficiency | 2048 | FIXED_OM | REPLACEMENT | education | USD/gigalumen_year | us | us | 5919442543.1602
commercial lighting | Lamp: LED PAR 38 - High Efficiency | 2048 | FIXED_OM | REPLACEMENT | food sales | USD/gigalumen_year | us | us | 5919442543.1602
commercial lighting | Lamp: LED PAR 38 - High Efficiency | 2048 | FIXED_OM | REPLACEMENT | food service | USD/gigalumen_year | us | us | 5919442543.1602
commercial lighting | Lamp: LED PAR 38 - High Efficiency | 2048 | FIXED_OM | REPLACEMENT | health | USD/gigalumen_year | us | us | 5919442543.1602
commercial lighting | Lamp: LED PAR 38 - High Efficiency | 2048 | FIXED_OM | REPLACEMENT | lodging | USD/gigalumen_year | us | us | 5919442543.1602
commercial lighting | Lamp: LED PAR 38 - High Efficiency | 2048 | FIXED_OM | REPLACEMENT | merc/service | USD/gigalumen_year | us | us | 5919442543.1602
commercial lighting | Lamp: LED PAR 38 - High Efficiency | 2048 | FIXED_OM | REPLACEMENT | office-large | USD/gigalumen_year | us | us | 5919442543.1602
commercial lighting | Lamp: LED PAR 38 - High Efficiency | 2048 | FIXED_OM | REPLACEMENT | office-small | USD/gigalumen_year | us | us | 5919442543.1602
commercial lighting | Lamp: LED PAR 38 - High Efficiency | 2048 | FIXED_OM | REPLACEMENT | other | USD/gigalumen_year | us | us | 5919442543.1602
commercial lighting | Lamp: LED PAR 38 - High Efficiency | 2048 | FIXED_OM | REPLACEMENT | warehouse | USD/gigalumen_year | us | us | 5919442543.1602
commercial lighting | Lamp: LED PAR 38 - High Efficiency | 2049 | CAPITAL | NEW | assembly | USD/gigalumen_year | us | us | 76764834250.1883
commercial lighting | Lamp: LED PAR 38 - High Efficiency | 2049 | CAPITAL | NEW | education | USD/gigalumen_year | us | us | 76764834250.1883
commercial lighting | Lamp: LED PAR 38 - High Efficiency | 2049 | CAPITAL | NEW | food sales | USD/gigalumen_year | us | us | 76764834250.1883
commercial lighting | Lamp: LED PAR 38 - High Efficiency | 2049 | CAPITAL | NEW | food service | USD/gigalumen_year | us | us | 76764834250.1883
commercial lighting | Lamp: LED PAR 38 - High Efficiency | 2049 | CAPITAL | NEW | health | USD/gigalumen_year | us | us | 76764834250.1883
commercial lighting | Lamp: LED PAR 38 - High Efficiency | 2049 | CAPITAL | NEW | lodging | USD/gigalumen_year | us | us | 76764834250.1883
commercial lighting | Lamp: LED PAR 38 - High Efficiency | 2049 | CAPITAL | NEW | merc/service | USD/gigalumen_year | us | us | 76764834250.1883
commercial lighting | Lamp: LED PAR 38 - High Efficiency | 2049 | CAPITAL | NEW | office-large | USD/gigalumen_year | us | us | 76764834250.1883
commercial lighting | Lamp: LED PAR 38 - High Efficiency | 2049 | CAPITAL | NEW | office-small | USD/gigalumen_year | us | us | 76764834250.1883
commercial lighting | Lamp: LED PAR 38 - High Efficiency | 2049 | CAPITAL | NEW | other | USD/gigalumen_year | us | us | 76764834250.1883
commercial lighting | Lamp: LED PAR 38 - High Efficiency | 2049 | CAPITAL | NEW | warehouse | USD/gigalumen_year | us | us | 76764834250.1883
commercial lighting | Lamp: LED PAR 38 - High Efficiency | 2049 | CAPITAL | REPLACEMENT | assembly | USD/gigalumen_year | us | us | 76764834250.1883
commercial lighting | Lamp: LED PAR 38 - High Efficiency | 2049 | CAPITAL | REPLACEMENT | education | USD/gigalumen_year | us | us | 76764834250.1883
commercial lighting | Lamp: LED PAR 38 - High Efficiency | 2049 | CAPITAL | REPLACEMENT | food sales | USD/gigalumen_year | us | us | 76764834250.1883
commercial lighting | Lamp: LED PAR 38 - High Efficiency | 2049 | CAPITAL | REPLACEMENT | food service | USD/gigalumen_year | us | us | 76764834250.1883
commercial lighting | Lamp: LED PAR 38 - High Efficiency | 2049 | CAPITAL | REPLACEMENT | health | USD/gigalumen_year | us | us | 76764834250.1883
commercial lighting | Lamp: LED PAR 38 - High Efficiency | 2049 | CAPITAL | REPLACEMENT | lodging | USD/gigalumen_year | us | us | 76764834250.1883
commercial lighting | Lamp: LED PAR 38 - High Efficiency | 2049 | CAPITAL | REPLACEMENT | merc/service | USD/gigalumen_year | us | us | 76764834250.1883
commercial lighting | Lamp: LED PAR 38 - High Efficiency | 2049 | CAPITAL | REPLACEMENT | office-large | USD/gigalumen_year | us | us | 76764834250.1883
commercial lighting | Lamp: LED PAR 38 - High Efficiency | 2049 | CAPITAL | REPLACEMENT | office-small | USD/gigalumen_year | us | us | 76764834250.1883
commercial lighting | Lamp: LED PAR 38 - High Efficiency | 2049 | CAPITAL | REPLACEMENT | other | USD/gigalumen_year | us | us | 76764834250.1883
commercial lighting | Lamp: LED PAR 38 - High Efficiency | 2049 | CAPITAL | REPLACEMENT | warehouse | USD/gigalumen_year | us | us | 76764834250.1883
commercial lighting | Lamp: LED PAR 38 - High Efficiency | 2049 | FIXED_OM | NEW | assembly | USD/gigalumen_year | us | us | 5919442543.1602
commercial lighting | Lamp: LED PAR 38 - High Efficiency | 2049 | FIXED_OM | NEW | education | USD/gigalumen_year | us | us | 5919442543.1602
commercial lighting | Lamp: LED PAR 38 - High Efficiency | 2049 | FIXED_OM | NEW | food sales | USD/gigalumen_year | us | us | 5919442543.1602
commercial lighting | Lamp: LED PAR 38 - High Efficiency | 2049 | FIXED_OM | NEW | food service | USD/gigalumen_year | us | us | 5919442543.1602
commercial lighting | Lamp: LED PAR 38 - High Efficiency | 2049 | FIXED_OM | NEW | health | USD/gigalumen_year | us | us | 5919442543.1602
commercial lighting | Lamp: LED PAR 38 - High Efficiency | 2049 | FIXED_OM | NEW | lodging | USD/gigalumen_year | us | us | 5919442543.1602
commercial lighting | Lamp: LED PAR 38 - High Efficiency | 2049 | FIXED_OM | NEW | merc/service | USD/gigalumen_year | us | us | 5919442543.1602
commercial lighting | Lamp: LED PAR 38 - High Efficiency | 2049 | FIXED_OM | NEW | office-large | USD/gigalumen_year | us | us | 5919442543.1602
commercial lighting | Lamp: LED PAR 38 - High Efficiency | 2049 | FIXED_OM | NEW | office-small | USD/gigalumen_year | us | us | 5919442543.1602
commercial lighting | Lamp: LED PAR 38 - High Efficiency | 2049 | FIXED_OM | NEW | other | USD/gigalumen_year | us | us | 5919442543.1602
commercial lighting | Lamp: LED PAR 38 - High Efficiency | 2049 | FIXED_OM | NEW | warehouse | USD/gigalumen_year | us | us | 5919442543.1602
commercial lighting | Lamp: LED PAR 38 - High Efficiency | 2049 | FIXED_OM | REPLACEMENT | assembly | USD/gigalumen_year | us | us | 5919442543.1602
commercial lighting | Lamp: LED PAR 38 - High Efficiency | 2049 | FIXED_OM | REPLACEMENT | education | USD/gigalumen_year | us | us | 5919442543.1602
commercial lighting | Lamp: LED PAR 38 - High Efficiency | 2049 | FIXED_OM | REPLACEMENT | food sales | USD/gigalumen_year | us | us | 5919442543.1602
commercial lighting | Lamp: LED PAR 38 - High Efficiency | 2049 | FIXED_OM | REPLACEMENT | food service | USD/gigalumen_year | us | us | 5919442543.1602
commercial lighting | Lamp: LED PAR 38 - High Efficiency | 2049 | FIXED_OM | REPLACEMENT | health | USD/gigalumen_year | us | us | 5919442543.1602
commercial lighting | Lamp: LED PAR 38 - High Efficiency | 2049 | FIXED_OM | REPLACEMENT | lodging | USD/gigalumen_year | us | us | 5919442543.1602
commercial lighting | Lamp: LED PAR 38 - High Efficiency | 2049 | FIXED_OM | REPLACEMENT | merc/service | USD/gigalumen_year | us | us | 5919442543.1602
commercial lighting | Lamp: LED PAR 38 - High Efficiency | 2049 | FIXED_OM | REPLACEMENT | office-large | USD/gigalumen_year | us | us | 5919442543.1602
commercial lighting | Lamp: LED PAR 38 - High Efficiency | 2049 | FIXED_OM | REPLACEMENT | office-small | USD/gigalumen_year | us | us | 5919442543.1602
commercial lighting | Lamp: LED PAR 38 - High Efficiency | 2049 | FIXED_OM | REPLACEMENT | other | USD/gigalumen_year | us | us | 5919442543.1602
commercial lighting | Lamp: LED PAR 38 - High Efficiency | 2049 | FIXED_OM | REPLACEMENT | warehouse | USD/gigalumen_year | us | us | 5919442543.1602
commercial lighting | Lamp: LED PAR 38 - High Efficiency | 2050 | CAPITAL | NEW | assembly | USD/gigalumen_year | us | us | 76764834250.1883
commercial lighting | Lamp: LED PAR 38 - High Efficiency | 2050 | CAPITAL | NEW | education | USD/gigalumen_year | us | us | 76764834250.1883
commercial lighting | Lamp: LED PAR 38 - High Efficiency | 2050 | CAPITAL | NEW | food sales | USD/gigalumen_year | us | us | 76764834250.1883
commercial lighting | Lamp: LED PAR 38 - High Efficiency | 2050 | CAPITAL | NEW | food service | USD/gigalumen_year | us | us | 76764834250.1883
commercial lighting | Lamp: LED PAR 38 - High Efficiency | 2050 | CAPITAL | NEW | health | USD/gigalumen_year | us | us | 76764834250.1883
commercial lighting | Lamp: LED PAR 38 - High Efficiency | 2050 | CAPITAL | NEW | lodging | USD/gigalumen_year | us | us | 76764834250.1883
commercial lighting | Lamp: LED PAR 38 - High Efficiency | 2050 | CAPITAL | NEW | merc/service | USD/gigalumen_year | us | us | 76764834250.1883
commercial lighting | Lamp: LED PAR 38 - High Efficiency | 2050 | CAPITAL | NEW | office-large | USD/gigalumen_year | us | us | 76764834250.1883
commercial lighting | Lamp: LED PAR 38 - High Efficiency | 2050 | CAPITAL | NEW | office-small | USD/gigalumen_year | us | us | 76764834250.1883
commercial lighting | Lamp: LED PAR 38 - High Efficiency | 2050 | CAPITAL | NEW | other | USD/gigalumen_year | us | us | 76764834250.1883
commercial lighting | Lamp: LED PAR 38 - High Efficiency | 2050 | CAPITAL | NEW | warehouse | USD/gigalumen_year | us | us | 76764834250.1883
commercial lighting | Lamp: LED PAR 38 - High Efficiency | 2050 | CAPITAL | REPLACEMENT | assembly | USD/gigalumen_year | us | us | 76764834250.1883
commercial lighting | Lamp: LED PAR 38 - High Efficiency | 2050 | CAPITAL | REPLACEMENT | education | USD/gigalumen_year | us | us | 76764834250.1883
commercial lighting | Lamp: LED PAR 38 - High Efficiency | 2050 | CAPITAL | REPLACEMENT | food sales | USD/gigalumen_year | us | us | 76764834250.1883
commercial lighting | Lamp: LED PAR 38 - High Efficiency | 2050 | CAPITAL | REPLACEMENT | food service | USD/gigalumen_year | us | us | 76764834250.1883
commercial lighting | Lamp: LED PAR 38 - High Efficiency | 2050 | CAPITAL | REPLACEMENT | health | USD/gigalumen_year | us | us | 76764834250.1883
commercial lighting | Lamp: LED PAR 38 - High Efficiency | 2050 | CAPITAL | REPLACEMENT | lodging | USD/gigalumen_year | us | us | 76764834250.1883
commercial lighting | Lamp: LED PAR 38 - High Efficiency | 2050 | CAPITAL | REPLACEMENT | merc/service | USD/gigalumen_year | us | us | 76764834250.1883
commercial lighting | Lamp: LED PAR 38 - High Efficiency | 2050 | CAPITAL | REPLACEMENT | office-large | USD/gigalumen_year | us | us | 76764834250.1883
commercial lighting | Lamp: LED PAR 38 - High Efficiency | 2050 | CAPITAL | REPLACEMENT | office-small | USD/gigalumen_year | us | us | 76764834250.1883
commercial lighting | Lamp: LED PAR 38 - High Efficiency | 2050 | CAPITAL | REPLACEMENT | other | USD/gigalumen_year | us | us | 76764834250.1883
commercial lighting | Lamp: LED PAR 38 - High Efficiency | 2050 | CAPITAL | REPLACEMENT | warehouse | USD/gigalumen_year | us | us | 76764834250.1883
commercial lighting | Lamp: LED PAR 38 - High Efficiency | 2050 | FIXED_OM | NEW | assembly | USD/gigalumen_year | us | us | 5919442543.1602
commercial lighting | Lamp: LED PAR 38 - High Efficiency | 2050 | FIXED_OM | NEW | education | USD/gigalumen_year | us | us | 5919442543.1602
commercial lighting | Lamp: LED PAR 38 - High Efficiency | 2050 | FIXED_OM | NEW | food sales | USD/gigalumen_year | us | us | 5919442543.1602
commercial lighting | Lamp: LED PAR 38 - High Efficiency | 2050 | FIXED_OM | NEW | food service | USD/gigalumen_year | us | us | 5919442543.1602
commercial lighting | Lamp: LED PAR 38 - High Efficiency | 2050 | FIXED_OM | NEW | health | USD/gigalumen_year | us | us | 5919442543.1602
commercial lighting | Lamp: LED PAR 38 - High Efficiency | 2050 | FIXED_OM | NEW | lodging | USD/gigalumen_year | us | us | 5919442543.1602
commercial lighting | Lamp: LED PAR 38 - High Efficiency | 2050 | FIXED_OM | NEW | merc/service | USD/gigalumen_year | us | us | 5919442543.1602
commercial lighting | Lamp: LED PAR 38 - High Efficiency | 2050 | FIXED_OM | NEW | office-large | USD/gigalumen_year | us | us | 5919442543.1602
commercial lighting | Lamp: LED PAR 38 - High Efficiency | 2050 | FIXED_OM | NEW | office-small | USD/gigalumen_year | us | us | 5919442543.1602
commercial lighting | Lamp: LED PAR 38 - High Efficiency | 2050 | FIXED_OM | NEW | other | USD/gigalumen_year | us | us | 5919442543.1602
commercial lighting | Lamp: LED PAR 38 - High Efficiency | 2050 | FIXED_OM | NEW | warehouse | USD/gigalumen_year | us | us | 5919442543.1602
commercial lighting | Lamp: LED PAR 38 - High Efficiency | 2050 | FIXED_OM | REPLACEMENT | assembly | USD/gigalumen_year | us | us | 5919442543.1602
commercial lighting | Lamp: LED PAR 38 - High Efficiency | 2050 | FIXED_OM | REPLACEMENT | education | USD/gigalumen_year | us | us | 5919442543.1602
commercial lighting | Lamp: LED PAR 38 - High Efficiency | 2050 | FIXED_OM | REPLACEMENT | food sales | USD/gigalumen_year | us | us | 5919442543.1602
commercial lighting | Lamp: LED PAR 38 - High Efficiency | 2050 | FIXED_OM | REPLACEMENT | food service | USD/gigalumen_year | us | us | 5919442543.1602
commercial lighting | Lamp: LED PAR 38 - High Efficiency | 2050 | FIXED_OM | REPLACEMENT | health | USD/gigalumen_year | us | us | 5919442543.1602
commercial lighting | Lamp: LED PAR 38 - High Efficiency | 2050 | FIXED_OM | REPLACEMENT | lodging | USD/gigalumen_year | us | us | 5919442543.1602
commercial lighting | Lamp: LED PAR 38 - High Efficiency | 2050 | FIXED_OM | REPLACEMENT | merc/service | USD/gigalumen_year | us | us | 5919442543.1602
commercial lighting | Lamp: LED PAR 38 - High Efficiency | 2050 | FIXED_OM | REPLACEMENT | office-large | USD/gigalumen_year | us | us | 5919442543.1602
commercial lighting | Lamp: LED PAR 38 - High Efficiency | 2050 | FIXED_OM | REPLACEMENT | office-small | USD/gigalumen_year | us | us | 5919442543.1602
commercial lighting | Lamp: LED PAR 38 - High Efficiency | 2050 | FIXED_OM | REPLACEMENT | other | USD/gigalumen_year | us | us | 5919442543.1602
commercial lighting | Lamp: LED PAR 38 - High Efficiency | 2050 | FIXED_OM | REPLACEMENT | warehouse | USD/gigalumen_year | us | us | 5919442543.1602
commercial lighting | Low-Bay LFL: LED Integrated Luminaire | 2020 | CAPITAL | NEW | assembly | USD/gigalumen_year | us | us | 366911478270.484
commercial lighting | Low-Bay LFL: LED Integrated Luminaire | 2020 | CAPITAL | NEW | education | USD/gigalumen_year | us | us | 366911478270.484
commercial lighting | Low-Bay LFL: LED Integrated Luminaire | 2020 | CAPITAL | NEW | food sales | USD/gigalumen_year | us | us | 366911478270.484
commercial lighting | Low-Bay LFL: LED Integrated Luminaire | 2020 | CAPITAL | NEW | food service | USD/gigalumen_year | us | us | 366911478270.484
commercial lighting | Low-Bay LFL: LED Integrated Luminaire | 2020 | CAPITAL | NEW | health | USD/gigalumen_year | us | us | 366911478270.484
commercial lighting | Low-Bay LFL: LED Integrated Luminaire | 2020 | CAPITAL | NEW | lodging | USD/gigalumen_year | us | us | 366911478270.484
commercial lighting | Low-Bay LFL: LED Integrated Luminaire | 2020 | CAPITAL | NEW | merc/service | USD/gigalumen_year | us | us | 366911478270.484
commercial lighting | Low-Bay LFL: LED Integrated Luminaire | 2020 | CAPITAL | NEW | office-large | USD/gigalumen_year | us | us | 366911478270.484
commercial lighting | Low-Bay LFL: LED Integrated Luminaire | 2020 | CAPITAL | NEW | office-small | USD/gigalumen_year | us | us | 366911478270.484
commercial lighting | Low-Bay LFL: LED Integrated Luminaire | 2020 | CAPITAL | NEW | other | USD/gigalumen_year | us | us | 366911478270.484
commercial lighting | Low-Bay LFL: LED Integrated Luminaire | 2020 | CAPITAL | NEW | warehouse | USD/gigalumen_year | us | us | 366911478270.484
commercial lighting | Low-Bay LFL: LED Integrated Luminaire | 2020 | CAPITAL | REPLACEMENT | assembly | USD/gigalumen_year | us | us | 366911478270.484
commercial lighting | Low-Bay LFL: LED Integrated Luminaire | 2020 | CAPITAL | REPLACEMENT | education | USD/gigalumen_year | us | us | 366911478270.484
commercial lighting | Low-Bay LFL: LED Integrated Luminaire | 2020 | CAPITAL | REPLACEMENT | food sales | USD/gigalumen_year | us | us | 366911478270.484
commercial lighting | Low-Bay LFL: LED Integrated Luminaire | 2020 | CAPITAL | REPLACEMENT | food service | USD/gigalumen_year | us | us | 366911478270.484
commercial lighting | Low-Bay LFL: LED Integrated Luminaire | 2020 | CAPITAL | REPLACEMENT | health | USD/gigalumen_year | us | us | 366911478270.484
commercial lighting | Low-Bay LFL: LED Integrated Luminaire | 2020 | CAPITAL | REPLACEMENT | lodging | USD/gigalumen_year | us | us | 366911478270.484
commercial lighting | Low-Bay LFL: LED Integrated Luminaire | 2020 | CAPITAL | REPLACEMENT | merc/service | USD/gigalumen_year | us | us | 366911478270.484
commercial lighting | Low-Bay LFL: LED Integrated Luminaire | 2020 | CAPITAL | REPLACEMENT | office-large | USD/gigalumen_year | us | us | 366911478270.484
commercial lighting | Low-Bay LFL: LED Integrated Luminaire | 2020 | CAPITAL | REPLACEMENT | office-small | USD/gigalumen_year | us | us | 366911478270.484
commercial lighting | Low-Bay LFL: LED Integrated Luminaire | 2020 | CAPITAL | REPLACEMENT | other | USD/gigalumen_year | us | us | 366911478270.484
commercial lighting | Low-Bay LFL: LED Integrated Luminaire | 2020 | CAPITAL | REPLACEMENT | warehouse | USD/gigalumen_year | us | us | 366911478270.484
commercial lighting | Low-Bay LFL: LED Integrated Luminaire | 2020 | FIXED_OM | NEW | assembly | USD/gigalumen_year | us | us | 15315383087.8588
commercial lighting | Low-Bay LFL: LED Integrated Luminaire | 2020 | FIXED_OM | NEW | education | USD/gigalumen_year | us | us | 15315383087.8588
commercial lighting | Low-Bay LFL: LED Integrated Luminaire | 2020 | FIXED_OM | NEW | food sales | USD/gigalumen_year | us | us | 15315383087.8588
commercial lighting | Low-Bay LFL: LED Integrated Luminaire | 2020 | FIXED_OM | NEW | food service | USD/gigalumen_year | us | us | 15315383087.8588
commercial lighting | Low-Bay LFL: LED Integrated Luminaire | 2020 | FIXED_OM | NEW | health | USD/gigalumen_year | us | us | 15315383087.8588
commercial lighting | Low-Bay LFL: LED Integrated Luminaire | 2020 | FIXED_OM | NEW | lodging | USD/gigalumen_year | us | us | 15315383087.8588
commercial lighting | Low-Bay LFL: LED Integrated Luminaire | 2020 | FIXED_OM | NEW | merc/service | USD/gigalumen_year | us | us | 15315383087.8588
commercial lighting | Low-Bay LFL: LED Integrated Luminaire | 2020 | FIXED_OM | NEW | office-large | USD/gigalumen_year | us | us | 15315383087.8588
commercial lighting | Low-Bay LFL: LED Integrated Luminaire | 2020 | FIXED_OM | NEW | office-small | USD/gigalumen_year | us | us | 15315383087.8588
commercial lighting | Low-Bay LFL: LED Integrated Luminaire | 2020 | FIXED_OM | NEW | other | USD/gigalumen_year | us | us | 15315383087.8588
commercial lighting | Low-Bay LFL: LED Integrated Luminaire | 2020 | FIXED_OM | NEW | warehouse | USD/gigalumen_year | us | us | 15315383087.8588
commercial lighting | Low-Bay LFL: LED Integrated Luminaire | 2020 | FIXED_OM | REPLACEMENT | assembly | USD/gigalumen_year | us | us | 15315383087.8588
commercial lighting | Low-Bay LFL: LED Integrated Luminaire | 2020 | FIXED_OM | REPLACEMENT | education | USD/gigalumen_year | us | us | 15315383087.8588
commercial lighting | Low-Bay LFL: LED Integrated Luminaire | 2020 | FIXED_OM | REPLACEMENT | food sales | USD/gigalumen_year | us | us | 15315383087.8588
commercial lighting | Low-Bay LFL: LED Integrated Luminaire | 2020 | FIXED_OM | REPLACEMENT | food service | USD/gigalumen_year | us | us | 15315383087.8588
commercial lighting | Low-Bay LFL: LED Integrated Luminaire | 2020 | FIXED_OM | REPLACEMENT | health | USD/gigalumen_year | us | us | 15315383087.8588
commercial lighting | Low-Bay LFL: LED Integrated Luminaire | 2020 | FIXED_OM | REPLACEMENT | lodging | USD/gigalumen_year | us | us | 15315383087.8588
commercial lighting | Low-Bay LFL: LED Integrated Luminaire | 2020 | FIXED_OM | REPLACEMENT | merc/service | USD/gigalumen_year | us | us | 15315383087.8588
commercial lighting | Low-Bay LFL: LED Integrated Luminaire | 2020 | FIXED_OM | REPLACEMENT | office-large | USD/gigalumen_year | us | us | 15315383087.8588
commercial lighting | Low-Bay LFL: LED Integrated Luminaire | 2020 | FIXED_OM | REPLACEMENT | office-small | USD/gigalumen_year | us | us | 15315383087.8588
commercial lighting | Low-Bay LFL: LED Integrated Luminaire | 2020 | FIXED_OM | REPLACEMENT | other | USD/gigalumen_year | us | us | 15315383087.8588
commercial lighting | Low-Bay LFL: LED Integrated Luminaire | 2020 | FIXED_OM | REPLACEMENT | warehouse | USD/gigalumen_year | us | us | 15315383087.8588
commercial lighting | Low-Bay LFL: LED Integrated Luminaire | 2021 | CAPITAL | NEW | assembly | USD/gigalumen_year | us | us | 366911478270.484
commercial lighting | Low-Bay LFL: LED Integrated Luminaire | 2021 | CAPITAL | NEW | education | USD/gigalumen_year | us | us | 366911478270.484
commercial lighting | Low-Bay LFL: LED Integrated Luminaire | 2021 | CAPITAL | NEW | food sales | USD/gigalumen_year | us | us | 366911478270.484
commercial lighting | Low-Bay LFL: LED Integrated Luminaire | 2021 | CAPITAL | NEW | food service | USD/gigalumen_year | us | us | 366911478270.484
commercial lighting | Low-Bay LFL: LED Integrated Luminaire | 2021 | CAPITAL | NEW | health | USD/gigalumen_year | us | us | 366911478270.484
commercial lighting | Low-Bay LFL: LED Integrated Luminaire | 2021 | CAPITAL | NEW | lodging | USD/gigalumen_year | us | us | 366911478270.484
commercial lighting | Low-Bay LFL: LED Integrated Luminaire | 2021 | CAPITAL | NEW | merc/service | USD/gigalumen_year | us | us | 366911478270.484
commercial lighting | Low-Bay LFL: LED Integrated Luminaire | 2021 | CAPITAL | NEW | office-large | USD/gigalumen_year | us | us | 366911478270.484
commercial lighting | Low-Bay LFL: LED Integrated Luminaire | 2021 | CAPITAL | NEW | office-small | USD/gigalumen_year | us | us | 366911478270.484
commercial lighting | Low-Bay LFL: LED Integrated Luminaire | 2021 | CAPITAL | NEW | other | USD/gigalumen_year | us | us | 366911478270.484
commercial lighting | Low-Bay LFL: LED Integrated Luminaire | 2021 | CAPITAL | NEW | warehouse | USD/gigalumen_year | us | us | 366911478270.484
commercial lighting | Low-Bay LFL: LED Integrated Luminaire | 2021 | CAPITAL | REPLACEMENT | assembly | USD/gigalumen_year | us | us | 366911478270.484
commercial lighting | Low-Bay LFL: LED Integrated Luminaire | 2021 | CAPITAL | REPLACEMENT | education | USD/gigalumen_year | us | us | 366911478270.484
commercial lighting | Low-Bay LFL: LED Integrated Luminaire | 2021 | CAPITAL | REPLACEMENT | food sales | USD/gigalumen_year | us | us | 366911478270.484
commercial lighting | Low-Bay LFL: LED Integrated Luminaire | 2021 | CAPITAL | REPLACEMENT | food service | USD/gigalumen_year | us | us | 366911478270.484
commercial lighting | Low-Bay LFL: LED Integrated Luminaire | 2021 | CAPITAL | REPLACEMENT | health | USD/gigalumen_year | us | us | 366911478270.484
commercial lighting | Low-Bay LFL: LED Integrated Luminaire | 2021 | CAPITAL | REPLACEMENT | lodging | USD/gigalumen_year | us | us | 366911478270.484
commercial lighting | Low-Bay LFL: LED Integrated Luminaire | 2021 | CAPITAL | REPLACEMENT | merc/service | USD/gigalumen_year | us | us | 366911478270.484
commercial lighting | Low-Bay LFL: LED Integrated Luminaire | 2021 | CAPITAL | REPLACEMENT | office-large | USD/gigalumen_year | us | us | 366911478270.484
commercial lighting | Low-Bay LFL: LED Integrated Luminaire | 2021 | CAPITAL | REPLACEMENT | office-small | USD/gigalumen_year | us | us | 366911478270.484
commercial lighting | Low-Bay LFL: LED Integrated Luminaire | 2021 | CAPITAL | REPLACEMENT | other | USD/gigalumen_year | us | us | 366911478270.484
commercial lighting | Low-Bay LFL: LED Integrated Luminaire | 2021 | CAPITAL | REPLACEMENT | warehouse | USD/gigalumen_year | us | us | 366911478270.484
commercial lighting | Low-Bay LFL: LED Integrated Luminaire | 2021 | FIXED_OM | NEW | assembly | USD/gigalumen_year | us | us | 15315383087.8588
commercial lighting | Low-Bay LFL: LED Integrated Luminaire | 2021 | FIXED_OM | NEW | education | USD/gigalumen_year | us | us | 15315383087.8588
commercial lighting | Low-Bay LFL: LED Integrated Luminaire | 2021 | FIXED_OM | NEW | food sales | USD/gigalumen_year | us | us | 15315383087.8588
commercial lighting | Low-Bay LFL: LED Integrated Luminaire | 2021 | FIXED_OM | NEW | food service | USD/gigalumen_year | us | us | 15315383087.8588
commercial lighting | Low-Bay LFL: LED Integrated Luminaire | 2021 | FIXED_OM | NEW | health | USD/gigalumen_year | us | us | 15315383087.8588
commercial lighting | Low-Bay LFL: LED Integrated Luminaire | 2021 | FIXED_OM | NEW | lodging | USD/gigalumen_year | us | us | 15315383087.8588
commercial lighting | Low-Bay LFL: LED Integrated Luminaire | 2021 | FIXED_OM | NEW | merc/service | USD/gigalumen_year | us | us | 15315383087.8588
commercial lighting | Low-Bay LFL: LED Integrated Luminaire | 2021 | FIXED_OM | NEW | office-large | USD/gigalumen_year | us | us | 15315383087.8588
commercial lighting | Low-Bay LFL: LED Integrated Luminaire | 2021 | FIXED_OM | NEW | office-small | USD/gigalumen_year | us | us | 15315383087.8588
commercial lighting | Low-Bay LFL: LED Integrated Luminaire | 2021 | FIXED_OM | NEW | other | USD/gigalumen_year | us | us | 15315383087.8588
commercial lighting | Low-Bay LFL: LED Integrated Luminaire | 2021 | FIXED_OM | NEW | warehouse | USD/gigalumen_year | us | us | 15315383087.8588
commercial lighting | Low-Bay LFL: LED Integrated Luminaire | 2021 | FIXED_OM | REPLACEMENT | assembly | USD/gigalumen_year | us | us | 15315383087.8588
commercial lighting | Low-Bay LFL: LED Integrated Luminaire | 2021 | FIXED_OM | REPLACEMENT | education | USD/gigalumen_year | us | us | 15315383087.8588
commercial lighting | Low-Bay LFL: LED Integrated Luminaire | 2021 | FIXED_OM | REPLACEMENT | food sales | USD/gigalumen_year | us | us | 15315383087.8588
commercial lighting | Low-Bay LFL: LED Integrated Luminaire | 2021 | FIXED_OM | REPLACEMENT | food service | USD/gigalumen_year | us | us | 15315383087.8588
commercial lighting | Low-Bay LFL: LED Integrated Luminaire | 2021 | FIXED_OM | REPLACEMENT | health | USD/gigalumen_year | us | us | 15315383087.8588
commercial lighting | Low-Bay LFL: LED Integrated Luminaire | 2021 | FIXED_OM | REPLACEMENT | lodging | USD/gigalumen_year | us | us | 15315383087.8588
commercial lighting | Low-Bay LFL: LED Integrated Luminaire | 2021 | FIXED_OM | REPLACEMENT | merc/service | USD/gigalumen_year | us | us | 15315383087.8588
commercial lighting | Low-Bay LFL: LED Integrated Luminaire | 2021 | FIXED_OM | REPLACEMENT | office-large | USD/gigalumen_year | us | us | 15315383087.8588
commercial lighting | Low-Bay LFL: LED Integrated Luminaire | 2021 | FIXED_OM | REPLACEMENT | office-small | USD/gigalumen_year | us | us | 15315383087.8588
commercial lighting | Low-Bay LFL: LED Integrated Luminaire | 2021 | FIXED_OM | REPLACEMENT | other | USD/gigalumen_year | us | us | 15315383087.8588
commercial lighting | Low-Bay LFL: LED Integrated Luminaire | 2021 | FIXED_OM | REPLACEMENT | warehouse | USD/gigalumen_year | us | us | 15315383087.8588
commercial lighting | Low-Bay LFL: LED Integrated Luminaire | 2022 | CAPITAL | NEW | assembly | USD/gigalumen_year | us | us | 366911478270.484
commercial lighting | Low-Bay LFL: LED Integrated Luminaire | 2022 | CAPITAL | NEW | education | USD/gigalumen_year | us | us | 366911478270.484
commercial lighting | Low-Bay LFL: LED Integrated Luminaire | 2022 | CAPITAL | NEW | food sales | USD/gigalumen_year | us | us | 366911478270.484
commercial lighting | Low-Bay LFL: LED Integrated Luminaire | 2022 | CAPITAL | NEW | food service | USD/gigalumen_year | us | us | 366911478270.484
commercial lighting | Low-Bay LFL: LED Integrated Luminaire | 2022 | CAPITAL | NEW | health | USD/gigalumen_year | us | us | 366911478270.484
commercial lighting | Low-Bay LFL: LED Integrated Luminaire | 2022 | CAPITAL | NEW | lodging | USD/gigalumen_year | us | us | 366911478270.484
commercial lighting | Low-Bay LFL: LED Integrated Luminaire | 2022 | CAPITAL | NEW | merc/service | USD/gigalumen_year | us | us | 366911478270.484
commercial lighting | Low-Bay LFL: LED Integrated Luminaire | 2022 | CAPITAL | NEW | office-large | USD/gigalumen_year | us | us | 366911478270.484
commercial lighting | Low-Bay LFL: LED Integrated Luminaire | 2022 | CAPITAL | NEW | office-small | USD/gigalumen_year | us | us | 366911478270.484
commercial lighting | Low-Bay LFL: LED Integrated Luminaire | 2022 | CAPITAL | NEW | other | USD/gigalumen_year | us | us | 366911478270.484
commercial lighting | Low-Bay LFL: LED Integrated Luminaire | 2022 | CAPITAL | NEW | warehouse | USD/gigalumen_year | us | us | 366911478270.484
commercial lighting | Low-Bay LFL: LED Integrated Luminaire | 2022 | CAPITAL | REPLACEMENT | assembly | USD/gigalumen_year | us | us | 366911478270.484
commercial lighting | Low-Bay LFL: LED Integrated Luminaire | 2022 | CAPITAL | REPLACEMENT | education | USD/gigalumen_year | us | us | 366911478270.484
commercial lighting | Low-Bay LFL: LED Integrated Luminaire | 2022 | CAPITAL | REPLACEMENT | food sales | USD/gigalumen_year | us | us | 366911478270.484
commercial lighting | Low-Bay LFL: LED Integrated Luminaire | 2022 | CAPITAL | REPLACEMENT | food service | USD/gigalumen_year | us | us | 366911478270.484
commercial lighting | Low-Bay LFL: LED Integrated Luminaire | 2022 | CAPITAL | REPLACEMENT | health | USD/gigalumen_year | us | us | 366911478270.484
commercial lighting | Low-Bay LFL: LED Integrated Luminaire | 2022 | CAPITAL | REPLACEMENT | lodging | USD/gigalumen_year | us | us | 366911478270.484
commercial lighting | Low-Bay LFL: LED Integrated Luminaire | 2022 | CAPITAL | REPLACEMENT | merc/service | USD/gigalumen_year | us | us | 366911478270.484
commercial lighting | Low-Bay LFL: LED Integrated Luminaire | 2022 | CAPITAL | REPLACEMENT | office-large | USD/gigalumen_year | us | us | 366911478270.484
commercial lighting | Low-Bay LFL: LED Integrated Luminaire | 2022 | CAPITAL | REPLACEMENT | office-small | USD/gigalumen_year | us | us | 366911478270.484
commercial lighting | Low-Bay LFL: LED Integrated Luminaire | 2022 | CAPITAL | REPLACEMENT | other | USD/gigalumen_year | us | us | 366911478270.484
commercial lighting | Low-Bay LFL: LED Integrated Luminaire | 2022 | CAPITAL | REPLACEMENT | warehouse | USD/gigalumen_year | us | us | 366911478270.484
commercial lighting | Low-Bay LFL: LED Integrated Luminaire | 2022 | FIXED_OM | NEW | assembly | USD/gigalumen_year | us | us | 15315383087.8588
commercial lighting | Low-Bay LFL: LED Integrated Luminaire | 2022 | FIXED_OM | NEW | education | USD/gigalumen_year | us | us | 15315383087.8588
commercial lighting | Low-Bay LFL: LED Integrated Luminaire | 2022 | FIXED_OM | NEW | food sales | USD/gigalumen_year | us | us | 15315383087.8588
commercial lighting | Low-Bay LFL: LED Integrated Luminaire | 2022 | FIXED_OM | NEW | food service | USD/gigalumen_year | us | us | 15315383087.8588
commercial lighting | Low-Bay LFL: LED Integrated Luminaire | 2022 | FIXED_OM | NEW | health | USD/gigalumen_year | us | us | 15315383087.8588
commercial lighting | Low-Bay LFL: LED Integrated Luminaire | 2022 | FIXED_OM | NEW | lodging | USD/gigalumen_year | us | us | 15315383087.8588
commercial lighting | Low-Bay LFL: LED Integrated Luminaire | 2022 | FIXED_OM | NEW | merc/service | USD/gigalumen_year | us | us | 15315383087.8588
commercial lighting | Low-Bay LFL: LED Integrated Luminaire | 2022 | FIXED_OM | NEW | office-large | USD/gigalumen_year | us | us | 15315383087.8588
commercial lighting | Low-Bay LFL: LED Integrated Luminaire | 2022 | FIXED_OM | NEW | office-small | USD/gigalumen_year | us | us | 15315383087.8588
commercial lighting | Low-Bay LFL: LED Integrated Luminaire | 2022 | FIXED_OM | NEW | other | USD/gigalumen_year | us | us | 15315383087.8588
commercial lighting | Low-Bay LFL: LED Integrated Luminaire | 2022 | FIXED_OM | NEW | warehouse | USD/gigalumen_year | us | us | 15315383087.8588
commercial lighting | Low-Bay LFL: LED Integrated Luminaire | 2022 | FIXED_OM | REPLACEMENT | assembly | USD/gigalumen_year | us | us | 15315383087.8588
commercial lighting | Low-Bay LFL: LED Integrated Luminaire | 2022 | FIXED_OM | REPLACEMENT | education | USD/gigalumen_year | us | us | 15315383087.8588
commercial lighting | Low-Bay LFL: LED Integrated Luminaire | 2022 | FIXED_OM | REPLACEMENT | food sales | USD/gigalumen_year | us | us | 15315383087.8588
commercial lighting | Low-Bay LFL: LED Integrated Luminaire | 2022 | FIXED_OM | REPLACEMENT | food service | USD/gigalumen_year | us | us | 15315383087.8588
commercial lighting | Low-Bay LFL: LED Integrated Luminaire | 2022 | FIXED_OM | REPLACEMENT | health | USD/gigalumen_year | us | us | 15315383087.8588
commercial lighting | Low-Bay LFL: LED Integrated Luminaire | 2022 | FIXED_OM | REPLACEMENT | lodging | USD/gigalumen_year | us | us | 15315383087.8588
commercial lighting | Low-Bay LFL: LED Integrated Luminaire | 2022 | FIXED_OM | REPLACEMENT | merc/service | USD/gigalumen_year | us | us | 15315383087.8588
commercial lighting | Low-Bay LFL: LED Integrated Luminaire | 2022 | FIXED_OM | REPLACEMENT | office-large | USD/gigalumen_year | us | us | 15315383087.8588
commercial lighting | Low-Bay LFL: LED Integrated Luminaire | 2022 | FIXED_OM | REPLACEMENT | office-small | USD/gigalumen_year | us | us | 15315383087.8588
commercial lighting | Low-Bay LFL: LED Integrated Luminaire | 2022 | FIXED_OM | REPLACEMENT | other | USD/gigalumen_year | us | us | 15315383087.8588
commercial lighting | Low-Bay LFL: LED Integrated Luminaire | 2022 | FIXED_OM | REPLACEMENT | warehouse | USD/gigalumen_year | us | us | 15315383087.8588
commercial lighting | Low-Bay LFL: LED Integrated Luminaire | 2023 | CAPITAL | NEW | assembly | USD/gigalumen_year | us | us | 353557497771.331
commercial lighting | Low-Bay LFL: LED Integrated Luminaire | 2023 | CAPITAL | NEW | education | USD/gigalumen_year | us | us | 353557497771.331
commercial lighting | Low-Bay LFL: LED Integrated Luminaire | 2023 | CAPITAL | NEW | food sales | USD/gigalumen_year | us | us | 353557497771.331
commercial lighting | Low-Bay LFL: LED Integrated Luminaire | 2023 | CAPITAL | NEW | food service | USD/gigalumen_year | us | us | 353557497771.331
commercial lighting | Low-Bay LFL: LED Integrated Luminaire | 2023 | CAPITAL | NEW | health | USD/gigalumen_year | us | us | 353557497771.331
commercial lighting | Low-Bay LFL: LED Integrated Luminaire | 2023 | CAPITAL | NEW | lodging | USD/gigalumen_year | us | us | 353557497771.331
commercial lighting | Low-Bay LFL: LED Integrated Luminaire | 2023 | CAPITAL | NEW | merc/service | USD/gigalumen_year | us | us | 353557497771.331
commercial lighting | Low-Bay LFL: LED Integrated Luminaire | 2023 | CAPITAL | NEW | office-large | USD/gigalumen_year | us | us | 353557497771.331
commercial lighting | Low-Bay LFL: LED Integrated Luminaire | 2023 | CAPITAL | NEW | office-small | USD/gigalumen_year | us | us | 353557497771.331
commercial lighting | Low-Bay LFL: LED Integrated Luminaire | 2023 | CAPITAL | NEW | other | USD/gigalumen_year | us | us | 353557497771.331
commercial lighting | Low-Bay LFL: LED Integrated Luminaire | 2023 | CAPITAL | NEW | warehouse | USD/gigalumen_year | us | us | 353557497771.331
commercial lighting | Low-Bay LFL: LED Integrated Luminaire | 2023 | CAPITAL | REPLACEMENT | assembly | USD/gigalumen_year | us | us | 353557497771.331
commercial lighting | Low-Bay LFL: LED Integrated Luminaire | 2023 | CAPITAL | REPLACEMENT | education | USD/gigalumen_year | us | us | 353557497771.331
commercial lighting | Low-Bay LFL: LED Integrated Luminaire | 2023 | CAPITAL | REPLACEMENT | food sales | USD/gigalumen_year | us | us | 353557497771.331
commercial lighting | Low-Bay LFL: LED Integrated Luminaire | 2023 | CAPITAL | REPLACEMENT | food service | USD/gigalumen_year | us | us | 353557497771.331
commercial lighting | Low-Bay LFL: LED Integrated Luminaire | 2023 | CAPITAL | REPLACEMENT | health | USD/gigalumen_year | us | us | 353557497771.331
commercial lighting | Low-Bay LFL: LED Integrated Luminaire | 2023 | CAPITAL | REPLACEMENT | lodging | USD/gigalumen_year | us | us | 353557497771.331
commercial lighting | Low-Bay LFL: LED Integrated Luminaire | 2023 | CAPITAL | REPLACEMENT | merc/service | USD/gigalumen_year | us | us | 353557497771.331
commercial lighting | Low-Bay LFL: LED Integrated Luminaire | 2023 | CAPITAL | REPLACEMENT | office-large | USD/gigalumen_year | us | us | 353557497771.331
commercial lighting | Low-Bay LFL: LED Integrated Luminaire | 2023 | CAPITAL | REPLACEMENT | office-small | USD/gigalumen_year | us | us | 353557497771.331
commercial lighting | Low-Bay LFL: LED Integrated Luminaire | 2023 | CAPITAL | REPLACEMENT | other | USD/gigalumen_year | us | us | 353557497771.331
commercial lighting | Low-Bay LFL: LED Integrated Luminaire | 2023 | CAPITAL | REPLACEMENT | warehouse | USD/gigalumen_year | us | us | 353557497771.331
commercial lighting | Low-Bay LFL: LED Integrated Luminaire | 2023 | FIXED_OM | NEW | assembly | USD/gigalumen_year | us | us | 14716391878.1343
commercial lighting | Low-Bay LFL: LED Integrated Luminaire | 2023 | FIXED_OM | NEW | education | USD/gigalumen_year | us | us | 14716391878.1343
commercial lighting | Low-Bay LFL: LED Integrated Luminaire | 2023 | FIXED_OM | NEW | food sales | USD/gigalumen_year | us | us | 14716391878.1343
commercial lighting | Low-Bay LFL: LED Integrated Luminaire | 2023 | FIXED_OM | NEW | food service | USD/gigalumen_year | us | us | 14716391878.1343
commercial lighting | Low-Bay LFL: LED Integrated Luminaire | 2023 | FIXED_OM | NEW | health | USD/gigalumen_year | us | us | 14716391878.1343
commercial lighting | Low-Bay LFL: LED Integrated Luminaire | 2023 | FIXED_OM | NEW | lodging | USD/gigalumen_year | us | us | 14716391878.1343
commercial lighting | Low-Bay LFL: LED Integrated Luminaire | 2023 | FIXED_OM | NEW | merc/service | USD/gigalumen_year | us | us | 14716391878.1343
commercial lighting | Low-Bay LFL: LED Integrated Luminaire | 2023 | FIXED_OM | NEW | office-large | USD/gigalumen_year | us | us | 14716391878.1343
commercial lighting | Low-Bay LFL: LED Integrated Luminaire | 2023 | FIXED_OM | NEW | office-small | USD/gigalumen_year | us | us | 14716391878.1343
commercial lighting | Low-Bay LFL: LED Integrated Luminaire | 2023 | FIXED_OM | NEW | other | USD/gigalumen_year | us | us | 14716391878.1343
commercial lighting | Low-Bay LFL: LED Integrated Luminaire | 2023 | FIXED_OM | NEW | warehouse | USD/gigalumen_year | us | us | 14716391878.1343
commercial lighting | Low-Bay LFL: LED Integrated Luminaire | 2023 | FIXED_OM | REPLACEMENT | assembly | USD/gigalumen_year | us | us | 14716391878.1343
commercial lighting | Low-Bay LFL: LED Integrated Luminaire | 2023 | FIXED_OM | REPLACEMENT | education | USD/gigalumen_year | us | us | 14716391878.1343
commercial lighting | Low-Bay LFL: LED Integrated Luminaire | 2023 | FIXED_OM | REPLACEMENT | food sales | USD/gigalumen_year | us | us | 14716391878.1343
commercial lighting | Low-Bay LFL: LED Integrated Luminaire | 2023 | FIXED_OM | REPLACEMENT | food service | USD/gigalumen_year | us | us | 14716391878.1343
commercial lighting | Low-Bay LFL: LED Integrated Luminaire | 2023 | FIXED_OM | REPLACEMENT | health | USD/gigalumen_year | us | us | 14716391878.1343
commercial lighting | Low-Bay LFL: LED Integrated Luminaire | 2023 | FIXED_OM | REPLACEMENT | lodging | USD/gigalumen_year | us | us | 14716391878.1343
commercial lighting | Low-Bay LFL: LED Integrated Luminaire | 2023 | FIXED_OM | REPLACEMENT | merc/service | USD/gigalumen_year | us | us | 14716391878.1343
commercial lighting | Low-Bay LFL: LED Integrated Luminaire | 2023 | FIXED_OM | REPLACEMENT | office-large | USD/gigalumen_year | us | us | 14716391878.1343
commercial lighting | Low-Bay LFL: LED Integrated Luminaire | 2023 | FIXED_OM | REPLACEMENT | office-small | USD/gigalumen_year | us | us | 14716391878.1343
commercial lighting | Low-Bay LFL: LED Integrated Luminaire | 2023 | FIXED_OM | REPLACEMENT | other | USD/gigalumen_year | us | us | 14716391878.1343
commercial lighting | Low-Bay LFL: LED Integrated Luminaire | 2023 | FIXED_OM | REPLACEMENT | warehouse | USD/gigalumen_year | us | us | 14716391878.1343
commercial lighting | Low-Bay LFL: LED Integrated Luminaire | 2024 | CAPITAL | NEW | assembly | USD/gigalumen_year | us | us | 340203517272.178
commercial lighting | Low-Bay LFL: LED Integrated Luminaire | 2024 | CAPITAL | NEW | education | USD/gigalumen_year | us | us | 340203517272.178
commercial lighting | Low-Bay LFL: LED Integrated Luminaire | 2024 | CAPITAL | NEW | food sales | USD/gigalumen_year | us | us | 340203517272.178
commercial lighting | Low-Bay LFL: LED Integrated Luminaire | 2024 | CAPITAL | NEW | food service | USD/gigalumen_year | us | us | 340203517272.178
commercial lighting | Low-Bay LFL: LED Integrated Luminaire | 2024 | CAPITAL | NEW | health | USD/gigalumen_year | us | us | 340203517272.178
commercial lighting | Low-Bay LFL: LED Integrated Luminaire | 2024 | CAPITAL | NEW | lodging | USD/gigalumen_year | us | us | 340203517272.178
commercial lighting | Low-Bay LFL: LED Integrated Luminaire | 2024 | CAPITAL | NEW | merc/service | USD/gigalumen_year | us | us | 340203517272.178
commercial lighting | Low-Bay LFL: LED Integrated Luminaire | 2024 | CAPITAL | NEW | office-large | USD/gigalumen_year | us | us | 340203517272.178
commercial lighting | Low-Bay LFL: LED Integrated Luminaire | 2024 | CAPITAL | NEW | office-small | USD/gigalumen_year | us | us | 340203517272.178
commercial lighting | Low-Bay LFL: LED Integrated Luminaire | 2024 | CAPITAL | NEW | other | USD/gigalumen_year | us | us | 340203517272.178
commercial lighting | Low-Bay LFL: LED Integrated Luminaire | 2024 | CAPITAL | NEW | warehouse | USD/gigalumen_year | us | us | 340203517272.178
commercial lighting | Low-Bay LFL: LED Integrated Luminaire | 2024 | CAPITAL | REPLACEMENT | assembly | USD/gigalumen_year | us | us | 340203517272.178
commercial lighting | Low-Bay LFL: LED Integrated Luminaire | 2024 | CAPITAL | REPLACEMENT | education | USD/gigalumen_year | us | us | 340203517272.178
commercial lighting | Low-Bay LFL: LED Integrated Luminaire | 2024 | CAPITAL | REPLACEMENT | food sales | USD/gigalumen_year | us | us | 340203517272.178
commercial lighting | Low-Bay LFL: LED Integrated Luminaire | 2024 | CAPITAL | REPLACEMENT | food service | USD/gigalumen_year | us | us | 340203517272.178
commercial lighting | Low-Bay LFL: LED Integrated Luminaire | 2024 | CAPITAL | REPLACEMENT | health | USD/gigalumen_year | us | us | 340203517272.178
commercial lighting | Low-Bay LFL: LED Integrated Luminaire | 2024 | CAPITAL | REPLACEMENT | lodging | USD/gigalumen_year | us | us | 340203517272.178
commercial lighting | Low-Bay LFL: LED Integrated Luminaire | 2024 | CAPITAL | REPLACEMENT | merc/service | USD/gigalumen_year | us | us | 340203517272.178
commercial lighting | Low-Bay LFL: LED Integrated Luminaire | 2024 | CAPITAL | REPLACEMENT | office-large | USD/gigalumen_year | us | us | 340203517272.178
commercial lighting | Low-Bay LFL: LED Integrated Luminaire | 2024 | CAPITAL | REPLACEMENT | office-small | USD/gigalumen_year | us | us | 340203517272.178
commercial lighting | Low-Bay LFL: LED Integrated Luminaire | 2024 | CAPITAL | REPLACEMENT | other | USD/gigalumen_year | us | us | 340203517272.178
commercial lighting | Low-Bay LFL: LED Integrated Luminaire | 2024 | CAPITAL | REPLACEMENT | warehouse | USD/gigalumen_year | us | us | 340203517272.178
commercial lighting | Low-Bay LFL: LED Integrated Luminaire | 2024 | FIXED_OM | NEW | assembly | USD/gigalumen_year | us | us | 14117400668.4097
commercial lighting | Low-Bay LFL: LED Integrated Luminaire | 2024 | FIXED_OM | NEW | education | USD/gigalumen_year | us | us | 14117400668.4097
commercial lighting | Low-Bay LFL: LED Integrated Luminaire | 2024 | FIXED_OM | NEW | food sales | USD/gigalumen_year | us | us | 14117400668.4097
commercial lighting | Low-Bay LFL: LED Integrated Luminaire | 2024 | FIXED_OM | NEW | food service | USD/gigalumen_year | us | us | 14117400668.4097
commercial lighting | Low-Bay LFL: LED Integrated Luminaire | 2024 | FIXED_OM | NEW | health | USD/gigalumen_year | us | us | 14117400668.4097
commercial lighting | Low-Bay LFL: LED Integrated Luminaire | 2024 | FIXED_OM | NEW | lodging | USD/gigalumen_year | us | us | 14117400668.4097
commercial lighting | Low-Bay LFL: LED Integrated Luminaire | 2024 | FIXED_OM | NEW | merc/service | USD/gigalumen_year | us | us | 14117400668.4097
commercial lighting | Low-Bay LFL: LED Integrated Luminaire | 2024 | FIXED_OM | NEW | office-large | USD/gigalumen_year | us | us | 14117400668.4097
commercial lighting | Low-Bay LFL: LED Integrated Luminaire | 2024 | FIXED_OM | NEW | office-small | USD/gigalumen_year | us | us | 14117400668.4097
commercial lighting | Low-Bay LFL: LED Integrated Luminaire | 2024 | FIXED_OM | NEW | other | USD/gigalumen_year | us | us | 14117400668.4097
commercial lighting | Low-Bay LFL: LED Integrated Luminaire | 2024 | FIXED_OM | NEW | warehouse | USD/gigalumen_year | us | us | 14117400668.4097
commercial lighting | Low-Bay LFL: LED Integrated Luminaire | 2024 | FIXED_OM | REPLACEMENT | assembly | USD/gigalumen_year | us | us | 14117400668.4097
commercial lighting | Low-Bay LFL: LED Integrated Luminaire | 2024 | FIXED_OM | REPLACEMENT | education | USD/gigalumen_year | us | us | 14117400668.4097
commercial lighting | Low-Bay LFL: LED Integrated Luminaire | 2024 | FIXED_OM | REPLACEMENT | food sales | USD/gigalumen_year | us | us | 14117400668.4097
commercial lighting | Low-Bay LFL: LED Integrated Luminaire | 2024 | FIXED_OM | REPLACEMENT | food service | USD/gigalumen_year | us | us | 14117400668.4097
commercial lighting | Low-Bay LFL: LED Integrated Luminaire | 2024 | FIXED_OM | REPLACEMENT | health | USD/gigalumen_year | us | us | 14117400668.4097
commercial lighting | Low-Bay LFL: LED Integrated Luminaire | 2024 | FIXED_OM | REPLACEMENT | lodging | USD/gigalumen_year | us | us | 14117400668.4097
commercial lighting | Low-Bay LFL: LED Integrated Luminaire | 2024 | FIXED_OM | REPLACEMENT | merc/service | USD/gigalumen_year | us | us | 14117400668.4097
commercial lighting | Low-Bay LFL: LED Integrated Luminaire | 2024 | FIXED_OM | REPLACEMENT | office-large | USD/gigalumen_year | us | us | 14117400668.4097
commercial lighting | Low-Bay LFL: LED Integrated Luminaire | 2024 | FIXED_OM | REPLACEMENT | office-small | USD/gigalumen_year | us | us | 14117400668.4097
commercial lighting | Low-Bay LFL: LED Integrated Luminaire | 2024 | FIXED_OM | REPLACEMENT | other | USD/gigalumen_year | us | us | 14117400668.4097
commercial lighting | Low-Bay LFL: LED Integrated Luminaire | 2024 | FIXED_OM | REPLACEMENT | warehouse | USD/gigalumen_year | us | us | 14117400668.4097
commercial lighting | Low-Bay LFL: LED Integrated Luminaire | 2025 | CAPITAL | NEW | assembly | USD/gigalumen_year | us | us | 326849536773.024
commercial lighting | Low-Bay LFL: LED Integrated Luminaire | 2025 | CAPITAL | NEW | education | USD/gigalumen_year | us | us | 326849536773.024
commercial lighting | Low-Bay LFL: LED Integrated Luminaire | 2025 | CAPITAL | NEW | food sales | USD/gigalumen_year | us | us | 326849536773.024
commercial lighting | Low-Bay LFL: LED Integrated Luminaire | 2025 | CAPITAL | NEW | food service | USD/gigalumen_year | us | us | 326849536773.024
commercial lighting | Low-Bay LFL: LED Integrated Luminaire | 2025 | CAPITAL | NEW | health | USD/gigalumen_year | us | us | 326849536773.024
commercial lighting | Low-Bay LFL: LED Integrated Luminaire | 2025 | CAPITAL | NEW | lodging | USD/gigalumen_year | us | us | 326849536773.024
commercial lighting | Low-Bay LFL: LED Integrated Luminaire | 2025 | CAPITAL | NEW | merc/service | USD/gigalumen_year | us | us | 326849536773.024
commercial lighting | Low-Bay LFL: LED Integrated Luminaire | 2025 | CAPITAL | NEW | office-large | USD/gigalumen_year | us | us | 326849536773.024
commercial lighting | Low-Bay LFL: LED Integrated Luminaire | 2025 | CAPITAL | NEW | office-small | USD/gigalumen_year | us | us | 326849536773.024
commercial lighting | Low-Bay LFL: LED Integrated Luminaire | 2025 | CAPITAL | NEW | other | USD/gigalumen_year | us | us | 326849536773.024
commercial lighting | Low-Bay LFL: LED Integrated Luminaire | 2025 | CAPITAL | NEW | warehouse | USD/gigalumen_year | us | us | 326849536773.024
commercial lighting | Low-Bay LFL: LED Integrated Luminaire | 2025 | CAPITAL | REPLACEMENT | assembly | USD/gigalumen_year | us | us | 326849536773.024
commercial lighting | Low-Bay LFL: LED Integrated Luminaire | 2025 | CAPITAL | REPLACEMENT | education | USD/gigalumen_year | us | us | 326849536773.024
commercial lighting | Low-Bay LFL: LED Integrated Luminaire | 2025 | CAPITAL | REPLACEMENT | food sales | USD/gigalumen_year | us | us | 326849536773.024
commercial lighting | Low-Bay LFL: LED Integrated Luminaire | 2025 | CAPITAL | REPLACEMENT | food service | USD/gigalumen_year | us | us | 326849536773.024
commercial lighting | Low-Bay LFL: LED Integrated Luminaire | 2025 | CAPITAL | REPLACEMENT | health | USD/gigalumen_year | us | us | 326849536773.024
commercial lighting | Low-Bay LFL: LED Integrated Luminaire | 2025 | CAPITAL | REPLACEMENT | lodging | USD/gigalumen_year | us | us | 326849536773.024
commercial lighting | Low-Bay LFL: LED Integrated Luminaire | 2025 | CAPITAL | REPLACEMENT | merc/service | USD/gigalumen_year | us | us | 326849536773.024
commercial lighting | Low-Bay LFL: LED Integrated Luminaire | 2025 | CAPITAL | REPLACEMENT | office-large | USD/gigalumen_year | us | us | 326849536773.024
commercial lighting | Low-Bay LFL: LED Integrated Luminaire | 2025 | CAPITAL | REPLACEMENT | office-small | USD/gigalumen_year | us | us | 326849536773.024
commercial lighting | Low-Bay LFL: LED Integrated Luminaire | 2025 | CAPITAL | REPLACEMENT | other | USD/gigalumen_year | us | us | 326849536773.024
commercial lighting | Low-Bay LFL: LED Integrated Luminaire | 2025 | CAPITAL | REPLACEMENT | warehouse | USD/gigalumen_year | us | us | 326849536773.024
commercial lighting | Low-Bay LFL: LED Integrated Luminaire | 2025 | FIXED_OM | NEW | assembly | USD/gigalumen_year | us | us | 13518409458.6852
commercial lighting | Low-Bay LFL: LED Integrated Luminaire | 2025 | FIXED_OM | NEW | education | USD/gigalumen_year | us | us | 13518409458.6852
commercial lighting | Low-Bay LFL: LED Integrated Luminaire | 2025 | FIXED_OM | NEW | food sales | USD/gigalumen_year | us | us | 13518409458.6852
commercial lighting | Low-Bay LFL: LED Integrated Luminaire | 2025 | FIXED_OM | NEW | food service | USD/gigalumen_year | us | us | 13518409458.6852
commercial lighting | Low-Bay LFL: LED Integrated Luminaire | 2025 | FIXED_OM | NEW | health | USD/gigalumen_year | us | us | 13518409458.6852
commercial lighting | Low-Bay LFL: LED Integrated Luminaire | 2025 | FIXED_OM | NEW | lodging | USD/gigalumen_year | us | us | 13518409458.6852
commercial lighting | Low-Bay LFL: LED Integrated Luminaire | 2025 | FIXED_OM | NEW | merc/service | USD/gigalumen_year | us | us | 13518409458.6852
commercial lighting | Low-Bay LFL: LED Integrated Luminaire | 2025 | FIXED_OM | NEW | office-large | USD/gigalumen_year | us | us | 13518409458.6852
commercial lighting | Low-Bay LFL: LED Integrated Luminaire | 2025 | FIXED_OM | NEW | office-small | USD/gigalumen_year | us | us | 13518409458.6852
commercial lighting | Low-Bay LFL: LED Integrated Luminaire | 2025 | FIXED_OM | NEW | other | USD/gigalumen_year | us | us | 13518409458.6852
commercial lighting | Low-Bay LFL: LED Integrated Luminaire | 2025 | FIXED_OM | NEW | warehouse | USD/gigalumen_year | us | us | 13518409458.6852
commercial lighting | Low-Bay LFL: LED Integrated Luminaire | 2025 | FIXED_OM | REPLACEMENT | assembly | USD/gigalumen_year | us | us | 13518409458.6852
commercial lighting | Low-Bay LFL: LED Integrated Luminaire | 2025 | FIXED_OM | REPLACEMENT | education | USD/gigalumen_year | us | us | 13518409458.6852
commercial lighting | Low-Bay LFL: LED Integrated Luminaire | 2025 | FIXED_OM | REPLACEMENT | food sales | USD/gigalumen_year | us | us | 13518409458.6852
commercial lighting | Low-Bay LFL: LED Integrated Luminaire | 2025 | FIXED_OM | REPLACEMENT | food service | USD/gigalumen_year | us | us | 13518409458.6852
commercial lighting | Low-Bay LFL: LED Integrated Luminaire | 2025 | FIXED_OM | REPLACEMENT | health | USD/gigalumen_year | us | us | 13518409458.6852
commercial lighting | Low-Bay LFL: LED Integrated Luminaire | 2025 | FIXED_OM | REPLACEMENT | lodging | USD/gigalumen_year | us | us | 13518409458.6852
commercial lighting | Low-Bay LFL: LED Integrated Luminaire | 2025 | FIXED_OM | REPLACEMENT | merc/service | USD/gigalumen_year | us | us | 13518409458.6852
commercial lighting | Low-Bay LFL: LED Integrated Luminaire | 2025 | FIXED_OM | REPLACEMENT | office-large | USD/gigalumen_year | us | us | 13518409458.6852
commercial lighting | Low-Bay LFL: LED Integrated Luminaire | 2025 | FIXED_OM | REPLACEMENT | office-small | USD/gigalumen_year | us | us | 13518409458.6852
commercial lighting | Low-Bay LFL: LED Integrated Luminaire | 2025 | FIXED_OM | REPLACEMENT | other | USD/gigalumen_year | us | us | 13518409458.6852
commercial lighting | Low-Bay LFL: LED Integrated Luminaire | 2025 | FIXED_OM | REPLACEMENT | warehouse | USD/gigalumen_year | us | us | 13518409458.6852
commercial lighting | Low-Bay LFL: LED Integrated Luminaire | 2026 | CAPITAL | NEW | assembly | USD/gigalumen_year | us | us | 313495556273.871
commercial lighting | Low-Bay LFL: LED Integrated Luminaire | 2026 | CAPITAL | NEW | education | USD/gigalumen_year | us | us | 313495556273.871
commercial lighting | Low-Bay LFL: LED Integrated Luminaire | 2026 | CAPITAL | NEW | food sales | USD/gigalumen_year | us | us | 313495556273.871
commercial lighting | Low-Bay LFL: LED Integrated Luminaire | 2026 | CAPITAL | NEW | food service | USD/gigalumen_year | us | us | 313495556273.871
commercial lighting | Low-Bay LFL: LED Integrated Luminaire | 2026 | CAPITAL | NEW | health | USD/gigalumen_year | us | us | 313495556273.871
commercial lighting | Low-Bay LFL: LED Integrated Luminaire | 2026 | CAPITAL | NEW | lodging | USD/gigalumen_year | us | us | 313495556273.871
commercial lighting | Low-Bay LFL: LED Integrated Luminaire | 2026 | CAPITAL | NEW | merc/service | USD/gigalumen_year | us | us | 313495556273.871
commercial lighting | Low-Bay LFL: LED Integrated Luminaire | 2026 | CAPITAL | NEW | office-large | USD/gigalumen_year | us | us | 313495556273.871
commercial lighting | Low-Bay LFL: LED Integrated Luminaire | 2026 | CAPITAL | NEW | office-small | USD/gigalumen_year | us | us | 313495556273.871
commercial lighting | Low-Bay LFL: LED Integrated Luminaire | 2026 | CAPITAL | NEW | other | USD/gigalumen_year | us | us | 313495556273.871
commercial lighting | Low-Bay LFL: LED Integrated Luminaire | 2026 | CAPITAL | NEW | warehouse | USD/gigalumen_year | us | us | 313495556273.871
commercial lighting | Low-Bay LFL: LED Integrated Luminaire | 2026 | CAPITAL | REPLACEMENT | assembly | USD/gigalumen_year | us | us | 313495556273.871
commercial lighting | Low-Bay LFL: LED Integrated Luminaire | 2026 | CAPITAL | REPLACEMENT | education | USD/gigalumen_year | us | us | 313495556273.871
commercial lighting | Low-Bay LFL: LED Integrated Luminaire | 2026 | CAPITAL | REPLACEMENT | food sales | USD/gigalumen_year | us | us | 313495556273.871
commercial lighting | Low-Bay LFL: LED Integrated Luminaire | 2026 | CAPITAL | REPLACEMENT | food service | USD/gigalumen_year | us | us | 313495556273.871
commercial lighting | Low-Bay LFL: LED Integrated Luminaire | 2026 | CAPITAL | REPLACEMENT | health | USD/gigalumen_year | us | us | 313495556273.871
commercial lighting | Low-Bay LFL: LED Integrated Luminaire | 2026 | CAPITAL | REPLACEMENT | lodging | USD/gigalumen_year | us | us | 313495556273.871
commercial lighting | Low-Bay LFL: LED Integrated Luminaire | 2026 | CAPITAL | REPLACEMENT | merc/service | USD/gigalumen_year | us | us | 313495556273.871
commercial lighting | Low-Bay LFL: LED Integrated Luminaire | 2026 | CAPITAL | REPLACEMENT | office-large | USD/gigalumen_year | us | us | 313495556273.871
commercial lighting | Low-Bay LFL: LED Integrated Luminaire | 2026 | CAPITAL | REPLACEMENT | office-small | USD/gigalumen_year | us | us | 313495556273.871
commercial lighting | Low-Bay LFL: LED Integrated Luminaire | 2026 | CAPITAL | REPLACEMENT | other | USD/gigalumen_year | us | us | 313495556273.871
commercial lighting | Low-Bay LFL: LED Integrated Luminaire | 2026 | CAPITAL | REPLACEMENT | warehouse | USD/gigalumen_year | us | us | 313495556273.871
commercial lighting | Low-Bay LFL: LED Integrated Luminaire | 2026 | FIXED_OM | NEW | assembly | USD/gigalumen_year | us | us | 12919418248.9607
commercial lighting | Low-Bay LFL: LED Integrated Luminaire | 2026 | FIXED_OM | NEW | education | USD/gigalumen_year | us | us | 12919418248.9607
commercial lighting | Low-Bay LFL: LED Integrated Luminaire | 2026 | FIXED_OM | NEW | food sales | USD/gigalumen_year | us | us | 12919418248.9607
commercial lighting | Low-Bay LFL: LED Integrated Luminaire | 2026 | FIXED_OM | NEW | food service | USD/gigalumen_year | us | us | 12919418248.9607
commercial lighting | Low-Bay LFL: LED Integrated Luminaire | 2026 | FIXED_OM | NEW | health | USD/gigalumen_year | us | us | 12919418248.9607
commercial lighting | Low-Bay LFL: LED Integrated Luminaire | 2026 | FIXED_OM | NEW | lodging | USD/gigalumen_year | us | us | 12919418248.9607
commercial lighting | Low-Bay LFL: LED Integrated Luminaire | 2026 | FIXED_OM | NEW | merc/service | USD/gigalumen_year | us | us | 12919418248.9607
commercial lighting | Low-Bay LFL: LED Integrated Luminaire | 2026 | FIXED_OM | NEW | office-large | USD/gigalumen_year | us | us | 12919418248.9607
commercial lighting | Low-Bay LFL: LED Integrated Luminaire | 2026 | FIXED_OM | NEW | office-small | USD/gigalumen_year | us | us | 12919418248.9607
commercial lighting | Low-Bay LFL: LED Integrated Luminaire | 2026 | FIXED_OM | NEW | other | USD/gigalumen_year | us | us | 12919418248.9607
commercial lighting | Low-Bay LFL: LED Integrated Luminaire | 2026 | FIXED_OM | NEW | warehouse | USD/gigalumen_year | us | us | 12919418248.9607
commercial lighting | Low-Bay LFL: LED Integrated Luminaire | 2026 | FIXED_OM | REPLACEMENT | assembly | USD/gigalumen_year | us | us | 12919418248.9607
commercial lighting | Low-Bay LFL: LED Integrated Luminaire | 2026 | FIXED_OM | REPLACEMENT | education | USD/gigalumen_year | us | us | 12919418248.9607
commercial lighting | Low-Bay LFL: LED Integrated Luminaire | 2026 | FIXED_OM | REPLACEMENT | food sales | USD/gigalumen_year | us | us | 12919418248.9607
commercial lighting | Low-Bay LFL: LED Integrated Luminaire | 2026 | FIXED_OM | REPLACEMENT | food service | USD/gigalumen_year | us | us | 12919418248.9607
commercial lighting | Low-Bay LFL: LED Integrated Luminaire | 2026 | FIXED_OM | REPLACEMENT | health | USD/gigalumen_year | us | us | 12919418248.9607
commercial lighting | Low-Bay LFL: LED Integrated Luminaire | 2026 | FIXED_OM | REPLACEMENT | lodging | USD/gigalumen_year | us | us | 12919418248.9607
commercial lighting | Low-Bay LFL: LED Integrated Luminaire | 2026 | FIXED_OM | REPLACEMENT | merc/service | USD/gigalumen_year | us | us | 12919418248.9607
commercial lighting | Low-Bay LFL: LED Integrated Luminaire | 2026 | FIXED_OM | REPLACEMENT | office-large | USD/gigalumen_year | us | us | 12919418248.9607
commercial lighting | Low-Bay LFL: LED Integrated Luminaire | 2026 | FIXED_OM | REPLACEMENT | office-small | USD/gigalumen_year | us | us | 12919418248.9607
commercial lighting | Low-Bay LFL: LED Integrated Luminaire | 2026 | FIXED_OM | REPLACEMENT | other | USD/gigalumen_year | us | us | 12919418248.9607
commercial lighting | Low-Bay LFL: LED Integrated Luminaire | 2026 | FIXED_OM | REPLACEMENT | warehouse | USD/gigalumen_year | us | us | 12919418248.9607
commercial lighting | Low-Bay LFL: LED Integrated Luminaire | 2027 | CAPITAL | NEW | assembly | USD/gigalumen_year | us | us | 300141575774.718
commercial lighting | Low-Bay LFL: LED Integrated Luminaire | 2027 | CAPITAL | NEW | education | USD/gigalumen_year | us | us | 300141575774.718
commercial lighting | Low-Bay LFL: LED Integrated Luminaire | 2027 | CAPITAL | NEW | food sales | USD/gigalumen_year | us | us | 300141575774.718
commercial lighting | Low-Bay LFL: LED Integrated Luminaire | 2027 | CAPITAL | NEW | food service | USD/gigalumen_year | us | us | 300141575774.718
commercial lighting | Low-Bay LFL: LED Integrated Luminaire | 2027 | CAPITAL | NEW | health | USD/gigalumen_year | us | us | 300141575774.718
commercial lighting | Low-Bay LFL: LED Integrated Luminaire | 2027 | CAPITAL | NEW | lodging | USD/gigalumen_year | us | us | 300141575774.718
commercial lighting | Low-Bay LFL: LED Integrated Luminaire | 2027 | CAPITAL | NEW | merc/service | USD/gigalumen_year | us | us | 300141575774.718
commercial lighting | Low-Bay LFL: LED Integrated Luminaire | 2027 | CAPITAL | NEW | office-large | USD/gigalumen_year | us | us | 300141575774.718
commercial lighting | Low-Bay LFL: LED Integrated Luminaire | 2027 | CAPITAL | NEW | office-small | USD/gigalumen_year | us | us | 300141575774.718
commercial lighting | Low-Bay LFL: LED Integrated Luminaire | 2027 | CAPITAL | NEW | other | USD/gigalumen_year | us | us | 300141575774.718
commercial lighting | Low-Bay LFL: LED Integrated Luminaire | 2027 | CAPITAL | NEW | warehouse | USD/gigalumen_year | us | us | 300141575774.718
commercial lighting | Low-Bay LFL: LED Integrated Luminaire | 2027 | CAPITAL | REPLACEMENT | assembly | USD/gigalumen_year | us | us | 300141575774.718
commercial lighting | Low-Bay LFL: LED Integrated Luminaire | 2027 | CAPITAL | REPLACEMENT | education | USD/gigalumen_year | us | us | 300141575774.718
commercial lighting | Low-Bay LFL: LED Integrated Luminaire | 2027 | CAPITAL | REPLACEMENT | food sales | USD/gigalumen_year | us | us | 300141575774.718
commercial lighting | Low-Bay LFL: LED Integrated Luminaire | 2027 | CAPITAL | REPLACEMENT | food service | USD/gigalumen_year | us | us | 300141575774.718
commercial lighting | Low-Bay LFL: LED Integrated Luminaire | 2027 | CAPITAL | REPLACEMENT | health | USD/gigalumen_year | us | us | 300141575774.718
commercial lighting | Low-Bay LFL: LED Integrated Luminaire | 2027 | CAPITAL | REPLACEMENT | lodging | USD/gigalumen_year | us | us | 300141575774.718
commercial lighting | Low-Bay LFL: LED Integrated Luminaire | 2027 | CAPITAL | REPLACEMENT | merc/service | USD/gigalumen_year | us | us | 300141575774.718
commercial lighting | Low-Bay LFL: LED Integrated Luminaire | 2027 | CAPITAL | REPLACEMENT | office-large | USD/gigalumen_year | us | us | 300141575774.718
commercial lighting | Low-Bay LFL: LED Integrated Luminaire | 2027 | CAPITAL | REPLACEMENT | office-small | USD/gigalumen_year | us | us | 300141575774.718
commercial lighting | Low-Bay LFL: LED Integrated Luminaire | 2027 | CAPITAL | REPLACEMENT | other | USD/gigalumen_year | us | us | 300141575774.718
commercial lighting | Low-Bay LFL: LED Integrated Luminaire | 2027 | CAPITAL | REPLACEMENT | warehouse | USD/gigalumen_year | us | us | 300141575774.718
commercial lighting | Low-Bay LFL: LED Integrated Luminaire | 2027 | FIXED_OM | NEW | assembly | USD/gigalumen_year | us | us | 12320427039.2361
commercial lighting | Low-Bay LFL: LED Integrated Luminaire | 2027 | FIXED_OM | NEW | education | USD/gigalumen_year | us | us | 12320427039.2361
commercial lighting | Low-Bay LFL: LED Integrated Luminaire | 2027 | FIXED_OM | NEW | food sales | USD/gigalumen_year | us | us | 12320427039.2361
commercial lighting | Low-Bay LFL: LED Integrated Luminaire | 2027 | FIXED_OM | NEW | food service | USD/gigalumen_year | us | us | 12320427039.2361
commercial lighting | Low-Bay LFL: LED Integrated Luminaire | 2027 | FIXED_OM | NEW | health | USD/gigalumen_year | us | us | 12320427039.2361
commercial lighting | Low-Bay LFL: LED Integrated Luminaire | 2027 | FIXED_OM | NEW | lodging | USD/gigalumen_year | us | us | 12320427039.2361
commercial lighting | Low-Bay LFL: LED Integrated Luminaire | 2027 | FIXED_OM | NEW | merc/service | USD/gigalumen_year | us | us | 12320427039.2361
commercial lighting | Low-Bay LFL: LED Integrated Luminaire | 2027 | FIXED_OM | NEW | office-large | USD/gigalumen_year | us | us | 12320427039.2361
commercial lighting | Low-Bay LFL: LED Integrated Luminaire | 2027 | FIXED_OM | NEW | office-small | USD/gigalumen_year | us | us | 12320427039.2361
commercial lighting | Low-Bay LFL: LED Integrated Luminaire | 2027 | FIXED_OM | NEW | other | USD/gigalumen_year | us | us | 12320427039.2361
commercial lighting | Low-Bay LFL: LED Integrated Luminaire | 2027 | FIXED_OM | NEW | warehouse | USD/gigalumen_year | us | us | 12320427039.2361
commercial lighting | Low-Bay LFL: LED Integrated Luminaire | 2027 | FIXED_OM | REPLACEMENT | assembly | USD/gigalumen_year | us | us | 12320427039.2361
commercial lighting | Low-Bay LFL: LED Integrated Luminaire | 2027 | FIXED_OM | REPLACEMENT | education | USD/gigalumen_year | us | us | 12320427039.2361
commercial lighting | Low-Bay LFL: LED Integrated Luminaire | 2027 | FIXED_OM | REPLACEMENT | food sales | USD/gigalumen_year | us | us | 12320427039.2361
commercial lighting | Low-Bay LFL: LED Integrated Luminaire | 2027 | FIXED_OM | REPLACEMENT | food service | USD/gigalumen_year | us | us | 12320427039.2361
commercial lighting | Low-Bay LFL: LED Integrated Luminaire | 2027 | FIXED_OM | REPLACEMENT | health | USD/gigalumen_year | us | us | 12320427039.2361
commercial lighting | Low-Bay LFL: LED Integrated Luminaire | 2027 | FIXED_OM | REPLACEMENT | lodging | USD/gigalumen_year | us | us | 12320427039.2361
commercial lighting | Low-Bay LFL: LED Integrated Luminaire | 2027 | FIXED_OM | REPLACEMENT | merc/service | USD/gigalumen_year | us | us | 12320427039.2361
commercial lighting | Low-Bay LFL: LED Integrated Luminaire | 2027 | FIXED_OM | REPLACEMENT | office-large | USD/gigalumen_year | us | us | 12320427039.2361
commercial lighting | Low-Bay LFL: LED Integrated Luminaire | 2027 | FIXED_OM | REPLACEMENT | office-small | USD/gigalumen_year | us | us | 12320427039.2361
commercial lighting | Low-Bay LFL: LED Integrated Luminaire | 2027 | FIXED_OM | REPLACEMENT | other | USD/gigalumen_year | us | us | 12320427039.2361
commercial lighting | Low-Bay LFL: LED Integrated Luminaire | 2027 | FIXED_OM | REPLACEMENT | warehouse | USD/gigalumen_year | us | us | 12320427039.2361
commercial lighting | Low-Bay LFL: LED Integrated Luminaire | 2028 | CAPITAL | NEW | assembly | USD/gigalumen_year | us | us | 286787595275.565
commercial lighting | Low-Bay LFL: LED Integrated Luminaire | 2028 | CAPITAL | NEW | education | USD/gigalumen_year | us | us | 286787595275.565
commercial lighting | Low-Bay LFL: LED Integrated Luminaire | 2028 | CAPITAL | NEW | food sales | USD/gigalumen_year | us | us | 286787595275.565
commercial lighting | Low-Bay LFL: LED Integrated Luminaire | 2028 | CAPITAL | NEW | food service | USD/gigalumen_year | us | us | 286787595275.565
commercial lighting | Low-Bay LFL: LED Integrated Luminaire | 2028 | CAPITAL | NEW | health | USD/gigalumen_year | us | us | 286787595275.565
commercial lighting | Low-Bay LFL: LED Integrated Luminaire | 2028 | CAPITAL | NEW | lodging | USD/gigalumen_year | us | us | 286787595275.565
commercial lighting | Low-Bay LFL: LED Integrated Luminaire | 2028 | CAPITAL | NEW | merc/service | USD/gigalumen_year | us | us | 286787595275.565
commercial lighting | Low-Bay LFL: LED Integrated Luminaire | 2028 | CAPITAL | NEW | office-large | USD/gigalumen_year | us | us | 286787595275.565
commercial lighting | Low-Bay LFL: LED Integrated Luminaire | 2028 | CAPITAL | NEW | office-small | USD/gigalumen_year | us | us | 286787595275.565
commercial lighting | Low-Bay LFL: LED Integrated Luminaire | 2028 | CAPITAL | NEW | other | USD/gigalumen_year | us | us | 286787595275.565
commercial lighting | Low-Bay LFL: LED Integrated Luminaire | 2028 | CAPITAL | NEW | warehouse | USD/gigalumen_year | us | us | 286787595275.565
commercial lighting | Low-Bay LFL: LED Integrated Luminaire | 2028 | CAPITAL | REPLACEMENT | assembly | USD/gigalumen_year | us | us | 286787595275.565
commercial lighting | Low-Bay LFL: LED Integrated Luminaire | 2028 | CAPITAL | REPLACEMENT | education | USD/gigalumen_year | us | us | 286787595275.565
commercial lighting | Low-Bay LFL: LED Integrated Luminaire | 2028 | CAPITAL | REPLACEMENT | food sales | USD/gigalumen_year | us | us | 286787595275.565
commercial lighting | Low-Bay LFL: LED Integrated Luminaire | 2028 | CAPITAL | REPLACEMENT | food service | USD/gigalumen_year | us | us | 286787595275.565
commercial lighting | Low-Bay LFL: LED Integrated Luminaire | 2028 | CAPITAL | REPLACEMENT | health | USD/gigalumen_year | us | us | 286787595275.565
commercial lighting | Low-Bay LFL: LED Integrated Luminaire | 2028 | CAPITAL | REPLACEMENT | lodging | USD/gigalumen_year | us | us | 286787595275.565
commercial lighting | Low-Bay LFL: LED Integrated Luminaire | 2028 | CAPITAL | REPLACEMENT | merc/service | USD/gigalumen_year | us | us | 286787595275.565
commercial lighting | Low-Bay LFL: LED Integrated Luminaire | 2028 | CAPITAL | REPLACEMENT | office-large | USD/gigalumen_year | us | us | 286787595275.565
commercial lighting | Low-Bay LFL: LED Integrated Luminaire | 2028 | CAPITAL | REPLACEMENT | office-small | USD/gigalumen_year | us | us | 286787595275.565
commercial lighting | Low-Bay LFL: LED Integrated Luminaire | 2028 | CAPITAL | REPLACEMENT | other | USD/gigalumen_year | us | us | 286787595275.565
commercial lighting | Low-Bay LFL: LED Integrated Luminaire | 2028 | CAPITAL | REPLACEMENT | warehouse | USD/gigalumen_year | us | us | 286787595275.565
commercial lighting | Low-Bay LFL: LED Integrated Luminaire | 2028 | FIXED_OM | NEW | assembly | USD/gigalumen_year | us | us | 11721435829.5116
commercial lighting | Low-Bay LFL: LED Integrated Luminaire | 2028 | FIXED_OM | NEW | education | USD/gigalumen_year | us | us | 11721435829.5116
commercial lighting | Low-Bay LFL: LED Integrated Luminaire | 2028 | FIXED_OM | NEW | food sales | USD/gigalumen_year | us | us | 11721435829.5116
commercial lighting | Low-Bay LFL: LED Integrated Luminaire | 2028 | FIXED_OM | NEW | food service | USD/gigalumen_year | us | us | 11721435829.5116
commercial lighting | Low-Bay LFL: LED Integrated Luminaire | 2028 | FIXED_OM | NEW | health | USD/gigalumen_year | us | us | 11721435829.5116
commercial lighting | Low-Bay LFL: LED Integrated Luminaire | 2028 | FIXED_OM | NEW | lodging | USD/gigalumen_year | us | us | 11721435829.5116
commercial lighting | Low-Bay LFL: LED Integrated Luminaire | 2028 | FIXED_OM | NEW | merc/service | USD/gigalumen_year | us | us | 11721435829.5116
commercial lighting | Low-Bay LFL: LED Integrated Luminaire | 2028 | FIXED_OM | NEW | office-large | USD/gigalumen_year | us | us | 11721435829.5116
commercial lighting | Low-Bay LFL: LED Integrated Luminaire | 2028 | FIXED_OM | NEW | office-small | USD/gigalumen_year | us | us | 11721435829.5116
commercial lighting | Low-Bay LFL: LED Integrated Luminaire | 2028 | FIXED_OM | NEW | other | USD/gigalumen_year | us | us | 11721435829.5116
commercial lighting | Low-Bay LFL: LED Integrated Luminaire | 2028 | FIXED_OM | NEW | warehouse | USD/gigalumen_year | us | us | 11721435829.5116
commercial lighting | Low-Bay LFL: LED Integrated Luminaire | 2028 | FIXED_OM | REPLACEMENT | assembly | USD/gigalumen_year | us | us | 11721435829.5116
commercial lighting | Low-Bay LFL: LED Integrated Luminaire | 2028 | FIXED_OM | REPLACEMENT | education | USD/gigalumen_year | us | us | 11721435829.5116
commercial lighting | Low-Bay LFL: LED Integrated Luminaire | 2028 | FIXED_OM | REPLACEMENT | food sales | USD/gigalumen_year | us | us | 11721435829.5116
commercial lighting | Low-Bay LFL: LED Integrated Luminaire | 2028 | FIXED_OM | REPLACEMENT | food service | USD/gigalumen_year | us | us | 11721435829.5116
commercial lighting | Low-Bay LFL: LED Integrated Luminaire | 2028 | FIXED_OM | REPLACEMENT | health | USD/gigalumen_year | us | us | 11721435829.5116
commercial lighting | Low-Bay LFL: LED Integrated Luminaire | 2028 | FIXED_OM | REPLACEMENT | lodging | USD/gigalumen_year | us | us | 11721435829.5116
commercial lighting | Low-Bay LFL: LED Integrated Luminaire | 2028 | FIXED_OM | REPLACEMENT | merc/service | USD/gigalumen_year | us | us | 11721435829.5116
commercial lighting | Low-Bay LFL: LED Integrated Luminaire | 2028 | FIXED_OM | REPLACEMENT | office-large | USD/gigalumen_year | us | us | 11721435829.5116
commercial lighting | Low-Bay LFL: LED Integrated Luminaire | 2028 | FIXED_OM | REPLACEMENT | office-small | USD/gigalumen_year | us | us | 11721435829.5116
commercial lighting | Low-Bay LFL: LED Integrated Luminaire | 2028 | FIXED_OM | REPLACEMENT | other | USD/gigalumen_year | us | us | 11721435829.5116
commercial lighting | Low-Bay LFL: LED Integrated Luminaire | 2028 | FIXED_OM | REPLACEMENT | warehouse | USD/gigalumen_year | us | us | 11721435829.5116
commercial lighting | Low-Bay LFL: LED Integrated Luminaire | 2029 | CAPITAL | NEW | assembly | USD/gigalumen_year | us | us | 273433614776.412
commercial lighting | Low-Bay LFL: LED Integrated Luminaire | 2029 | CAPITAL | NEW | education | USD/gigalumen_year | us | us | 273433614776.412
commercial lighting | Low-Bay LFL: LED Integrated Luminaire | 2029 | CAPITAL | NEW | food sales | USD/gigalumen_year | us | us | 273433614776.412
commercial lighting | Low-Bay LFL: LED Integrated Luminaire | 2029 | CAPITAL | NEW | food service | USD/gigalumen_year | us | us | 273433614776.412
commercial lighting | Low-Bay LFL: LED Integrated Luminaire | 2029 | CAPITAL | NEW | health | USD/gigalumen_year | us | us | 273433614776.412
commercial lighting | Low-Bay LFL: LED Integrated Luminaire | 2029 | CAPITAL | NEW | lodging | USD/gigalumen_year | us | us | 273433614776.412
commercial lighting | Low-Bay LFL: LED Integrated Luminaire | 2029 | CAPITAL | NEW | merc/service | USD/gigalumen_year | us | us | 273433614776.412
commercial lighting | Low-Bay LFL: LED Integrated Luminaire | 2029 | CAPITAL | NEW | office-large | USD/gigalumen_year | us | us | 273433614776.412
commercial lighting | Low-Bay LFL: LED Integrated Luminaire | 2029 | CAPITAL | NEW | office-small | USD/gigalumen_year | us | us | 273433614776.412
commercial lighting | Low-Bay LFL: LED Integrated Luminaire | 2029 | CAPITAL | NEW | other | USD/gigalumen_year | us | us | 273433614776.412
commercial lighting | Low-Bay LFL: LED Integrated Luminaire | 2029 | CAPITAL | NEW | warehouse | USD/gigalumen_year | us | us | 273433614776.412
commercial lighting | Low-Bay LFL: LED Integrated Luminaire | 2029 | CAPITAL | REPLACEMENT | assembly | USD/gigalumen_year | us | us | 273433614776.412
commercial lighting | Low-Bay LFL: LED Integrated Luminaire | 2029 | CAPITAL | REPLACEMENT | education | USD/gigalumen_year | us | us | 273433614776.412
commercial lighting | Low-Bay LFL: LED Integrated Luminaire | 2029 | CAPITAL | REPLACEMENT | food sales | USD/gigalumen_year | us | us | 273433614776.412
commercial lighting | Low-Bay LFL: LED Integrated Luminaire | 2029 | CAPITAL | REPLACEMENT | food service | USD/gigalumen_year | us | us | 273433614776.412
commercial lighting | Low-Bay LFL: LED Integrated Luminaire | 2029 | CAPITAL | REPLACEMENT | health | USD/gigalumen_year | us | us | 273433614776.412
commercial lighting | Low-Bay LFL: LED Integrated Luminaire | 2029 | CAPITAL | REPLACEMENT | lodging | USD/gigalumen_year | us | us | 273433614776.412
commercial lighting | Low-Bay LFL: LED Integrated Luminaire | 2029 | CAPITAL | REPLACEMENT | merc/service | USD/gigalumen_year | us | us | 273433614776.412
commercial lighting | Low-Bay LFL: LED Integrated Luminaire | 2029 | CAPITAL | REPLACEMENT | office-large | USD/gigalumen_year | us | us | 273433614776.412
commercial lighting | Low-Bay LFL: LED Integrated Luminaire | 2029 | CAPITAL | REPLACEMENT | office-small | USD/gigalumen_year | us | us | 273433614776.412
commercial lighting | Low-Bay LFL: LED Integrated Luminaire | 2029 | CAPITAL | REPLACEMENT | other | USD/gigalumen_year | us | us | 273433614776.412
commercial lighting | Low-Bay LFL: LED Integrated Luminaire | 2029 | CAPITAL | REPLACEMENT | warehouse | USD/gigalumen_year | us | us | 273433614776.412
commercial lighting | Low-Bay LFL: LED Integrated Luminaire | 2029 | FIXED_OM | NEW | assembly | USD/gigalumen_year | us | us | 11122444619.787
commercial lighting | Low-Bay LFL: LED Integrated Luminaire | 2029 | FIXED_OM | NEW | education | USD/gigalumen_year | us | us | 11122444619.787
commercial lighting | Low-Bay LFL: LED Integrated Luminaire | 2029 | FIXED_OM | NEW | food sales | USD/gigalumen_year | us | us | 11122444619.787
commercial lighting | Low-Bay LFL: LED Integrated Luminaire | 2029 | FIXED_OM | NEW | food service | USD/gigalumen_year | us | us | 11122444619.787
commercial lighting | Low-Bay LFL: LED Integrated Luminaire | 2029 | FIXED_OM | NEW | health | USD/gigalumen_year | us | us | 11122444619.787
commercial lighting | Low-Bay LFL: LED Integrated Luminaire | 2029 | FIXED_OM | NEW | lodging | USD/gigalumen_year | us | us | 11122444619.787
commercial lighting | Low-Bay LFL: LED Integrated Luminaire | 2029 | FIXED_OM | NEW | merc/service | USD/gigalumen_year | us | us | 11122444619.787
commercial lighting | Low-Bay LFL: LED Integrated Luminaire | 2029 | FIXED_OM | NEW | office-large | USD/gigalumen_year | us | us | 11122444619.787
commercial lighting | Low-Bay LFL: LED Integrated Luminaire | 2029 | FIXED_OM | NEW | office-small | USD/gigalumen_year | us | us | 11122444619.787
commercial lighting | Low-Bay LFL: LED Integrated Luminaire | 2029 | FIXED_OM | NEW | other | USD/gigalumen_year | us | us | 11122444619.787
commercial lighting | Low-Bay LFL: LED Integrated Luminaire | 2029 | FIXED_OM | NEW | warehouse | USD/gigalumen_year | us | us | 11122444619.787
commercial lighting | Low-Bay LFL: LED Integrated Luminaire | 2029 | FIXED_OM | REPLACEMENT | assembly | USD/gigalumen_year | us | us | 11122444619.787
commercial lighting | Low-Bay LFL: LED Integrated Luminaire | 2029 | FIXED_OM | REPLACEMENT | education | USD/gigalumen_year | us | us | 11122444619.787
commercial lighting | Low-Bay LFL: LED Integrated Luminaire | 2029 | FIXED_OM | REPLACEMENT | food sales | USD/gigalumen_year | us | us | 11122444619.787
commercial lighting | Low-Bay LFL: LED Integrated Luminaire | 2029 | FIXED_OM | REPLACEMENT | food service | USD/gigalumen_year | us | us | 11122444619.787
commercial lighting | Low-Bay LFL: LED Integrated Luminaire | 2029 | FIXED_OM | REPLACEMENT | health | USD/gigalumen_year | us | us | 11122444619.787
commercial lighting | Low-Bay LFL: LED Integrated Luminaire | 2029 | FIXED_OM | REPLACEMENT | lodging | USD/gigalumen_year | us | us | 11122444619.787
commercial lighting | Low-Bay LFL: LED Integrated Luminaire | 2029 | FIXED_OM | REPLACEMENT | merc/service | USD/gigalumen_year | us | us | 11122444619.787
commercial lighting | Low-Bay LFL: LED Integrated Luminaire | 2029 | FIXED_OM | REPLACEMENT | office-large | USD/gigalumen_year | us | us | 11122444619.787
commercial lighting | Low-Bay LFL: LED Integrated Luminaire | 2029 | FIXED_OM | REPLACEMENT | office-small | USD/gigalumen_year | us | us | 11122444619.787
commercial lighting | Low-Bay LFL: LED Integrated Luminaire | 2029 | FIXED_OM | REPLACEMENT | other | USD/gigalumen_year | us | us | 11122444619.787
commercial lighting | Low-Bay LFL: LED Integrated Luminaire | 2029 | FIXED_OM | REPLACEMENT | warehouse | USD/gigalumen_year | us | us | 11122444619.787
commercial lighting | Low-Bay LFL: LED Integrated Luminaire | 2030 | CAPITAL | NEW | assembly | USD/gigalumen_year | us | us | 260079634277.259
commercial lighting | Low-Bay LFL: LED Integrated Luminaire | 2030 | CAPITAL | NEW | education | USD/gigalumen_year | us | us | 260079634277.259
commercial lighting | Low-Bay LFL: LED Integrated Luminaire | 2030 | CAPITAL | NEW | food sales | USD/gigalumen_year | us | us | 260079634277.259
commercial lighting | Low-Bay LFL: LED Integrated Luminaire | 2030 | CAPITAL | NEW | food service | USD/gigalumen_year | us | us | 260079634277.259
commercial lighting | Low-Bay LFL: LED Integrated Luminaire | 2030 | CAPITAL | NEW | health | USD/gigalumen_year | us | us | 260079634277.259
commercial lighting | Low-Bay LFL: LED Integrated Luminaire | 2030 | CAPITAL | NEW | lodging | USD/gigalumen_year | us | us | 260079634277.259
commercial lighting | Low-Bay LFL: LED Integrated Luminaire | 2030 | CAPITAL | NEW | merc/service | USD/gigalumen_year | us | us | 260079634277.259
commercial lighting | Low-Bay LFL: LED Integrated Luminaire | 2030 | CAPITAL | NEW | office-large | USD/gigalumen_year | us | us | 260079634277.259
commercial lighting | Low-Bay LFL: LED Integrated Luminaire | 2030 | CAPITAL | NEW | office-small | USD/gigalumen_year | us | us | 260079634277.259
commercial lighting | Low-Bay LFL: LED Integrated Luminaire | 2030 | CAPITAL | NEW | other | USD/gigalumen_year | us | us | 260079634277.259
commercial lighting | Low-Bay LFL: LED Integrated Luminaire | 2030 | CAPITAL | NEW | warehouse | USD/gigalumen_year | us | us | 260079634277.259
commercial lighting | Low-Bay LFL: LED Integrated Luminaire | 2030 | CAPITAL | REPLACEMENT | assembly | USD/gigalumen_year | us | us | 260079634277.259
commercial lighting | Low-Bay LFL: LED Integrated Luminaire | 2030 | CAPITAL | REPLACEMENT | education | USD/gigalumen_year | us | us | 260079634277.259
commercial lighting | Low-Bay LFL: LED Integrated Luminaire | 2030 | CAPITAL | REPLACEMENT | food sales | USD/gigalumen_year | us | us | 260079634277.259
commercial lighting | Low-Bay LFL: LED Integrated Luminaire | 2030 | CAPITAL | REPLACEMENT | food service | USD/gigalumen_year | us | us | 260079634277.259
commercial lighting | Low-Bay LFL: LED Integrated Luminaire | 2030 | CAPITAL | REPLACEMENT | health | USD/gigalumen_year | us | us | 260079634277.259
commercial lighting | Low-Bay LFL: LED Integrated Luminaire | 2030 | CAPITAL | REPLACEMENT | lodging | USD/gigalumen_year | us | us | 260079634277.259
commercial lighting | Low-Bay LFL: LED Integrated Luminaire | 2030 | CAPITAL | REPLACEMENT | merc/service | USD/gigalumen_year | us | us | 260079634277.259
commercial lighting | Low-Bay LFL: LED Integrated Luminaire | 2030 | CAPITAL | REPLACEMENT | office-large | USD/gigalumen_year | us | us | 260079634277.259
commercial lighting | Low-Bay LFL: LED Integrated Luminaire | 2030 | CAPITAL | REPLACEMENT | office-small | USD/gigalumen_year | us | us | 260079634277.259
commercial lighting | Low-Bay LFL: LED Integrated Luminaire | 2030 | CAPITAL | REPLACEMENT | other | USD/gigalumen_year | us | us | 260079634277.259
commercial lighting | Low-Bay LFL: LED Integrated Luminaire | 2030 | CAPITAL | REPLACEMENT | warehouse | USD/gigalumen_year | us | us | 260079634277.259
commercial lighting | Low-Bay LFL: LED Integrated Luminaire | 2030 | FIXED_OM | NEW | assembly | USD/gigalumen_year | us | us | 10523453410.0625
commercial lighting | Low-Bay LFL: LED Integrated Luminaire | 2030 | FIXED_OM | NEW | education | USD/gigalumen_year | us | us | 10523453410.0625
commercial lighting | Low-Bay LFL: LED Integrated Luminaire | 2030 | FIXED_OM | NEW | food sales | USD/gigalumen_year | us | us | 10523453410.0625
commercial lighting | Low-Bay LFL: LED Integrated Luminaire | 2030 | FIXED_OM | NEW | food service | USD/gigalumen_year | us | us | 10523453410.0625
commercial lighting | Low-Bay LFL: LED Integrated Luminaire | 2030 | FIXED_OM | NEW | health | USD/gigalumen_year | us | us | 10523453410.0625
commercial lighting | Low-Bay LFL: LED Integrated Luminaire | 2030 | FIXED_OM | NEW | lodging | USD/gigalumen_year | us | us | 10523453410.0625
commercial lighting | Low-Bay LFL: LED Integrated Luminaire | 2030 | FIXED_OM | NEW | merc/service | USD/gigalumen_year | us | us | 10523453410.0625
commercial lighting | Low-Bay LFL: LED Integrated Luminaire | 2030 | FIXED_OM | NEW | office-large | USD/gigalumen_year | us | us | 10523453410.0625
commercial lighting | Low-Bay LFL: LED Integrated Luminaire | 2030 | FIXED_OM | NEW | office-small | USD/gigalumen_year | us | us | 10523453410.0625
commercial lighting | Low-Bay LFL: LED Integrated Luminaire | 2030 | FIXED_OM | NEW | other | USD/gigalumen_year | us | us | 10523453410.0625
commercial lighting | Low-Bay LFL: LED Integrated Luminaire | 2030 | FIXED_OM | NEW | warehouse | USD/gigalumen_year | us | us | 10523453410.0625
commercial lighting | Low-Bay LFL: LED Integrated Luminaire | 2030 | FIXED_OM | REPLACEMENT | assembly | USD/gigalumen_year | us | us | 10523453410.0625
commercial lighting | Low-Bay LFL: LED Integrated Luminaire | 2030 | FIXED_OM | REPLACEMENT | education | USD/gigalumen_year | us | us | 10523453410.0625
commercial lighting | Low-Bay LFL: LED Integrated Luminaire | 2030 | FIXED_OM | REPLACEMENT | food sales | USD/gigalumen_year | us | us | 10523453410.0625
commercial lighting | Low-Bay LFL: LED Integrated Luminaire | 2030 | FIXED_OM | REPLACEMENT | food service | USD/gigalumen_year | us | us | 10523453410.0625
commercial lighting | Low-Bay LFL: LED Integrated Luminaire | 2030 | FIXED_OM | REPLACEMENT | health | USD/gigalumen_year | us | us | 10523453410.0625
commercial lighting | Low-Bay LFL: LED Integrated Luminaire | 2030 | FIXED_OM | REPLACEMENT | lodging | USD/gigalumen_year | us | us | 10523453410.0625
commercial lighting | Low-Bay LFL: LED Integrated Luminaire | 2030 | FIXED_OM | REPLACEMENT | merc/service | USD/gigalumen_year | us | us | 10523453410.0625
commercial lighting | Low-Bay LFL: LED Integrated Luminaire | 2030 | FIXED_OM | REPLACEMENT | office-large | USD/gigalumen_year | us | us | 10523453410.0625
commercial lighting | Low-Bay LFL: LED Integrated Luminaire | 2030 | FIXED_OM | REPLACEMENT | office-small | USD/gigalumen_year | us | us | 10523453410.0625
commercial lighting | Low-Bay LFL: LED Integrated Luminaire | 2030 | FIXED_OM | REPLACEMENT | other | USD/gigalumen_year | us | us | 10523453410.0625
commercial lighting | Low-Bay LFL: LED Integrated Luminaire | 2030 | FIXED_OM | REPLACEMENT | warehouse | USD/gigalumen_year | us | us | 10523453410.0625
commercial lighting | Low-Bay LFL: LED Integrated Luminaire | 2031 | CAPITAL | NEW | assembly | USD/gigalumen_year | us | us | 254244755199.002
commercial lighting | Low-Bay LFL: LED Integrated Luminaire | 2031 | CAPITAL | NEW | education | USD/gigalumen_year | us | us | 254244755199.002
commercial lighting | Low-Bay LFL: LED Integrated Luminaire | 2031 | CAPITAL | NEW | food sales | USD/gigalumen_year | us | us | 254244755199.002
commercial lighting | Low-Bay LFL: LED Integrated Luminaire | 2031 | CAPITAL | NEW | food service | USD/gigalumen_year | us | us | 254244755199.002
commercial lighting | Low-Bay LFL: LED Integrated Luminaire | 2031 | CAPITAL | NEW | health | USD/gigalumen_year | us | us | 254244755199.002
commercial lighting | Low-Bay LFL: LED Integrated Luminaire | 2031 | CAPITAL | NEW | lodging | USD/gigalumen_year | us | us | 254244755199.002
commercial lighting | Low-Bay LFL: LED Integrated Luminaire | 2031 | CAPITAL | NEW | merc/service | USD/gigalumen_year | us | us | 254244755199.002
commercial lighting | Low-Bay LFL: LED Integrated Luminaire | 2031 | CAPITAL | NEW | office-large | USD/gigalumen_year | us | us | 254244755199.002
commercial lighting | Low-Bay LFL: LED Integrated Luminaire | 2031 | CAPITAL | NEW | office-small | USD/gigalumen_year | us | us | 254244755199.002
commercial lighting | Low-Bay LFL: LED Integrated Luminaire | 2031 | CAPITAL | NEW | other | USD/gigalumen_year | us | us | 254244755199.002
commercial lighting | Low-Bay LFL: LED Integrated Luminaire | 2031 | CAPITAL | NEW | warehouse | USD/gigalumen_year | us | us | 254244755199.002
commercial lighting | Low-Bay LFL: LED Integrated Luminaire | 2031 | CAPITAL | REPLACEMENT | assembly | USD/gigalumen_year | us | us | 254244755199.002
commercial lighting | Low-Bay LFL: LED Integrated Luminaire | 2031 | CAPITAL | REPLACEMENT | education | USD/gigalumen_year | us | us | 254244755199.002
commercial lighting | Low-Bay LFL: LED Integrated Luminaire | 2031 | CAPITAL | REPLACEMENT | food sales | USD/gigalumen_year | us | us | 254244755199.002
commercial lighting | Low-Bay LFL: LED Integrated Luminaire | 2031 | CAPITAL | REPLACEMENT | food service | USD/gigalumen_year | us | us | 254244755199.002
commercial lighting | Low-Bay LFL: LED Integrated Luminaire | 2031 | CAPITAL | REPLACEMENT | health | USD/gigalumen_year | us | us | 254244755199.002
commercial lighting | Low-Bay LFL: LED Integrated Luminaire | 2031 | CAPITAL | REPLACEMENT | lodging | USD/gigalumen_year | us | us | 254244755199.002
commercial lighting | Low-Bay LFL: LED Integrated Luminaire | 2031 | CAPITAL | REPLACEMENT | merc/service | USD/gigalumen_year | us | us | 254244755199.002
commercial lighting | Low-Bay LFL: LED Integrated Luminaire | 2031 | CAPITAL | REPLACEMENT | office-large | USD/gigalumen_year | us | us | 254244755199.002
commercial lighting | Low-Bay LFL: LED Integrated Luminaire | 2031 | CAPITAL | REPLACEMENT | office-small | USD/gigalumen_year | us | us | 254244755199.002
commercial lighting | Low-Bay LFL: LED Integrated Luminaire | 2031 | CAPITAL | REPLACEMENT | other | USD/gigalumen_year | us | us | 254244755199.002
commercial lighting | Low-Bay LFL: LED Integrated Luminaire | 2031 | CAPITAL | REPLACEMENT | warehouse | USD/gigalumen_year | us | us | 254244755199.002
commercial lighting | Low-Bay LFL: LED Integrated Luminaire | 2031 | FIXED_OM | NEW | assembly | USD/gigalumen_year | us | us | 10288554896.445
commercial lighting | Low-Bay LFL: LED Integrated Luminaire | 2031 | FIXED_OM | NEW | education | USD/gigalumen_year | us | us | 10288554896.445
commercial lighting | Low-Bay LFL: LED Integrated Luminaire | 2031 | FIXED_OM | NEW | food sales | USD/gigalumen_year | us | us | 10288554896.445
commercial lighting | Low-Bay LFL: LED Integrated Luminaire | 2031 | FIXED_OM | NEW | food service | USD/gigalumen_year | us | us | 10288554896.445
commercial lighting | Low-Bay LFL: LED Integrated Luminaire | 2031 | FIXED_OM | NEW | health | USD/gigalumen_year | us | us | 10288554896.445
commercial lighting | Low-Bay LFL: LED Integrated Luminaire | 2031 | FIXED_OM | NEW | lodging | USD/gigalumen_year | us | us | 10288554896.445
commercial lighting | Low-Bay LFL: LED Integrated Luminaire | 2031 | FIXED_OM | NEW | merc/service | USD/gigalumen_year | us | us | 10288554896.445
commercial lighting | Low-Bay LFL: LED Integrated Luminaire | 2031 | FIXED_OM | NEW | office-large | USD/gigalumen_year | us | us | 10288554896.445
commercial lighting | Low-Bay LFL: LED Integrated Luminaire | 2031 | FIXED_OM | NEW | office-small | USD/gigalumen_year | us | us | 10288554896.445
commercial lighting | Low-Bay LFL: LED Integrated Luminaire | 2031 | FIXED_OM | NEW | other | USD/gigalumen_year | us | us | 10288554896.445
commercial lighting | Low-Bay LFL: LED Integrated Luminaire | 2031 | FIXED_OM | NEW | warehouse | USD/gigalumen_year | us | us | 10288554896.445
commercial lighting | Low-Bay LFL: LED Integrated Luminaire | 2031 | FIXED_OM | REPLACEMENT | assembly | USD/gigalumen_year | us | us | 10288554896.445
commercial lighting | Low-Bay LFL: LED Integrated Luminaire | 2031 | FIXED_OM | REPLACEMENT | education | USD/gigalumen_year | us | us | 10288554896.445
commercial lighting | Low-Bay LFL: LED Integrated Luminaire | 2031 | FIXED_OM | REPLACEMENT | food sales | USD/gigalumen_year | us | us | 10288554896.445
commercial lighting | Low-Bay LFL: LED Integrated Luminaire | 2031 | FIXED_OM | REPLACEMENT | food service | USD/gigalumen_year | us | us | 10288554896.445
commercial lighting | Low-Bay LFL: LED Integrated Luminaire | 2031 | FIXED_OM | REPLACEMENT | health | USD/gigalumen_year | us | us | 10288554896.445
commercial lighting | Low-Bay LFL: LED Integrated Luminaire | 2031 | FIXED_OM | REPLACEMENT | lodging | USD/gigalumen_year | us | us | 10288554896.445
commercial lighting | Low-Bay LFL: LED Integrated Luminaire | 2031 | FIXED_OM | REPLACEMENT | merc/service | USD/gigalumen_year | us | us | 10288554896.445
commercial lighting | Low-Bay LFL: LED Integrated Luminaire | 2031 | FIXED_OM | REPLACEMENT | office-large | USD/gigalumen_year | us | us | 10288554896.445
commercial lighting | Low-Bay LFL: LED Integrated Luminaire | 2031 | FIXED_OM | REPLACEMENT | office-small | USD/gigalumen_year | us | us | 10288554896.445
commercial lighting | Low-Bay LFL: LED Integrated Luminaire | 2031 | FIXED_OM | REPLACEMENT | other | USD/gigalumen_year | us | us | 10288554896.445
commercial lighting | Low-Bay LFL: LED Integrated Luminaire | 2031 | FIXED_OM | REPLACEMENT | warehouse | USD/gigalumen_year | us | us | 10288554896.445
commercial lighting | Low-Bay LFL: LED Integrated Luminaire | 2032 | CAPITAL | NEW | assembly | USD/gigalumen_year | us | us | 248409876120.744
commercial lighting | Low-Bay LFL: LED Integrated Luminaire | 2032 | CAPITAL | NEW | education | USD/gigalumen_year | us | us | 248409876120.744
commercial lighting | Low-Bay LFL: LED Integrated Luminaire | 2032 | CAPITAL | NEW | food sales | USD/gigalumen_year | us | us | 248409876120.744
commercial lighting | Low-Bay LFL: LED Integrated Luminaire | 2032 | CAPITAL | NEW | food service | USD/gigalumen_year | us | us | 248409876120.744
commercial lighting | Low-Bay LFL: LED Integrated Luminaire | 2032 | CAPITAL | NEW | health | USD/gigalumen_year | us | us | 248409876120.744
commercial lighting | Low-Bay LFL: LED Integrated Luminaire | 2032 | CAPITAL | NEW | lodging | USD/gigalumen_year | us | us | 248409876120.744
commercial lighting | Low-Bay LFL: LED Integrated Luminaire | 2032 | CAPITAL | NEW | merc/service | USD/gigalumen_year | us | us | 248409876120.744
commercial lighting | Low-Bay LFL: LED Integrated Luminaire | 2032 | CAPITAL | NEW | office-large | USD/gigalumen_year | us | us | 248409876120.744
commercial lighting | Low-Bay LFL: LED Integrated Luminaire | 2032 | CAPITAL | NEW | office-small | USD/gigalumen_year | us | us | 248409876120.744
commercial lighting | Low-Bay LFL: LED Integrated Luminaire | 2032 | CAPITAL | NEW | other | USD/gigalumen_year | us | us | 248409876120.744
commercial lighting | Low-Bay LFL: LED Integrated Luminaire | 2032 | CAPITAL | NEW | warehouse | USD/gigalumen_year | us | us | 248409876120.744
commercial lighting | Low-Bay LFL: LED Integrated Luminaire | 2032 | CAPITAL | REPLACEMENT | assembly | USD/gigalumen_year | us | us | 248409876120.744
commercial lighting | Low-Bay LFL: LED Integrated Luminaire | 2032 | CAPITAL | REPLACEMENT | education | USD/gigalumen_year | us | us | 248409876120.744
commercial lighting | Low-Bay LFL: LED Integrated Luminaire | 2032 | CAPITAL | REPLACEMENT | food sales | USD/gigalumen_year | us | us | 248409876120.744
commercial lighting | Low-Bay LFL: LED Integrated Luminaire | 2032 | CAPITAL | REPLACEMENT | food service | USD/gigalumen_year | us | us | 248409876120.744
commercial lighting | Low-Bay LFL: LED Integrated Luminaire | 2032 | CAPITAL | REPLACEMENT | health | USD/gigalumen_year | us | us | 248409876120.744
commercial lighting | Low-Bay LFL: LED Integrated Luminaire | 2032 | CAPITAL | REPLACEMENT | lodging | USD/gigalumen_year | us | us | 248409876120.744
commercial lighting | Low-Bay LFL: LED Integrated Luminaire | 2032 | CAPITAL | REPLACEMENT | merc/service | USD/gigalumen_year | us | us | 248409876120.744
commercial lighting | Low-Bay LFL: LED Integrated Luminaire | 2032 | CAPITAL | REPLACEMENT | office-large | USD/gigalumen_year | us | us | 248409876120.744
commercial lighting | Low-Bay LFL: LED Integrated Luminaire | 2032 | CAPITAL | REPLACEMENT | office-small | USD/gigalumen_year | us | us | 248409876120.744
commercial lighting | Low-Bay LFL: LED Integrated Luminaire | 2032 | CAPITAL | REPLACEMENT | other | USD/gigalumen_year | us | us | 248409876120.744
commercial lighting | Low-Bay LFL: LED Integrated Luminaire | 2032 | CAPITAL | REPLACEMENT | warehouse | USD/gigalumen_year | us | us | 248409876120.744
commercial lighting | Low-Bay LFL: LED Integrated Luminaire | 2032 | FIXED_OM | NEW | assembly | USD/gigalumen_year | us | us | 10053656382.8276
commercial lighting | Low-Bay LFL: LED Integrated Luminaire | 2032 | FIXED_OM | NEW | education | USD/gigalumen_year | us | us | 10053656382.8276
commercial lighting | Low-Bay LFL: LED Integrated Luminaire | 2032 | FIXED_OM | NEW | food sales | USD/gigalumen_year | us | us | 10053656382.8276
commercial lighting | Low-Bay LFL: LED Integrated Luminaire | 2032 | FIXED_OM | NEW | food service | USD/gigalumen_year | us | us | 10053656382.8276
commercial lighting | Low-Bay LFL: LED Integrated Luminaire | 2032 | FIXED_OM | NEW | health | USD/gigalumen_year | us | us | 10053656382.8276
commercial lighting | Low-Bay LFL: LED Integrated Luminaire | 2032 | FIXED_OM | NEW | lodging | USD/gigalumen_year | us | us | 10053656382.8276
commercial lighting | Low-Bay LFL: LED Integrated Luminaire | 2032 | FIXED_OM | NEW | merc/service | USD/gigalumen_year | us | us | 10053656382.8276
commercial lighting | Low-Bay LFL: LED Integrated Luminaire | 2032 | FIXED_OM | NEW | office-large | USD/gigalumen_year | us | us | 10053656382.8276
commercial lighting | Low-Bay LFL: LED Integrated Luminaire | 2032 | FIXED_OM | NEW | office-small | USD/gigalumen_year | us | us | 10053656382.8276
commercial lighting | Low-Bay LFL: LED Integrated Luminaire | 2032 | FIXED_OM | NEW | other | USD/gigalumen_year | us | us | 10053656382.8276
commercial lighting | Low-Bay LFL: LED Integrated Luminaire | 2032 | FIXED_OM | NEW | warehouse | USD/gigalumen_year | us | us | 10053656382.8276
commercial lighting | Low-Bay LFL: LED Integrated Luminaire | 2032 | FIXED_OM | REPLACEMENT | assembly | USD/gigalumen_year | us | us | 10053656382.8276
commercial lighting | Low-Bay LFL: LED Integrated Luminaire | 2032 | FIXED_OM | REPLACEMENT | education | USD/gigalumen_year | us | us | 10053656382.8276
commercial lighting | Low-Bay LFL: LED Integrated Luminaire | 2032 | FIXED_OM | REPLACEMENT | food sales | USD/gigalumen_year | us | us | 10053656382.8276
commercial lighting | Low-Bay LFL: LED Integrated Luminaire | 2032 | FIXED_OM | REPLACEMENT | food service | USD/gigalumen_year | us | us | 10053656382.8276
commercial lighting | Low-Bay LFL: LED Integrated Luminaire | 2032 | FIXED_OM | REPLACEMENT | health | USD/gigalumen_year | us | us | 10053656382.8276
commercial lighting | Low-Bay LFL: LED Integrated Luminaire | 2032 | FIXED_OM | REPLACEMENT | lodging | USD/gigalumen_year | us | us | 10053656382.8276
commercial lighting | Low-Bay LFL: LED Integrated Luminaire | 2032 | FIXED_OM | REPLACEMENT | merc/service | USD/gigalumen_year | us | us | 10053656382.8276
commercial lighting | Low-Bay LFL: LED Integrated Luminaire | 2032 | FIXED_OM | REPLACEMENT | office-large | USD/gigalumen_year | us | us | 10053656382.8276
commercial lighting | Low-Bay LFL: LED Integrated Luminaire | 2032 | FIXED_OM | REPLACEMENT | office-small | USD/gigalumen_year | us | us | 10053656382.8276
commercial lighting | Low-Bay LFL: LED Integrated Luminaire | 2032 | FIXED_OM | REPLACEMENT | other | USD/gigalumen_year | us | us | 10053656382.8276
commercial lighting | Low-Bay LFL: LED Integrated Luminaire | 2032 | FIXED_OM | REPLACEMENT | warehouse | USD/gigalumen_year | us | us | 10053656382.8276
commercial lighting | Low-Bay LFL: LED Integrated Luminaire | 2033 | CAPITAL | NEW | assembly | USD/gigalumen_year | us | us | 242574997042.486
commercial lighting | Low-Bay LFL: LED Integrated Luminaire | 2033 | CAPITAL | NEW | education | USD/gigalumen_year | us | us | 242574997042.486
commercial lighting | Low-Bay LFL: LED Integrated Luminaire | 2033 | CAPITAL | NEW | food sales | USD/gigalumen_year | us | us | 242574997042.486
commercial lighting | Low-Bay LFL: LED Integrated Luminaire | 2033 | CAPITAL | NEW | food service | USD/gigalumen_year | us | us | 242574997042.486
commercial lighting | Low-Bay LFL: LED Integrated Luminaire | 2033 | CAPITAL | NEW | health | USD/gigalumen_year | us | us | 242574997042.486
commercial lighting | Low-Bay LFL: LED Integrated Luminaire | 2033 | CAPITAL | NEW | lodging | USD/gigalumen_year | us | us | 242574997042.486
commercial lighting | Low-Bay LFL: LED Integrated Luminaire | 2033 | CAPITAL | NEW | merc/service | USD/gigalumen_year | us | us | 242574997042.486
commercial lighting | Low-Bay LFL: LED Integrated Luminaire | 2033 | CAPITAL | NEW | office-large | USD/gigalumen_year | us | us | 242574997042.486
commercial lighting | Low-Bay LFL: LED Integrated Luminaire | 2033 | CAPITAL | NEW | office-small | USD/gigalumen_year | us | us | 242574997042.486
commercial lighting | Low-Bay LFL: LED Integrated Luminaire | 2033 | CAPITAL | NEW | other | USD/gigalumen_year | us | us | 242574997042.486
commercial lighting | Low-Bay LFL: LED Integrated Luminaire | 2033 | CAPITAL | NEW | warehouse | USD/gigalumen_year | us | us | 242574997042.486
commercial lighting | Low-Bay LFL: LED Integrated Luminaire | 2033 | CAPITAL | REPLACEMENT | assembly | USD/gigalumen_year | us | us | 242574997042.486
commercial lighting | Low-Bay LFL: LED Integrated Luminaire | 2033 | CAPITAL | REPLACEMENT | education | USD/gigalumen_year | us | us | 242574997042.486
commercial lighting | Low-Bay LFL: LED Integrated Luminaire | 2033 | CAPITAL | REPLACEMENT | food sales | USD/gigalumen_year | us | us | 242574997042.486
commercial lighting | Low-Bay LFL: LED Integrated Luminaire | 2033 | CAPITAL | REPLACEMENT | food service | USD/gigalumen_year | us | us | 242574997042.486
commercial lighting | Low-Bay LFL: LED Integrated Luminaire | 2033 | CAPITAL | REPLACEMENT | health | USD/gigalumen_year | us | us | 242574997042.486
commercial lighting | Low-Bay LFL: LED Integrated Luminaire | 2033 | CAPITAL | REPLACEMENT | lodging | USD/gigalumen_year | us | us | 242574997042.486
commercial lighting | Low-Bay LFL: LED Integrated Luminaire | 2033 | CAPITAL | REPLACEMENT | merc/service | USD/gigalumen_year | us | us | 242574997042.486
commercial lighting | Low-Bay LFL: LED Integrated Luminaire | 2033 | CAPITAL | REPLACEMENT | office-large | USD/gigalumen_year | us | us | 242574997042.486
commercial lighting | Low-Bay LFL: LED Integrated Luminaire | 2033 | CAPITAL | REPLACEMENT | office-small | USD/gigalumen_year | us | us | 242574997042.486
commercial lighting | Low-Bay LFL: LED Integrated Luminaire | 2033 | CAPITAL | REPLACEMENT | other | USD/gigalumen_year | us | us | 242574997042.486
commercial lighting | Low-Bay LFL: LED Integrated Luminaire | 2033 | CAPITAL | REPLACEMENT | warehouse | USD/gigalumen_year | us | us | 242574997042.486
commercial lighting | Low-Bay LFL: LED Integrated Luminaire | 2033 | FIXED_OM | NEW | assembly | USD/gigalumen_year | us | us | 9818757869.2101
commercial lighting | Low-Bay LFL: LED Integrated Luminaire | 2033 | FIXED_OM | NEW | education | USD/gigalumen_year | us | us | 9818757869.2101
commercial lighting | Low-Bay LFL: LED Integrated Luminaire | 2033 | FIXED_OM | NEW | food sales | USD/gigalumen_year | us | us | 9818757869.2101
commercial lighting | Low-Bay LFL: LED Integrated Luminaire | 2033 | FIXED_OM | NEW | food service | USD/gigalumen_year | us | us | 9818757869.2101
commercial lighting | Low-Bay LFL: LED Integrated Luminaire | 2033 | FIXED_OM | NEW | health | USD/gigalumen_year | us | us | 9818757869.2101
commercial lighting | Low-Bay LFL: LED Integrated Luminaire | 2033 | FIXED_OM | NEW | lodging | USD/gigalumen_year | us | us | 9818757869.2101
commercial lighting | Low-Bay LFL: LED Integrated Luminaire | 2033 | FIXED_OM | NEW | merc/service | USD/gigalumen_year | us | us | 9818757869.2101
commercial lighting | Low-Bay LFL: LED Integrated Luminaire | 2033 | FIXED_OM | NEW | office-large | USD/gigalumen_year | us | us | 9818757869.2101
commercial lighting | Low-Bay LFL: LED Integrated Luminaire | 2033 | FIXED_OM | NEW | office-small | USD/gigalumen_year | us | us | 9818757869.2101
commercial lighting | Low-Bay LFL: LED Integrated Luminaire | 2033 | FIXED_OM | NEW | other | USD/gigalumen_year | us | us | 9818757869.2101
commercial lighting | Low-Bay LFL: LED Integrated Luminaire | 2033 | FIXED_OM | NEW | warehouse | USD/gigalumen_year | us | us | 9818757869.2101
commercial lighting | Low-Bay LFL: LED Integrated Luminaire | 2033 | FIXED_OM | REPLACEMENT | assembly | USD/gigalumen_year | us | us | 9818757869.2101
commercial lighting | Low-Bay LFL: LED Integrated Luminaire | 2033 | FIXED_OM | REPLACEMENT | education | USD/gigalumen_year | us | us | 9818757869.2101
commercial lighting | Low-Bay LFL: LED Integrated Luminaire | 2033 | FIXED_OM | REPLACEMENT | food sales | USD/gigalumen_year | us | us | 9818757869.2101
commercial lighting | Low-Bay LFL: LED Integrated Luminaire | 2033 | FIXED_OM | REPLACEMENT | food service | USD/gigalumen_year | us | us | 9818757869.2101
commercial lighting | Low-Bay LFL: LED Integrated Luminaire | 2033 | FIXED_OM | REPLACEMENT | health | USD/gigalumen_year | us | us | 9818757869.2101
commercial lighting | Low-Bay LFL: LED Integrated Luminaire | 2033 | FIXED_OM | REPLACEMENT | lodging | USD/gigalumen_year | us | us | 9818757869.2101
commercial lighting | Low-Bay LFL: LED Integrated Luminaire | 2033 | FIXED_OM | REPLACEMENT | merc/service | USD/gigalumen_year | us | us | 9818757869.2101
commercial lighting | Low-Bay LFL: LED Integrated Luminaire | 2033 | FIXED_OM | REPLACEMENT | office-large | USD/gigalumen_year | us | us | 9818757869.2101
commercial lighting | Low-Bay LFL: LED Integrated Luminaire | 2033 | FIXED_OM | REPLACEMENT | office-small | USD/gigalumen_year | us | us | 9818757869.2101
commercial lighting | Low-Bay LFL: LED Integrated Luminaire | 2033 | FIXED_OM | REPLACEMENT | other | USD/gigalumen_year | us | us | 9818757869.2101
commercial lighting | Low-Bay LFL: LED Integrated Luminaire | 2033 | FIXED_OM | REPLACEMENT | warehouse | USD/gigalumen_year | us | us | 9818757869.2101
commercial lighting | Low-Bay LFL: LED Integrated Luminaire | 2034 | CAPITAL | NEW | assembly | USD/gigalumen_year | us | us | 236740117964.228
commercial lighting | Low-Bay LFL: LED Integrated Luminaire | 2034 | CAPITAL | NEW | education | USD/gigalumen_year | us | us | 236740117964.228
commercial lighting | Low-Bay LFL: LED Integrated Luminaire | 2034 | CAPITAL | NEW | food sales | USD/gigalumen_year | us | us | 236740117964.228
commercial lighting | Low-Bay LFL: LED Integrated Luminaire | 2034 | CAPITAL | NEW | food service | USD/gigalumen_year | us | us | 236740117964.228
commercial lighting | Low-Bay LFL: LED Integrated Luminaire | 2034 | CAPITAL | NEW | health | USD/gigalumen_year | us | us | 236740117964.228
commercial lighting | Low-Bay LFL: LED Integrated Luminaire | 2034 | CAPITAL | NEW | lodging | USD/gigalumen_year | us | us | 236740117964.228
commercial lighting | Low-Bay LFL: LED Integrated Luminaire | 2034 | CAPITAL | NEW | merc/service | USD/gigalumen_year | us | us | 236740117964.228
commercial lighting | Low-Bay LFL: LED Integrated Luminaire | 2034 | CAPITAL | NEW | office-large | USD/gigalumen_year | us | us | 236740117964.228
commercial lighting | Low-Bay LFL: LED Integrated Luminaire | 2034 | CAPITAL | NEW | office-small | USD/gigalumen_year | us | us | 236740117964.228
commercial lighting | Low-Bay LFL: LED Integrated Luminaire | 2034 | CAPITAL | NEW | other | USD/gigalumen_year | us | us | 236740117964.228
commercial lighting | Low-Bay LFL: LED Integrated Luminaire | 2034 | CAPITAL | NEW | warehouse | USD/gigalumen_year | us | us | 236740117964.228
commercial lighting | Low-Bay LFL: LED Integrated Luminaire | 2034 | CAPITAL | REPLACEMENT | assembly | USD/gigalumen_year | us | us | 236740117964.228
commercial lighting | Low-Bay LFL: LED Integrated Luminaire | 2034 | CAPITAL | REPLACEMENT | education | USD/gigalumen_year | us | us | 236740117964.228
commercial lighting | Low-Bay LFL: LED Integrated Luminaire | 2034 | CAPITAL | REPLACEMENT | food sales | USD/gigalumen_year | us | us | 236740117964.228
commercial lighting | Low-Bay LFL: LED Integrated Luminaire | 2034 | CAPITAL | REPLACEMENT | food service | USD/gigalumen_year | us | us | 236740117964.228
commercial lighting | Low-Bay LFL: LED Integrated Luminaire | 2034 | CAPITAL | REPLACEMENT | health | USD/gigalumen_year | us | us | 236740117964.228
commercial lighting | Low-Bay LFL: LED Integrated Luminaire | 2034 | CAPITAL | REPLACEMENT | lodging | USD/gigalumen_year | us | us | 236740117964.228
commercial lighting | Low-Bay LFL: LED Integrated Luminaire | 2034 | CAPITAL | REPLACEMENT | merc/service | USD/gigalumen_year | us | us | 236740117964.228
commercial lighting | Low-Bay LFL: LED Integrated Luminaire | 2034 | CAPITAL | REPLACEMENT | office-large | USD/gigalumen_year | us | us | 236740117964.228
commercial lighting | Low-Bay LFL: LED Integrated Luminaire | 2034 | CAPITAL | REPLACEMENT | office-small | USD/gigalumen_year | us | us | 236740117964.228
commercial lighting | Low-Bay LFL: LED Integrated Luminaire | 2034 | CAPITAL | REPLACEMENT | other | USD/gigalumen_year | us | us | 236740117964.228
commercial lighting | Low-Bay LFL: LED Integrated Luminaire | 2034 | CAPITAL | REPLACEMENT | warehouse | USD/gigalumen_year | us | us | 236740117964.228
commercial lighting | Low-Bay LFL: LED Integrated Luminaire | 2034 | FIXED_OM | NEW | assembly | USD/gigalumen_year | us | us | 9583859355.5927
commercial lighting | Low-Bay LFL: LED Integrated Luminaire | 2034 | FIXED_OM | NEW | education | USD/gigalumen_year | us | us | 9583859355.5927
commercial lighting | Low-Bay LFL: LED Integrated Luminaire | 2034 | FIXED_OM | NEW | food sales | USD/gigalumen_year | us | us | 9583859355.5927
commercial lighting | Low-Bay LFL: LED Integrated Luminaire | 2034 | FIXED_OM | NEW | food service | USD/gigalumen_year | us | us | 9583859355.5927
commercial lighting | Low-Bay LFL: LED Integrated Luminaire | 2034 | FIXED_OM | NEW | health | USD/gigalumen_year | us | us | 9583859355.5927
commercial lighting | Low-Bay LFL: LED Integrated Luminaire | 2034 | FIXED_OM | NEW | lodging | USD/gigalumen_year | us | us | 9583859355.5927
commercial lighting | Low-Bay LFL: LED Integrated Luminaire | 2034 | FIXED_OM | NEW | merc/service | USD/gigalumen_year | us | us | 9583859355.5927
commercial lighting | Low-Bay LFL: LED Integrated Luminaire | 2034 | FIXED_OM | NEW | office-large | USD/gigalumen_year | us | us | 9583859355.5927
commercial lighting | Low-Bay LFL: LED Integrated Luminaire | 2034 | FIXED_OM | NEW | office-small | USD/gigalumen_year | us | us | 9583859355.5927
commercial lighting | Low-Bay LFL: LED Integrated Luminaire | 2034 | FIXED_OM | NEW | other | USD/gigalumen_year | us | us | 9583859355.5927
commercial lighting | Low-Bay LFL: LED Integrated Luminaire | 2034 | FIXED_OM | NEW | warehouse | USD/gigalumen_year | us | us | 9583859355.5927
commercial lighting | Low-Bay LFL: LED Integrated Luminaire | 2034 | FIXED_OM | REPLACEMENT | assembly | USD/gigalumen_year | us | us | 9583859355.5927
commercial lighting | Low-Bay LFL: LED Integrated Luminaire | 2034 | FIXED_OM | REPLACEMENT | education | USD/gigalumen_year | us | us | 9583859355.5927
commercial lighting | Low-Bay LFL: LED Integrated Luminaire | 2034 | FIXED_OM | REPLACEMENT | food sales | USD/gigalumen_year | us | us | 9583859355.5927
commercial lighting | Low-Bay LFL: LED Integrated Luminaire | 2034 | FIXED_OM | REPLACEMENT | food service | USD/gigalumen_year | us | us | 9583859355.5927
commercial lighting | Low-Bay LFL: LED Integrated Luminaire | 2034 | FIXED_OM | REPLACEMENT | health | USD/gigalumen_year | us | us | 9583859355.5927
commercial lighting | Low-Bay LFL: LED Integrated Luminaire | 2034 | FIXED_OM | REPLACEMENT | lodging | USD/gigalumen_year | us | us | 9583859355.5927
commercial lighting | Low-Bay LFL: LED Integrated Luminaire | 2034 | FIXED_OM | REPLACEMENT | merc/service | USD/gigalumen_year | us | us | 9583859355.5927
commercial lighting | Low-Bay LFL: LED Integrated Luminaire | 2034 | FIXED_OM | REPLACEMENT | office-large | USD/gigalumen_year | us | us | 9583859355.5927
commercial lighting | Low-Bay LFL: LED Integrated Luminaire | 2034 | FIXED_OM | REPLACEMENT | office-small | USD/gigalumen_year | us | us | 9583859355.5927
commercial lighting | Low-Bay LFL: LED Integrated Luminaire | 2034 | FIXED_OM | REPLACEMENT | other | USD/gigalumen_year | us | us | 9583859355.5927
commercial lighting | Low-Bay LFL: LED Integrated Luminaire | 2034 | FIXED_OM | REPLACEMENT | warehouse | USD/gigalumen_year | us | us | 9583859355.5927
commercial lighting | Low-Bay LFL: LED Integrated Luminaire | 2035 | CAPITAL | NEW | assembly | USD/gigalumen_year | us | us | 230905238885.97
commercial lighting | Low-Bay LFL: LED Integrated Luminaire | 2035 | CAPITAL | NEW | education | USD/gigalumen_year | us | us | 230905238885.97
commercial lighting | Low-Bay LFL: LED Integrated Luminaire | 2035 | CAPITAL | NEW | food sales | USD/gigalumen_year | us | us | 230905238885.97
commercial lighting | Low-Bay LFL: LED Integrated Luminaire | 2035 | CAPITAL | NEW | food service | USD/gigalumen_year | us | us | 230905238885.97
commercial lighting | Low-Bay LFL: LED Integrated Luminaire | 2035 | CAPITAL | NEW | health | USD/gigalumen_year | us | us | 230905238885.97
commercial lighting | Low-Bay LFL: LED Integrated Luminaire | 2035 | CAPITAL | NEW | lodging | USD/gigalumen_year | us | us | 230905238885.97
commercial lighting | Low-Bay LFL: LED Integrated Luminaire | 2035 | CAPITAL | NEW | merc/service | USD/gigalumen_year | us | us | 230905238885.97
commercial lighting | Low-Bay LFL: LED Integrated Luminaire | 2035 | CAPITAL | NEW | office-large | USD/gigalumen_year | us | us | 230905238885.97
commercial lighting | Low-Bay LFL: LED Integrated Luminaire | 2035 | CAPITAL | NEW | office-small | USD/gigalumen_year | us | us | 230905238885.97
commercial lighting | Low-Bay LFL: LED Integrated Luminaire | 2035 | CAPITAL | NEW | other | USD/gigalumen_year | us | us | 230905238885.97
commercial lighting | Low-Bay LFL: LED Integrated Luminaire | 2035 | CAPITAL | NEW | warehouse | USD/gigalumen_year | us | us | 230905238885.97
commercial lighting | Low-Bay LFL: LED Integrated Luminaire | 2035 | CAPITAL | REPLACEMENT | assembly | USD/gigalumen_year | us | us | 230905238885.97
commercial lighting | Low-Bay LFL: LED Integrated Luminaire | 2035 | CAPITAL | REPLACEMENT | education | USD/gigalumen_year | us | us | 230905238885.97
commercial lighting | Low-Bay LFL: LED Integrated Luminaire | 2035 | CAPITAL | REPLACEMENT | food sales | USD/gigalumen_year | us | us | 230905238885.97
commercial lighting | Low-Bay LFL: LED Integrated Luminaire | 2035 | CAPITAL | REPLACEMENT | food service | USD/gigalumen_year | us | us | 230905238885.97
commercial lighting | Low-Bay LFL: LED Integrated Luminaire | 2035 | CAPITAL | REPLACEMENT | health | USD/gigalumen_year | us | us | 230905238885.97
commercial lighting | Low-Bay LFL: LED Integrated Luminaire | 2035 | CAPITAL | REPLACEMENT | lodging | USD/gigalumen_year | us | us | 230905238885.97
commercial lighting | Low-Bay LFL: LED Integrated Luminaire | 2035 | CAPITAL | REPLACEMENT | merc/service | USD/gigalumen_year | us | us | 230905238885.97
commercial lighting | Low-Bay LFL: LED Integrated Luminaire | 2035 | CAPITAL | REPLACEMENT | office-large | USD/gigalumen_year | us | us | 230905238885.97
commercial lighting | Low-Bay LFL: LED Integrated Luminaire | 2035 | CAPITAL | REPLACEMENT | office-small | USD/gigalumen_year | us | us | 230905238885.97
commercial lighting | Low-Bay LFL: LED Integrated Luminaire | 2035 | CAPITAL | REPLACEMENT | other | USD/gigalumen_year | us | us | 230905238885.97
commercial lighting | Low-Bay LFL: LED Integrated Luminaire | 2035 | CAPITAL | REPLACEMENT | warehouse | USD/gigalumen_year | us | us | 230905238885.97
commercial lighting | Low-Bay LFL: LED Integrated Luminaire | 2035 | FIXED_OM | NEW | assembly | USD/gigalumen_year | us | us | 9348960841.9752
commercial lighting | Low-Bay LFL: LED Integrated Luminaire | 2035 | FIXED_OM | NEW | education | USD/gigalumen_year | us | us | 9348960841.9752
commercial lighting | Low-Bay LFL: LED Integrated Luminaire | 2035 | FIXED_OM | NEW | food sales | USD/gigalumen_year | us | us | 9348960841.9752
commercial lighting | Low-Bay LFL: LED Integrated Luminaire | 2035 | FIXED_OM | NEW | food service | USD/gigalumen_year | us | us | 9348960841.9752
commercial lighting | Low-Bay LFL: LED Integrated Luminaire | 2035 | FIXED_OM | NEW | health | USD/gigalumen_year | us | us | 9348960841.9752
commercial lighting | Low-Bay LFL: LED Integrated Luminaire | 2035 | FIXED_OM | NEW | lodging | USD/gigalumen_year | us | us | 9348960841.9752
commercial lighting | Low-Bay LFL: LED Integrated Luminaire | 2035 | FIXED_OM | NEW | merc/service | USD/gigalumen_year | us | us | 9348960841.9752
commercial lighting | Low-Bay LFL: LED Integrated Luminaire | 2035 | FIXED_OM | NEW | office-large | USD/gigalumen_year | us | us | 9348960841.9752
commercial lighting | Low-Bay LFL: LED Integrated Luminaire | 2035 | FIXED_OM | NEW | office-small | USD/gigalumen_year | us | us | 9348960841.9752
commercial lighting | Low-Bay LFL: LED Integrated Luminaire | 2035 | FIXED_OM | NEW | other | USD/gigalumen_year | us | us | 9348960841.9752
commercial lighting | Low-Bay LFL: LED Integrated Luminaire | 2035 | FIXED_OM | NEW | warehouse | USD/gigalumen_year | us | us | 9348960841.9752
commercial lighting | Low-Bay LFL: LED Integrated Luminaire | 2035 | FIXED_OM | REPLACEMENT | assembly | USD/gigalumen_year | us | us | 9348960841.9752
commercial lighting | Low-Bay LFL: LED Integrated Luminaire | 2035 | FIXED_OM | REPLACEMENT | education | USD/gigalumen_year | us | us | 9348960841.9752
commercial lighting | Low-Bay LFL: LED Integrated Luminaire | 2035 | FIXED_OM | REPLACEMENT | food sales | USD/gigalumen_year | us | us | 9348960841.9752
commercial lighting | Low-Bay LFL: LED Integrated Luminaire | 2035 | FIXED_OM | REPLACEMENT | food service | USD/gigalumen_year | us | us | 9348960841.9752
commercial lighting | Low-Bay LFL: LED Integrated Luminaire | 2035 | FIXED_OM | REPLACEMENT | health | USD/gigalumen_year | us | us | 9348960841.9752
commercial lighting | Low-Bay LFL: LED Integrated Luminaire | 2035 | FIXED_OM | REPLACEMENT | lodging | USD/gigalumen_year | us | us | 9348960841.9752
commercial lighting | Low-Bay LFL: LED Integrated Luminaire | 2035 | FIXED_OM | REPLACEMENT | merc/service | USD/gigalumen_year | us | us | 9348960841.9752
commercial lighting | Low-Bay LFL: LED Integrated Luminaire | 2035 | FIXED_OM | REPLACEMENT | office-large | USD/gigalumen_year | us | us | 9348960841.9752
commercial lighting | Low-Bay LFL: LED Integrated Luminaire | 2035 | FIXED_OM | REPLACEMENT | office-small | USD/gigalumen_year | us | us | 9348960841.9752
commercial lighting | Low-Bay LFL: LED Integrated Luminaire | 2035 | FIXED_OM | REPLACEMENT | other | USD/gigalumen_year | us | us | 9348960841.9752
commercial lighting | Low-Bay LFL: LED Integrated Luminaire | 2035 | FIXED_OM | REPLACEMENT | warehouse | USD/gigalumen_year | us | us | 9348960841.9752
commercial lighting | Low-Bay LFL: LED Integrated Luminaire | 2036 | CAPITAL | NEW | assembly | USD/gigalumen_year | us | us | 225070359807.712
commercial lighting | Low-Bay LFL: LED Integrated Luminaire | 2036 | CAPITAL | NEW | education | USD/gigalumen_year | us | us | 225070359807.712
commercial lighting | Low-Bay LFL: LED Integrated Luminaire | 2036 | CAPITAL | NEW | food sales | USD/gigalumen_year | us | us | 225070359807.712
commercial lighting | Low-Bay LFL: LED Integrated Luminaire | 2036 | CAPITAL | NEW | food service | USD/gigalumen_year | us | us | 225070359807.712
commercial lighting | Low-Bay LFL: LED Integrated Luminaire | 2036 | CAPITAL | NEW | health | USD/gigalumen_year | us | us | 225070359807.712
commercial lighting | Low-Bay LFL: LED Integrated Luminaire | 2036 | CAPITAL | NEW | lodging | USD/gigalumen_year | us | us | 225070359807.712
commercial lighting | Low-Bay LFL: LED Integrated Luminaire | 2036 | CAPITAL | NEW | merc/service | USD/gigalumen_year | us | us | 225070359807.712
commercial lighting | Low-Bay LFL: LED Integrated Luminaire | 2036 | CAPITAL | NEW | office-large | USD/gigalumen_year | us | us | 225070359807.712
commercial lighting | Low-Bay LFL: LED Integrated Luminaire | 2036 | CAPITAL | NEW | office-small | USD/gigalumen_year | us | us | 225070359807.712
commercial lighting | Low-Bay LFL: LED Integrated Luminaire | 2036 | CAPITAL | NEW | other | USD/gigalumen_year | us | us | 225070359807.712
commercial lighting | Low-Bay LFL: LED Integrated Luminaire | 2036 | CAPITAL | NEW | warehouse | USD/gigalumen_year | us | us | 225070359807.712
commercial lighting | Low-Bay LFL: LED Integrated Luminaire | 2036 | CAPITAL | REPLACEMENT | assembly | USD/gigalumen_year | us | us | 225070359807.712
commercial lighting | Low-Bay LFL: LED Integrated Luminaire | 2036 | CAPITAL | REPLACEMENT | education | USD/gigalumen_year | us | us | 225070359807.712
commercial lighting | Low-Bay LFL: LED Integrated Luminaire | 2036 | CAPITAL | REPLACEMENT | food sales | USD/gigalumen_year | us | us | 225070359807.712
commercial lighting | Low-Bay LFL: LED Integrated Luminaire | 2036 | CAPITAL | REPLACEMENT | food service | USD/gigalumen_year | us | us | 225070359807.712
commercial lighting | Low-Bay LFL: LED Integrated Luminaire | 2036 | CAPITAL | REPLACEMENT | health | USD/gigalumen_year | us | us | 225070359807.712
commercial lighting | Low-Bay LFL: LED Integrated Luminaire | 2036 | CAPITAL | REPLACEMENT | lodging | USD/gigalumen_year | us | us | 225070359807.712
commercial lighting | Low-Bay LFL: LED Integrated Luminaire | 2036 | CAPITAL | REPLACEMENT | merc/service | USD/gigalumen_year | us | us | 225070359807.712
commercial lighting | Low-Bay LFL: LED Integrated Luminaire | 2036 | CAPITAL | REPLACEMENT | office-large | USD/gigalumen_year | us | us | 225070359807.712
commercial lighting | Low-Bay LFL: LED Integrated Luminaire | 2036 | CAPITAL | REPLACEMENT | office-small | USD/gigalumen_year | us | us | 225070359807.712
commercial lighting | Low-Bay LFL: LED Integrated Luminaire | 2036 | CAPITAL | REPLACEMENT | other | USD/gigalumen_year | us | us | 225070359807.712
commercial lighting | Low-Bay LFL: LED Integrated Luminaire | 2036 | CAPITAL | REPLACEMENT | warehouse | USD/gigalumen_year | us | us | 225070359807.712
commercial lighting | Low-Bay LFL: LED Integrated Luminaire | 2036 | FIXED_OM | NEW | assembly | USD/gigalumen_year | us | us | 9114062328.3577
commercial lighting | Low-Bay LFL: LED Integrated Luminaire | 2036 | FIXED_OM | NEW | education | USD/gigalumen_year | us | us | 9114062328.3577
commercial lighting | Low-Bay LFL: LED Integrated Luminaire | 2036 | FIXED_OM | NEW | food sales | USD/gigalumen_year | us | us | 9114062328.3577
commercial lighting | Low-Bay LFL: LED Integrated Luminaire | 2036 | FIXED_OM | NEW | food service | USD/gigalumen_year | us | us | 9114062328.3577
commercial lighting | Low-Bay LFL: LED Integrated Luminaire | 2036 | FIXED_OM | NEW | health | USD/gigalumen_year | us | us | 9114062328.3577
commercial lighting | Low-Bay LFL: LED Integrated Luminaire | 2036 | FIXED_OM | NEW | lodging | USD/gigalumen_year | us | us | 9114062328.3577
commercial lighting | Low-Bay LFL: LED Integrated Luminaire | 2036 | FIXED_OM | NEW | merc/service | USD/gigalumen_year | us | us | 9114062328.3577
commercial lighting | Low-Bay LFL: LED Integrated Luminaire | 2036 | FIXED_OM | NEW | office-large | USD/gigalumen_year | us | us | 9114062328.3577
commercial lighting | Low-Bay LFL: LED Integrated Luminaire | 2036 | FIXED_OM | NEW | office-small | USD/gigalumen_year | us | us | 9114062328.3577
commercial lighting | Low-Bay LFL: LED Integrated Luminaire | 2036 | FIXED_OM | NEW | other | USD/gigalumen_year | us | us | 9114062328.3577
commercial lighting | Low-Bay LFL: LED Integrated Luminaire | 2036 | FIXED_OM | NEW | warehouse | USD/gigalumen_year | us | us | 9114062328.3577
commercial lighting | Low-Bay LFL: LED Integrated Luminaire | 2036 | FIXED_OM | REPLACEMENT | assembly | USD/gigalumen_year | us | us | 9114062328.3577
commercial lighting | Low-Bay LFL: LED Integrated Luminaire | 2036 | FIXED_OM | REPLACEMENT | education | USD/gigalumen_year | us | us | 9114062328.3577
commercial lighting | Low-Bay LFL: LED Integrated Luminaire | 2036 | FIXED_OM | REPLACEMENT | food sales | USD/gigalumen_year | us | us | 9114062328.3577
commercial lighting | Low-Bay LFL: LED Integrated Luminaire | 2036 | FIXED_OM | REPLACEMENT | food service | USD/gigalumen_year | us | us | 9114062328.3577
commercial lighting | Low-Bay LFL: LED Integrated Luminaire | 2036 | FIXED_OM | REPLACEMENT | health | USD/gigalumen_year | us | us | 9114062328.3577
commercial lighting | Low-Bay LFL: LED Integrated Luminaire | 2036 | FIXED_OM | REPLACEMENT | lodging | USD/gigalumen_year | us | us | 9114062328.3577
commercial lighting | Low-Bay LFL: LED Integrated Luminaire | 2036 | FIXED_OM | REPLACEMENT | merc/service | USD/gigalumen_year | us | us | 9114062328.3577
commercial lighting | Low-Bay LFL: LED Integrated Luminaire | 2036 | FIXED_OM | REPLACEMENT | office-large | USD/gigalumen_year | us | us | 9114062328.3577
commercial lighting | Low-Bay LFL: LED Integrated Luminaire | 2036 | FIXED_OM | REPLACEMENT | office-small | USD/gigalumen_year | us | us | 9114062328.3577
commercial lighting | Low-Bay LFL: LED Integrated Luminaire | 2036 | FIXED_OM | REPLACEMENT | other | USD/gigalumen_year | us | us | 9114062328.3577
commercial lighting | Low-Bay LFL: LED Integrated Luminaire | 2036 | FIXED_OM | REPLACEMENT | warehouse | USD/gigalumen_year | us | us | 9114062328.3577
commercial lighting | Low-Bay LFL: LED Integrated Luminaire | 2037 | CAPITAL | NEW | assembly | USD/gigalumen_year | us | us | 219235480729.454
commercial lighting | Low-Bay LFL: LED Integrated Luminaire | 2037 | CAPITAL | NEW | education | USD/gigalumen_year | us | us | 219235480729.454
commercial lighting | Low-Bay LFL: LED Integrated Luminaire | 2037 | CAPITAL | NEW | food sales | USD/gigalumen_year | us | us | 219235480729.454
commercial lighting | Low-Bay LFL: LED Integrated Luminaire | 2037 | CAPITAL | NEW | food service | USD/gigalumen_year | us | us | 219235480729.454
commercial lighting | Low-Bay LFL: LED Integrated Luminaire | 2037 | CAPITAL | NEW | health | USD/gigalumen_year | us | us | 219235480729.454
commercial lighting | Low-Bay LFL: LED Integrated Luminaire | 2037 | CAPITAL | NEW | lodging | USD/gigalumen_year | us | us | 219235480729.454
commercial lighting | Low-Bay LFL: LED Integrated Luminaire | 2037 | CAPITAL | NEW | merc/service | USD/gigalumen_year | us | us | 219235480729.454
commercial lighting | Low-Bay LFL: LED Integrated Luminaire | 2037 | CAPITAL | NEW | office-large | USD/gigalumen_year | us | us | 219235480729.454
commercial lighting | Low-Bay LFL: LED Integrated Luminaire | 2037 | CAPITAL | NEW | office-small | USD/gigalumen_year | us | us | 219235480729.454
commercial lighting | Low-Bay LFL: LED Integrated Luminaire | 2037 | CAPITAL | NEW | other | USD/gigalumen_year | us | us | 219235480729.454
commercial lighting | Low-Bay LFL: LED Integrated Luminaire | 2037 | CAPITAL | NEW | warehouse | USD/gigalumen_year | us | us | 219235480729.454
commercial lighting | Low-Bay LFL: LED Integrated Luminaire | 2037 | CAPITAL | REPLACEMENT | assembly | USD/gigalumen_year | us | us | 219235480729.454
commercial lighting | Low-Bay LFL: LED Integrated Luminaire | 2037 | CAPITAL | REPLACEMENT | education | USD/gigalumen_year | us | us | 219235480729.454
commercial lighting | Low-Bay LFL: LED Integrated Luminaire | 2037 | CAPITAL | REPLACEMENT | food sales | USD/gigalumen_year | us | us | 219235480729.454
commercial lighting | Low-Bay LFL: LED Integrated Luminaire | 2037 | CAPITAL | REPLACEMENT | food service | USD/gigalumen_year | us | us | 219235480729.454
commercial lighting | Low-Bay LFL: LED Integrated Luminaire | 2037 | CAPITAL | REPLACEMENT | health | USD/gigalumen_year | us | us | 219235480729.454
commercial lighting | Low-Bay LFL: LED Integrated Luminaire | 2037 | CAPITAL | REPLACEMENT | lodging | USD/gigalumen_year | us | us | 219235480729.454
commercial lighting | Low-Bay LFL: LED Integrated Luminaire | 2037 | CAPITAL | REPLACEMENT | merc/service | USD/gigalumen_year | us | us | 219235480729.454
commercial lighting | Low-Bay LFL: LED Integrated Luminaire | 2037 | CAPITAL | REPLACEMENT | office-large | USD/gigalumen_year | us | us | 219235480729.454
commercial lighting | Low-Bay LFL: LED Integrated Luminaire | 2037 | CAPITAL | REPLACEMENT | office-small | USD/gigalumen_year | us | us | 219235480729.454
commercial lighting | Low-Bay LFL: LED Integrated Luminaire | 2037 | CAPITAL | REPLACEMENT | other | USD/gigalumen_year | us | us | 219235480729.454
commercial lighting | Low-Bay LFL: LED Integrated Luminaire | 2037 | CAPITAL | REPLACEMENT | warehouse | USD/gigalumen_year | us | us | 219235480729.454
commercial lighting | Low-Bay LFL: LED Integrated Luminaire | 2037 | FIXED_OM | NEW | assembly | USD/gigalumen_year | us | us | 8879163814.7403
commercial lighting | Low-Bay LFL: LED Integrated Luminaire | 2037 | FIXED_OM | NEW | education | USD/gigalumen_year | us | us | 8879163814.7403
commercial lighting | Low-Bay LFL: LED Integrated Luminaire | 2037 | FIXED_OM | NEW | food sales | USD/gigalumen_year | us | us | 8879163814.7403
commercial lighting | Low-Bay LFL: LED Integrated Luminaire | 2037 | FIXED_OM | NEW | food service | USD/gigalumen_year | us | us | 8879163814.7403
commercial lighting | Low-Bay LFL: LED Integrated Luminaire | 2037 | FIXED_OM | NEW | health | USD/gigalumen_year | us | us | 8879163814.7403
commercial lighting | Low-Bay LFL: LED Integrated Luminaire | 2037 | FIXED_OM | NEW | lodging | USD/gigalumen_year | us | us | 8879163814.7403
commercial lighting | Low-Bay LFL: LED Integrated Luminaire | 2037 | FIXED_OM | NEW | merc/service | USD/gigalumen_year | us | us | 8879163814.7403
commercial lighting | Low-Bay LFL: LED Integrated Luminaire | 2037 | FIXED_OM | NEW | office-large | USD/gigalumen_year | us | us | 8879163814.7403
commercial lighting | Low-Bay LFL: LED Integrated Luminaire | 2037 | FIXED_OM | NEW | office-small | USD/gigalumen_year | us | us | 8879163814.7403
commercial lighting | Low-Bay LFL: LED Integrated Luminaire | 2037 | FIXED_OM | NEW | other | USD/gigalumen_year | us | us | 8879163814.7403
commercial lighting | Low-Bay LFL: LED Integrated Luminaire | 2037 | FIXED_OM | NEW | warehouse | USD/gigalumen_year | us | us | 8879163814.7403
commercial lighting | Low-Bay LFL: LED Integrated Luminaire | 2037 | FIXED_OM | REPLACEMENT | assembly | USD/gigalumen_year | us | us | 8879163814.7403
commercial lighting | Low-Bay LFL: LED Integrated Luminaire | 2037 | FIXED_OM | REPLACEMENT | education | USD/gigalumen_year | us | us | 8879163814.7403
commercial lighting | Low-Bay LFL: LED Integrated Luminaire | 2037 | FIXED_OM | REPLACEMENT | food sales | USD/gigalumen_year | us | us | 8879163814.7403
commercial lighting | Low-Bay LFL: LED Integrated Luminaire | 2037 | FIXED_OM | REPLACEMENT | food service | USD/gigalumen_year | us | us | 8879163814.7403
commercial lighting | Low-Bay LFL: LED Integrated Luminaire | 2037 | FIXED_OM | REPLACEMENT | health | USD/gigalumen_year | us | us | 8879163814.7403
commercial lighting | Low-Bay LFL: LED Integrated Luminaire | 2037 | FIXED_OM | REPLACEMENT | lodging | USD/gigalumen_year | us | us | 8879163814.7403
commercial lighting | Low-Bay LFL: LED Integrated Luminaire | 2037 | FIXED_OM | REPLACEMENT | merc/service | USD/gigalumen_year | us | us | 8879163814.7403
commercial lighting | Low-Bay LFL: LED Integrated Luminaire | 2037 | FIXED_OM | REPLACEMENT | office-large | USD/gigalumen_year | us | us | 8879163814.7403
commercial lighting | Low-Bay LFL: LED Integrated Luminaire | 2037 | FIXED_OM | REPLACEMENT | office-small | USD/gigalumen_year | us | us | 8879163814.7403
commercial lighting | Low-Bay LFL: LED Integrated Luminaire | 2037 | FIXED_OM | REPLACEMENT | other | USD/gigalumen_year | us | us | 8879163814.7403
commercial lighting | Low-Bay LFL: LED Integrated Luminaire | 2037 | FIXED_OM | REPLACEMENT | warehouse | USD/gigalumen_year | us | us | 8879163814.7403
commercial lighting | Low-Bay LFL: LED Integrated Luminaire | 2038 | CAPITAL | NEW | assembly | USD/gigalumen_year | us | us | 213400601651.196
commercial lighting | Low-Bay LFL: LED Integrated Luminaire | 2038 | CAPITAL | NEW | education | USD/gigalumen_year | us | us | 213400601651.196
commercial lighting | Low-Bay LFL: LED Integrated Luminaire | 2038 | CAPITAL | NEW | food sales | USD/gigalumen_year | us | us | 213400601651.196
commercial lighting | Low-Bay LFL: LED Integrated Luminaire | 2038 | CAPITAL | NEW | food service | USD/gigalumen_year | us | us | 213400601651.196
commercial lighting | Low-Bay LFL: LED Integrated Luminaire | 2038 | CAPITAL | NEW | health | USD/gigalumen_year | us | us | 213400601651.196
commercial lighting | Low-Bay LFL: LED Integrated Luminaire | 2038 | CAPITAL | NEW | lodging | USD/gigalumen_year | us | us | 213400601651.196
commercial lighting | Low-Bay LFL: LED Integrated Luminaire | 2038 | CAPITAL | NEW | merc/service | USD/gigalumen_year | us | us | 213400601651.196
commercial lighting | Low-Bay LFL: LED Integrated Luminaire | 2038 | CAPITAL | NEW | office-large | USD/gigalumen_year | us | us | 213400601651.196
commercial lighting | Low-Bay LFL: LED Integrated Luminaire | 2038 | CAPITAL | NEW | office-small | USD/gigalumen_year | us | us | 213400601651.196
commercial lighting | Low-Bay LFL: LED Integrated Luminaire | 2038 | CAPITAL | NEW | other | USD/gigalumen_year | us | us | 213400601651.196
commercial lighting | Low-Bay LFL: LED Integrated Luminaire | 2038 | CAPITAL | NEW | warehouse | USD/gigalumen_year | us | us | 213400601651.196
commercial lighting | Low-Bay LFL: LED Integrated Luminaire | 2038 | CAPITAL | REPLACEMENT | assembly | USD/gigalumen_year | us | us | 213400601651.196
commercial lighting | Low-Bay LFL: LED Integrated Luminaire | 2038 | CAPITAL | REPLACEMENT | education | USD/gigalumen_year | us | us | 213400601651.196
commercial lighting | Low-Bay LFL: LED Integrated Luminaire | 2038 | CAPITAL | REPLACEMENT | food sales | USD/gigalumen_year | us | us | 213400601651.196
commercial lighting | Low-Bay LFL: LED Integrated Luminaire | 2038 | CAPITAL | REPLACEMENT | food service | USD/gigalumen_year | us | us | 213400601651.196
commercial lighting | Low-Bay LFL: LED Integrated Luminaire | 2038 | CAPITAL | REPLACEMENT | health | USD/gigalumen_year | us | us | 213400601651.196
commercial lighting | Low-Bay LFL: LED Integrated Luminaire | 2038 | CAPITAL | REPLACEMENT | lodging | USD/gigalumen_year | us | us | 213400601651.196
commercial lighting | Low-Bay LFL: LED Integrated Luminaire | 2038 | CAPITAL | REPLACEMENT | merc/service | USD/gigalumen_year | us | us | 213400601651.196
commercial lighting | Low-Bay LFL: LED Integrated Luminaire | 2038 | CAPITAL | REPLACEMENT | office-large | USD/gigalumen_year | us | us | 213400601651.196
commercial lighting | Low-Bay LFL: LED Integrated Luminaire | 2038 | CAPITAL | REPLACEMENT | office-small | USD/gigalumen_year | us | us | 213400601651.196
commercial lighting | Low-Bay LFL: LED Integrated Luminaire | 2038 | CAPITAL | REPLACEMENT | other | USD/gigalumen_year | us | us | 213400601651.196
commercial lighting | Low-Bay LFL: LED Integrated Luminaire | 2038 | CAPITAL | REPLACEMENT | warehouse | USD/gigalumen_year | us | us | 213400601651.196
commercial lighting | Low-Bay LFL: LED Integrated Luminaire | 2038 | FIXED_OM | NEW | assembly | USD/gigalumen_year | us | us | 8644265301.1228
commercial lighting | Low-Bay LFL: LED Integrated Luminaire | 2038 | FIXED_OM | NEW | education | USD/gigalumen_year | us | us | 8644265301.1228
commercial lighting | Low-Bay LFL: LED Integrated Luminaire | 2038 | FIXED_OM | NEW | food sales | USD/gigalumen_year | us | us | 8644265301.1228
commercial lighting | Low-Bay LFL: LED Integrated Luminaire | 2038 | FIXED_OM | NEW | food service | USD/gigalumen_year | us | us | 8644265301.1228
commercial lighting | Low-Bay LFL: LED Integrated Luminaire | 2038 | FIXED_OM | NEW | health | USD/gigalumen_year | us | us | 8644265301.1228
commercial lighting | Low-Bay LFL: LED Integrated Luminaire | 2038 | FIXED_OM | NEW | lodging | USD/gigalumen_year | us | us | 8644265301.1228
commercial lighting | Low-Bay LFL: LED Integrated Luminaire | 2038 | FIXED_OM | NEW | merc/service | USD/gigalumen_year | us | us | 8644265301.1228
commercial lighting | Low-Bay LFL: LED Integrated Luminaire | 2038 | FIXED_OM | NEW | office-large | USD/gigalumen_year | us | us | 8644265301.1228
commercial lighting | Low-Bay LFL: LED Integrated Luminaire | 2038 | FIXED_OM | NEW | office-small | USD/gigalumen_year | us | us | 8644265301.1228
commercial lighting | Low-Bay LFL: LED Integrated Luminaire | 2038 | FIXED_OM | NEW | other | USD/gigalumen_year | us | us | 8644265301.1228
commercial lighting | Low-Bay LFL: LED Integrated Luminaire | 2038 | FIXED_OM | NEW | warehouse | USD/gigalumen_year | us | us | 8644265301.1228
commercial lighting | Low-Bay LFL: LED Integrated Luminaire | 2038 | FIXED_OM | REPLACEMENT | assembly | USD/gigalumen_year | us | us | 8644265301.1228
commercial lighting | Low-Bay LFL: LED Integrated Luminaire | 2038 | FIXED_OM | REPLACEMENT | education | USD/gigalumen_year | us | us | 8644265301.1228
commercial lighting | Low-Bay LFL: LED Integrated Luminaire | 2038 | FIXED_OM | REPLACEMENT | food sales | USD/gigalumen_year | us | us | 8644265301.1228
commercial lighting | Low-Bay LFL: LED Integrated Luminaire | 2038 | FIXED_OM | REPLACEMENT | food service | USD/gigalumen_year | us | us | 8644265301.1228
commercial lighting | Low-Bay LFL: LED Integrated Luminaire | 2038 | FIXED_OM | REPLACEMENT | health | USD/gigalumen_year | us | us | 8644265301.1228
commercial lighting | Low-Bay LFL: LED Integrated Luminaire | 2038 | FIXED_OM | REPLACEMENT | lodging | USD/gigalumen_year | us | us | 8644265301.1228
commercial lighting | Low-Bay LFL: LED Integrated Luminaire | 2038 | FIXED_OM | REPLACEMENT | merc/service | USD/gigalumen_year | us | us | 8644265301.1228
commercial lighting | Low-Bay LFL: LED Integrated Luminaire | 2038 | FIXED_OM | REPLACEMENT | office-large | USD/gigalumen_year | us | us | 8644265301.1228
commercial lighting | Low-Bay LFL: LED Integrated Luminaire | 2038 | FIXED_OM | REPLACEMENT | office-small | USD/gigalumen_year | us | us | 8644265301.1228
commercial lighting | Low-Bay LFL: LED Integrated Luminaire | 2038 | FIXED_OM | REPLACEMENT | other | USD/gigalumen_year | us | us | 8644265301.1228
commercial lighting | Low-Bay LFL: LED Integrated Luminaire | 2038 | FIXED_OM | REPLACEMENT | warehouse | USD/gigalumen_year | us | us | 8644265301.1228
commercial lighting | Low-Bay LFL: LED Integrated Luminaire | 2039 | CAPITAL | NEW | assembly | USD/gigalumen_year | us | us | 207565722572.938
commercial lighting | Low-Bay LFL: LED Integrated Luminaire | 2039 | CAPITAL | NEW | education | USD/gigalumen_year | us | us | 207565722572.938
commercial lighting | Low-Bay LFL: LED Integrated Luminaire | 2039 | CAPITAL | NEW | food sales | USD/gigalumen_year | us | us | 207565722572.938
commercial lighting | Low-Bay LFL: LED Integrated Luminaire | 2039 | CAPITAL | NEW | food service | USD/gigalumen_year | us | us | 207565722572.938
commercial lighting | Low-Bay LFL: LED Integrated Luminaire | 2039 | CAPITAL | NEW | health | USD/gigalumen_year | us | us | 207565722572.938
commercial lighting | Low-Bay LFL: LED Integrated Luminaire | 2039 | CAPITAL | NEW | lodging | USD/gigalumen_year | us | us | 207565722572.938
commercial lighting | Low-Bay LFL: LED Integrated Luminaire | 2039 | CAPITAL | NEW | merc/service | USD/gigalumen_year | us | us | 207565722572.938
commercial lighting | Low-Bay LFL: LED Integrated Luminaire | 2039 | CAPITAL | NEW | office-large | USD/gigalumen_year | us | us | 207565722572.938
commercial lighting | Low-Bay LFL: LED Integrated Luminaire | 2039 | CAPITAL | NEW | office-small | USD/gigalumen_year | us | us | 207565722572.938
commercial lighting | Low-Bay LFL: LED Integrated Luminaire | 2039 | CAPITAL | NEW | other | USD/gigalumen_year | us | us | 207565722572.938
commercial lighting | Low-Bay LFL: LED Integrated Luminaire | 2039 | CAPITAL | NEW | warehouse | USD/gigalumen_year | us | us | 207565722572.938
commercial lighting | Low-Bay LFL: LED Integrated Luminaire | 2039 | CAPITAL | REPLACEMENT | assembly | USD/gigalumen_year | us | us | 207565722572.938
commercial lighting | Low-Bay LFL: LED Integrated Luminaire | 2039 | CAPITAL | REPLACEMENT | education | USD/gigalumen_year | us | us | 207565722572.938
commercial lighting | Low-Bay LFL: LED Integrated Luminaire | 2039 | CAPITAL | REPLACEMENT | food sales | USD/gigalumen_year | us | us | 207565722572.938
commercial lighting | Low-Bay LFL: LED Integrated Luminaire | 2039 | CAPITAL | REPLACEMENT | food service | USD/gigalumen_year | us | us | 207565722572.938
commercial lighting | Low-Bay LFL: LED Integrated Luminaire | 2039 | CAPITAL | REPLACEMENT | health | USD/gigalumen_year | us | us | 207565722572.938
commercial lighting | Low-Bay LFL: LED Integrated Luminaire | 2039 | CAPITAL | REPLACEMENT | lodging | USD/gigalumen_year | us | us | 207565722572.938
commercial lighting | Low-Bay LFL: LED Integrated Luminaire | 2039 | CAPITAL | REPLACEMENT | merc/service | USD/gigalumen_year | us | us | 207565722572.938
commercial lighting | Low-Bay LFL: LED Integrated Luminaire | 2039 | CAPITAL | REPLACEMENT | office-large | USD/gigalumen_year | us | us | 207565722572.938
commercial lighting | Low-Bay LFL: LED Integrated Luminaire | 2039 | CAPITAL | REPLACEMENT | office-small | USD/gigalumen_year | us | us | 207565722572.938
commercial lighting | Low-Bay LFL: LED Integrated Luminaire | 2039 | CAPITAL | REPLACEMENT | other | USD/gigalumen_year | us | us | 207565722572.938
commercial lighting | Low-Bay LFL: LED Integrated Luminaire | 2039 | CAPITAL | REPLACEMENT | warehouse | USD/gigalumen_year | us | us | 207565722572.938
commercial lighting | Low-Bay LFL: LED Integrated Luminaire | 2039 | FIXED_OM | NEW | assembly | USD/gigalumen_year | us | us | 8409366787.5053
commercial lighting | Low-Bay LFL: LED Integrated Luminaire | 2039 | FIXED_OM | NEW | education | USD/gigalumen_year | us | us | 8409366787.5053
commercial lighting | Low-Bay LFL: LED Integrated Luminaire | 2039 | FIXED_OM | NEW | food sales | USD/gigalumen_year | us | us | 8409366787.5053
commercial lighting | Low-Bay LFL: LED Integrated Luminaire | 2039 | FIXED_OM | NEW | food service | USD/gigalumen_year | us | us | 8409366787.5053
commercial lighting | Low-Bay LFL: LED Integrated Luminaire | 2039 | FIXED_OM | NEW | health | USD/gigalumen_year | us | us | 8409366787.5053
commercial lighting | Low-Bay LFL: LED Integrated Luminaire | 2039 | FIXED_OM | NEW | lodging | USD/gigalumen_year | us | us | 8409366787.5053
commercial lighting | Low-Bay LFL: LED Integrated Luminaire | 2039 | FIXED_OM | NEW | merc/service | USD/gigalumen_year | us | us | 8409366787.5053
commercial lighting | Low-Bay LFL: LED Integrated Luminaire | 2039 | FIXED_OM | NEW | office-large | USD/gigalumen_year | us | us | 8409366787.5053
commercial lighting | Low-Bay LFL: LED Integrated Luminaire | 2039 | FIXED_OM | NEW | office-small | USD/gigalumen_year | us | us | 8409366787.5053
commercial lighting | Low-Bay LFL: LED Integrated Luminaire | 2039 | FIXED_OM | NEW | other | USD/gigalumen_year | us | us | 8409366787.5053
commercial lighting | Low-Bay LFL: LED Integrated Luminaire | 2039 | FIXED_OM | NEW | warehouse | USD/gigalumen_year | us | us | 8409366787.5053
commercial lighting | Low-Bay LFL: LED Integrated Luminaire | 2039 | FIXED_OM | REPLACEMENT | assembly | USD/gigalumen_year | us | us | 8409366787.5053
commercial lighting | Low-Bay LFL: LED Integrated Luminaire | 2039 | FIXED_OM | REPLACEMENT | education | USD/gigalumen_year | us | us | 8409366787.5053
commercial lighting | Low-Bay LFL: LED Integrated Luminaire | 2039 | FIXED_OM | REPLACEMENT | food sales | USD/gigalumen_year | us | us | 8409366787.5053
commercial lighting | Low-Bay LFL: LED Integrated Luminaire | 2039 | FIXED_OM | REPLACEMENT | food service | USD/gigalumen_year | us | us | 8409366787.5053
commercial lighting | Low-Bay LFL: LED Integrated Luminaire | 2039 | FIXED_OM | REPLACEMENT | health | USD/gigalumen_year | us | us | 8409366787.5053
commercial lighting | Low-Bay LFL: LED Integrated Luminaire | 2039 | FIXED_OM | REPLACEMENT | lodging | USD/gigalumen_year | us | us | 8409366787.5053
commercial lighting | Low-Bay LFL: LED Integrated Luminaire | 2039 | FIXED_OM | REPLACEMENT | merc/service | USD/gigalumen_year | us | us | 8409366787.5053
commercial lighting | Low-Bay LFL: LED Integrated Luminaire | 2039 | FIXED_OM | REPLACEMENT | office-large | USD/gigalumen_year | us | us | 8409366787.5053
commercial lighting | Low-Bay LFL: LED Integrated Luminaire | 2039 | FIXED_OM | REPLACEMENT | office-small | USD/gigalumen_year | us | us | 8409366787.5053
commercial lighting | Low-Bay LFL: LED Integrated Luminaire | 2039 | FIXED_OM | REPLACEMENT | other | USD/gigalumen_year | us | us | 8409366787.5053
commercial lighting | Low-Bay LFL: LED Integrated Luminaire | 2039 | FIXED_OM | REPLACEMENT | warehouse | USD/gigalumen_year | us | us | 8409366787.5053
commercial lighting | Low-Bay LFL: LED Integrated Luminaire | 2040 | CAPITAL | NEW | assembly | USD/gigalumen_year | us | us | 201730843494.68
commercial lighting | Low-Bay LFL: LED Integrated Luminaire | 2040 | CAPITAL | NEW | education | USD/gigalumen_year | us | us | 201730843494.68
commercial lighting | Low-Bay LFL: LED Integrated Luminaire | 2040 | CAPITAL | NEW | food sales | USD/gigalumen_year | us | us | 201730843494.68
commercial lighting | Low-Bay LFL: LED Integrated Luminaire | 2040 | CAPITAL | NEW | food service | USD/gigalumen_year | us | us | 201730843494.68
commercial lighting | Low-Bay LFL: LED Integrated Luminaire | 2040 | CAPITAL | NEW | health | USD/gigalumen_year | us | us | 201730843494.68
commercial lighting | Low-Bay LFL: LED Integrated Luminaire | 2040 | CAPITAL | NEW | lodging | USD/gigalumen_year | us | us | 201730843494.68
commercial lighting | Low-Bay LFL: LED Integrated Luminaire | 2040 | CAPITAL | NEW | merc/service | USD/gigalumen_year | us | us | 201730843494.68
commercial lighting | Low-Bay LFL: LED Integrated Luminaire | 2040 | CAPITAL | NEW | office-large | USD/gigalumen_year | us | us | 201730843494.68
commercial lighting | Low-Bay LFL: LED Integrated Luminaire | 2040 | CAPITAL | NEW | office-small | USD/gigalumen_year | us | us | 201730843494.68
commercial lighting | Low-Bay LFL: LED Integrated Luminaire | 2040 | CAPITAL | NEW | other | USD/gigalumen_year | us | us | 201730843494.68
commercial lighting | Low-Bay LFL: LED Integrated Luminaire | 2040 | CAPITAL | NEW | warehouse | USD/gigalumen_year | us | us | 201730843494.68
commercial lighting | Low-Bay LFL: LED Integrated Luminaire | 2040 | CAPITAL | REPLACEMENT | assembly | USD/gigalumen_year | us | us | 201730843494.68
commercial lighting | Low-Bay LFL: LED Integrated Luminaire | 2040 | CAPITAL | REPLACEMENT | education | USD/gigalumen_year | us | us | 201730843494.68
commercial lighting | Low-Bay LFL: LED Integrated Luminaire | 2040 | CAPITAL | REPLACEMENT | food sales | USD/gigalumen_year | us | us | 201730843494.68
commercial lighting | Low-Bay LFL: LED Integrated Luminaire | 2040 | CAPITAL | REPLACEMENT | food service | USD/gigalumen_year | us | us | 201730843494.68
commercial lighting | Low-Bay LFL: LED Integrated Luminaire | 2040 | CAPITAL | REPLACEMENT | health | USD/gigalumen_year | us | us | 201730843494.68
commercial lighting | Low-Bay LFL: LED Integrated Luminaire | 2040 | CAPITAL | REPLACEMENT | lodging | USD/gigalumen_year | us | us | 201730843494.68
commercial lighting | Low-Bay LFL: LED Integrated Luminaire | 2040 | CAPITAL | REPLACEMENT | merc/service | USD/gigalumen_year | us | us | 201730843494.68
commercial lighting | Low-Bay LFL: LED Integrated Luminaire | 2040 | CAPITAL | REPLACEMENT | office-large | USD/gigalumen_year | us | us | 201730843494.68
commercial lighting | Low-Bay LFL: LED Integrated Luminaire | 2040 | CAPITAL | REPLACEMENT | office-small | USD/gigalumen_year | us | us | 201730843494.68
commercial lighting | Low-Bay LFL: LED Integrated Luminaire | 2040 | CAPITAL | REPLACEMENT | other | USD/gigalumen_year | us | us | 201730843494.68
commercial lighting | Low-Bay LFL: LED Integrated Luminaire | 2040 | CAPITAL | REPLACEMENT | warehouse | USD/gigalumen_year | us | us | 201730843494.68
commercial lighting | Low-Bay LFL: LED Integrated Luminaire | 2040 | FIXED_OM | NEW | assembly | USD/gigalumen_year | us | us | 8174468273.8879
commercial lighting | Low-Bay LFL: LED Integrated Luminaire | 2040 | FIXED_OM | NEW | education | USD/gigalumen_year | us | us | 8174468273.8879
commercial lighting | Low-Bay LFL: LED Integrated Luminaire | 2040 | FIXED_OM | NEW | food sales | USD/gigalumen_year | us | us | 8174468273.8879
commercial lighting | Low-Bay LFL: LED Integrated Luminaire | 2040 | FIXED_OM | NEW | food service | USD/gigalumen_year | us | us | 8174468273.8879
commercial lighting | Low-Bay LFL: LED Integrated Luminaire | 2040 | FIXED_OM | NEW | health | USD/gigalumen_year | us | us | 8174468273.8879
commercial lighting | Low-Bay LFL: LED Integrated Luminaire | 2040 | FIXED_OM | NEW | lodging | USD/gigalumen_year | us | us | 8174468273.8879
commercial lighting | Low-Bay LFL: LED Integrated Luminaire | 2040 | FIXED_OM | NEW | merc/service | USD/gigalumen_year | us | us | 8174468273.8879
commercial lighting | Low-Bay LFL: LED Integrated Luminaire | 2040 | FIXED_OM | NEW | office-large | USD/gigalumen_year | us | us | 8174468273.8879
commercial lighting | Low-Bay LFL: LED Integrated Luminaire | 2040 | FIXED_OM | NEW | office-small | USD/gigalumen_year | us | us | 8174468273.8879
commercial lighting | Low-Bay LFL: LED Integrated Luminaire | 2040 | FIXED_OM | NEW | other | USD/gigalumen_year | us | us | 8174468273.8879
commercial lighting | Low-Bay LFL: LED Integrated Luminaire | 2040 | FIXED_OM | NEW | warehouse | USD/gigalumen_year | us | us | 8174468273.8879
commercial lighting | Low-Bay LFL: LED Integrated Luminaire | 2040 | FIXED_OM | REPLACEMENT | assembly | USD/gigalumen_year | us | us | 8174468273.8879
commercial lighting | Low-Bay LFL: LED Integrated Luminaire | 2040 | FIXED_OM | REPLACEMENT | education | USD/gigalumen_year | us | us | 8174468273.8879
commercial lighting | Low-Bay LFL: LED Integrated Luminaire | 2040 | FIXED_OM | REPLACEMENT | food sales | USD/gigalumen_year | us | us | 8174468273.8879
commercial lighting | Low-Bay LFL: LED Integrated Luminaire | 2040 | FIXED_OM | REPLACEMENT | food service | USD/gigalumen_year | us | us | 8174468273.8879
commercial lighting | Low-Bay LFL: LED Integrated Luminaire | 2040 | FIXED_OM | REPLACEMENT | health | USD/gigalumen_year | us | us | 8174468273.8879
commercial lighting | Low-Bay LFL: LED Integrated Luminaire | 2040 | FIXED_OM | REPLACEMENT | lodging | USD/gigalumen_year | us | us | 8174468273.8879
commercial lighting | Low-Bay LFL: LED Integrated Luminaire | 2040 | FIXED_OM | REPLACEMENT | merc/service | USD/gigalumen_year | us | us | 8174468273.8879
commercial lighting | Low-Bay LFL: LED Integrated Luminaire | 2040 | FIXED_OM | REPLACEMENT | office-large | USD/gigalumen_year | us | us | 8174468273.8879
commercial lighting | Low-Bay LFL: LED Integrated Luminaire | 2040 | FIXED_OM | REPLACEMENT | office-small | USD/gigalumen_year | us | us | 8174468273.8879
commercial lighting | Low-Bay LFL: LED Integrated Luminaire | 2040 | FIXED_OM | REPLACEMENT | other | USD/gigalumen_year | us | us | 8174468273.8879
commercial lighting | Low-Bay LFL: LED Integrated Luminaire | 2040 | FIXED_OM | REPLACEMENT | warehouse | USD/gigalumen_year | us | us | 8174468273.8879
commercial lighting | Low-Bay LFL: LED Integrated Luminaire | 2041 | CAPITAL | NEW | assembly | USD/gigalumen_year | us | us | 201730843494.68
commercial lighting | Low-Bay LFL: LED Integrated Luminaire | 2041 | CAPITAL | NEW | education | USD/gigalumen_year | us | us | 201730843494.68
commercial lighting | Low-Bay LFL: LED Integrated Luminaire | 2041 | CAPITAL | NEW | food sales | USD/gigalumen_year | us | us | 201730843494.68
commercial lighting | Low-Bay LFL: LED Integrated Luminaire | 2041 | CAPITAL | NEW | food service | USD/gigalumen_year | us | us | 201730843494.68
commercial lighting | Low-Bay LFL: LED Integrated Luminaire | 2041 | CAPITAL | NEW | health | USD/gigalumen_year | us | us | 201730843494.68
commercial lighting | Low-Bay LFL: LED Integrated Luminaire | 2041 | CAPITAL | NEW | lodging | USD/gigalumen_year | us | us | 201730843494.68
commercial lighting | Low-Bay LFL: LED Integrated Luminaire | 2041 | CAPITAL | NEW | merc/service | USD/gigalumen_year | us | us | 201730843494.68
commercial lighting | Low-Bay LFL: LED Integrated Luminaire | 2041 | CAPITAL | NEW | office-large | USD/gigalumen_year | us | us | 201730843494.68
commercial lighting | Low-Bay LFL: LED Integrated Luminaire | 2041 | CAPITAL | NEW | office-small | USD/gigalumen_year | us | us | 201730843494.68
commercial lighting | Low-Bay LFL: LED Integrated Luminaire | 2041 | CAPITAL | NEW | other | USD/gigalumen_year | us | us | 201730843494.68
commercial lighting | Low-Bay LFL: LED Integrated Luminaire | 2041 | CAPITAL | NEW | warehouse | USD/gigalumen_year | us | us | 201730843494.68
commercial lighting | Low-Bay LFL: LED Integrated Luminaire | 2041 | CAPITAL | REPLACEMENT | assembly | USD/gigalumen_year | us | us | 201730843494.68
commercial lighting | Low-Bay LFL: LED Integrated Luminaire | 2041 | CAPITAL | REPLACEMENT | education | USD/gigalumen_year | us | us | 201730843494.68
commercial lighting | Low-Bay LFL: LED Integrated Luminaire | 2041 | CAPITAL | REPLACEMENT | food sales | USD/gigalumen_year | us | us | 201730843494.68
commercial lighting | Low-Bay LFL: LED Integrated Luminaire | 2041 | CAPITAL | REPLACEMENT | food service | USD/gigalumen_year | us | us | 201730843494.68
commercial lighting | Low-Bay LFL: LED Integrated Luminaire | 2041 | CAPITAL | REPLACEMENT | health | USD/gigalumen_year | us | us | 201730843494.68
commercial lighting | Low-Bay LFL: LED Integrated Luminaire | 2041 | CAPITAL | REPLACEMENT | lodging | USD/gigalumen_year | us | us | 201730843494.68
commercial lighting | Low-Bay LFL: LED Integrated Luminaire | 2041 | CAPITAL | REPLACEMENT | merc/service | USD/gigalumen_year | us | us | 201730843494.68
commercial lighting | Low-Bay LFL: LED Integrated Luminaire | 2041 | CAPITAL | REPLACEMENT | office-large | USD/gigalumen_year | us | us | 201730843494.68
commercial lighting | Low-Bay LFL: LED Integrated Luminaire | 2041 | CAPITAL | REPLACEMENT | office-small | USD/gigalumen_year | us | us | 201730843494.68
commercial lighting | Low-Bay LFL: LED Integrated Luminaire | 2041 | CAPITAL | REPLACEMENT | other | USD/gigalumen_year | us | us | 201730843494.68
commercial lighting | Low-Bay LFL: LED Integrated Luminaire | 2041 | CAPITAL | REPLACEMENT | warehouse | USD/gigalumen_year | us | us | 201730843494.68
commercial lighting | Low-Bay LFL: LED Integrated Luminaire | 2041 | FIXED_OM | NEW | assembly | USD/gigalumen_year | us | us | 8174468273.8879
commercial lighting | Low-Bay LFL: LED Integrated Luminaire | 2041 | FIXED_OM | NEW | education | USD/gigalumen_year | us | us | 8174468273.8879
commercial lighting | Low-Bay LFL: LED Integrated Luminaire | 2041 | FIXED_OM | NEW | food sales | USD/gigalumen_year | us | us | 8174468273.8879
commercial lighting | Low-Bay LFL: LED Integrated Luminaire | 2041 | FIXED_OM | NEW | food service | USD/gigalumen_year | us | us | 8174468273.8879
commercial lighting | Low-Bay LFL: LED Integrated Luminaire | 2041 | FIXED_OM | NEW | health | USD/gigalumen_year | us | us | 8174468273.8879
commercial lighting | Low-Bay LFL: LED Integrated Luminaire | 2041 | FIXED_OM | NEW | lodging | USD/gigalumen_year | us | us | 8174468273.8879
commercial lighting | Low-Bay LFL: LED Integrated Luminaire | 2041 | FIXED_OM | NEW | merc/service | USD/gigalumen_year | us | us | 8174468273.8879
commercial lighting | Low-Bay LFL: LED Integrated Luminaire | 2041 | FIXED_OM | NEW | office-large | USD/gigalumen_year | us | us | 8174468273.8879
commercial lighting | Low-Bay LFL: LED Integrated Luminaire | 2041 | FIXED_OM | NEW | office-small | USD/gigalumen_year | us | us | 8174468273.8879
commercial lighting | Low-Bay LFL: LED Integrated Luminaire | 2041 | FIXED_OM | NEW | other | USD/gigalumen_year | us | us | 8174468273.8879
commercial lighting | Low-Bay LFL: LED Integrated Luminaire | 2041 | FIXED_OM | NEW | warehouse | USD/gigalumen_year | us | us | 8174468273.8879
commercial lighting | Low-Bay LFL: LED Integrated Luminaire | 2041 | FIXED_OM | REPLACEMENT | assembly | USD/gigalumen_year | us | us | 8174468273.8879
commercial lighting | Low-Bay LFL: LED Integrated Luminaire | 2041 | FIXED_OM | REPLACEMENT | education | USD/gigalumen_year | us | us | 8174468273.8879
commercial lighting | Low-Bay LFL: LED Integrated Luminaire | 2041 | FIXED_OM | REPLACEMENT | food sales | USD/gigalumen_year | us | us | 8174468273.8879
commercial lighting | Low-Bay LFL: LED Integrated Luminaire | 2041 | FIXED_OM | REPLACEMENT | food service | USD/gigalumen_year | us | us | 8174468273.8879
commercial lighting | Low-Bay LFL: LED Integrated Luminaire | 2041 | FIXED_OM | REPLACEMENT | health | USD/gigalumen_year | us | us | 8174468273.8879
commercial lighting | Low-Bay LFL: LED Integrated Luminaire | 2041 | FIXED_OM | REPLACEMENT | lodging | USD/gigalumen_year | us | us | 8174468273.8879
commercial lighting | Low-Bay LFL: LED Integrated Luminaire | 2041 | FIXED_OM | REPLACEMENT | merc/service | USD/gigalumen_year | us | us | 8174468273.8879
commercial lighting | Low-Bay LFL: LED Integrated Luminaire | 2041 | FIXED_OM | REPLACEMENT | office-large | USD/gigalumen_year | us | us | 8174468273.8879
commercial lighting | Low-Bay LFL: LED Integrated Luminaire | 2041 | FIXED_OM | REPLACEMENT | office-small | USD/gigalumen_year | us | us | 8174468273.8879
commercial lighting | Low-Bay LFL: LED Integrated Luminaire | 2041 | FIXED_OM | REPLACEMENT | other | USD/gigalumen_year | us | us | 8174468273.8879
commercial lighting | Low-Bay LFL: LED Integrated Luminaire | 2041 | FIXED_OM | REPLACEMENT | warehouse | USD/gigalumen_year | us | us | 8174468273.8879
commercial lighting | Low-Bay LFL: LED Integrated Luminaire | 2042 | CAPITAL | NEW | assembly | USD/gigalumen_year | us | us | 201730843494.68
commercial lighting | Low-Bay LFL: LED Integrated Luminaire | 2042 | CAPITAL | NEW | education | USD/gigalumen_year | us | us | 201730843494.68
commercial lighting | Low-Bay LFL: LED Integrated Luminaire | 2042 | CAPITAL | NEW | food sales | USD/gigalumen_year | us | us | 201730843494.68
commercial lighting | Low-Bay LFL: LED Integrated Luminaire | 2042 | CAPITAL | NEW | food service | USD/gigalumen_year | us | us | 201730843494.68
commercial lighting | Low-Bay LFL: LED Integrated Luminaire | 2042 | CAPITAL | NEW | health | USD/gigalumen_year | us | us | 201730843494.68
commercial lighting | Low-Bay LFL: LED Integrated Luminaire | 2042 | CAPITAL | NEW | lodging | USD/gigalumen_year | us | us | 201730843494.68
commercial lighting | Low-Bay LFL: LED Integrated Luminaire | 2042 | CAPITAL | NEW | merc/service | USD/gigalumen_year | us | us | 201730843494.68
commercial lighting | Low-Bay LFL: LED Integrated Luminaire | 2042 | CAPITAL | NEW | office-large | USD/gigalumen_year | us | us | 201730843494.68
commercial lighting | Low-Bay LFL: LED Integrated Luminaire | 2042 | CAPITAL | NEW | office-small | USD/gigalumen_year | us | us | 201730843494.68
commercial lighting | Low-Bay LFL: LED Integrated Luminaire | 2042 | CAPITAL | NEW | other | USD/gigalumen_year | us | us | 201730843494.68
commercial lighting | Low-Bay LFL: LED Integrated Luminaire | 2042 | CAPITAL | NEW | warehouse | USD/gigalumen_year | us | us | 201730843494.68
commercial lighting | Low-Bay LFL: LED Integrated Luminaire | 2042 | CAPITAL | REPLACEMENT | assembly | USD/gigalumen_year | us | us | 201730843494.68
commercial lighting | Low-Bay LFL: LED Integrated Luminaire | 2042 | CAPITAL | REPLACEMENT | education | USD/gigalumen_year | us | us | 201730843494.68
commercial lighting | Low-Bay LFL: LED Integrated Luminaire | 2042 | CAPITAL | REPLACEMENT | food sales | USD/gigalumen_year | us | us | 201730843494.68
commercial lighting | Low-Bay LFL: LED Integrated Luminaire | 2042 | CAPITAL | REPLACEMENT | food service | USD/gigalumen_year | us | us | 201730843494.68
commercial lighting | Low-Bay LFL: LED Integrated Luminaire | 2042 | CAPITAL | REPLACEMENT | health | USD/gigalumen_year | us | us | 201730843494.68
commercial lighting | Low-Bay LFL: LED Integrated Luminaire | 2042 | CAPITAL | REPLACEMENT | lodging | USD/gigalumen_year | us | us | 201730843494.68
commercial lighting | Low-Bay LFL: LED Integrated Luminaire | 2042 | CAPITAL | REPLACEMENT | merc/service | USD/gigalumen_year | us | us | 201730843494.68
commercial lighting | Low-Bay LFL: LED Integrated Luminaire | 2042 | CAPITAL | REPLACEMENT | office-large | USD/gigalumen_year | us | us | 201730843494.68
commercial lighting | Low-Bay LFL: LED Integrated Luminaire | 2042 | CAPITAL | REPLACEMENT | office-small | USD/gigalumen_year | us | us | 201730843494.68
commercial lighting | Low-Bay LFL: LED Integrated Luminaire | 2042 | CAPITAL | REPLACEMENT | other | USD/gigalumen_year | us | us | 201730843494.68
commercial lighting | Low-Bay LFL: LED Integrated Luminaire | 2042 | CAPITAL | REPLACEMENT | warehouse | USD/gigalumen_year | us | us | 201730843494.68
commercial lighting | Low-Bay LFL: LED Integrated Luminaire | 2042 | FIXED_OM | NEW | assembly | USD/gigalumen_year | us | us | 8174468273.8879
commercial lighting | Low-Bay LFL: LED Integrated Luminaire | 2042 | FIXED_OM | NEW | education | USD/gigalumen_year | us | us | 8174468273.8879
commercial lighting | Low-Bay LFL: LED Integrated Luminaire | 2042 | FIXED_OM | NEW | food sales | USD/gigalumen_year | us | us | 8174468273.8879
commercial lighting | Low-Bay LFL: LED Integrated Luminaire | 2042 | FIXED_OM | NEW | food service | USD/gigalumen_year | us | us | 8174468273.8879
commercial lighting | Low-Bay LFL: LED Integrated Luminaire | 2042 | FIXED_OM | NEW | health | USD/gigalumen_year | us | us | 8174468273.8879
commercial lighting | Low-Bay LFL: LED Integrated Luminaire | 2042 | FIXED_OM | NEW | lodging | USD/gigalumen_year | us | us | 8174468273.8879
commercial lighting | Low-Bay LFL: LED Integrated Luminaire | 2042 | FIXED_OM | NEW | merc/service | USD/gigalumen_year | us | us | 8174468273.8879
commercial lighting | Low-Bay LFL: LED Integrated Luminaire | 2042 | FIXED_OM | NEW | office-large | USD/gigalumen_year | us | us | 8174468273.8879
commercial lighting | Low-Bay LFL: LED Integrated Luminaire | 2042 | FIXED_OM | NEW | office-small | USD/gigalumen_year | us | us | 8174468273.8879
commercial lighting | Low-Bay LFL: LED Integrated Luminaire | 2042 | FIXED_OM | NEW | other | USD/gigalumen_year | us | us | 8174468273.8879
commercial lighting | Low-Bay LFL: LED Integrated Luminaire | 2042 | FIXED_OM | NEW | warehouse | USD/gigalumen_year | us | us | 8174468273.8879
commercial lighting | Low-Bay LFL: LED Integrated Luminaire | 2042 | FIXED_OM | REPLACEMENT | assembly | USD/gigalumen_year | us | us | 8174468273.8879
commercial lighting | Low-Bay LFL: LED Integrated Luminaire | 2042 | FIXED_OM | REPLACEMENT | education | USD/gigalumen_year | us | us | 8174468273.8879
commercial lighting | Low-Bay LFL: LED Integrated Luminaire | 2042 | FIXED_OM | REPLACEMENT | food sales | USD/gigalumen_year | us | us | 8174468273.8879
commercial lighting | Low-Bay LFL: LED Integrated Luminaire | 2042 | FIXED_OM | REPLACEMENT | food service | USD/gigalumen_year | us | us | 8174468273.8879
commercial lighting | Low-Bay LFL: LED Integrated Luminaire | 2042 | FIXED_OM | REPLACEMENT | health | USD/gigalumen_year | us | us | 8174468273.8879
commercial lighting | Low-Bay LFL: LED Integrated Luminaire | 2042 | FIXED_OM | REPLACEMENT | lodging | USD/gigalumen_year | us | us | 8174468273.8879
commercial lighting | Low-Bay LFL: LED Integrated Luminaire | 2042 | FIXED_OM | REPLACEMENT | merc/service | USD/gigalumen_year | us | us | 8174468273.8879
commercial lighting | Low-Bay LFL: LED Integrated Luminaire | 2042 | FIXED_OM | REPLACEMENT | office-large | USD/gigalumen_year | us | us | 8174468273.8879
commercial lighting | Low-Bay LFL: LED Integrated Luminaire | 2042 | FIXED_OM | REPLACEMENT | office-small | USD/gigalumen_year | us | us | 8174468273.8879
commercial lighting | Low-Bay LFL: LED Integrated Luminaire | 2042 | FIXED_OM | REPLACEMENT | other | USD/gigalumen_year | us | us | 8174468273.8879
commercial lighting | Low-Bay LFL: LED Integrated Luminaire | 2042 | FIXED_OM | REPLACEMENT | warehouse | USD/gigalumen_year | us | us | 8174468273.8879
commercial lighting | Low-Bay LFL: LED Integrated Luminaire | 2043 | CAPITAL | NEW | assembly | USD/gigalumen_year | us | us | 201730843494.68
commercial lighting | Low-Bay LFL: LED Integrated Luminaire | 2043 | CAPITAL | NEW | education | USD/gigalumen_year | us | us | 201730843494.68
commercial lighting | Low-Bay LFL: LED Integrated Luminaire | 2043 | CAPITAL | NEW | food sales | USD/gigalumen_year | us | us | 201730843494.68
commercial lighting | Low-Bay LFL: LED Integrated Luminaire | 2043 | CAPITAL | NEW | food service | USD/gigalumen_year | us | us | 201730843494.68
commercial lighting | Low-Bay LFL: LED Integrated Luminaire | 2043 | CAPITAL | NEW | health | USD/gigalumen_year | us | us | 201730843494.68
commercial lighting | Low-Bay LFL: LED Integrated Luminaire | 2043 | CAPITAL | NEW | lodging | USD/gigalumen_year | us | us | 201730843494.68
commercial lighting | Low-Bay LFL: LED Integrated Luminaire | 2043 | CAPITAL | NEW | merc/service | USD/gigalumen_year | us | us | 201730843494.68
commercial lighting | Low-Bay LFL: LED Integrated Luminaire | 2043 | CAPITAL | NEW | office-large | USD/gigalumen_year | us | us | 201730843494.68
commercial lighting | Low-Bay LFL: LED Integrated Luminaire | 2043 | CAPITAL | NEW | office-small | USD/gigalumen_year | us | us | 201730843494.68
commercial lighting | Low-Bay LFL: LED Integrated Luminaire | 2043 | CAPITAL | NEW | other | USD/gigalumen_year | us | us | 201730843494.68
commercial lighting | Low-Bay LFL: LED Integrated Luminaire | 2043 | CAPITAL | NEW | warehouse | USD/gigalumen_year | us | us | 201730843494.68
commercial lighting | Low-Bay LFL: LED Integrated Luminaire | 2043 | CAPITAL | REPLACEMENT | assembly | USD/gigalumen_year | us | us | 201730843494.68
commercial lighting | Low-Bay LFL: LED Integrated Luminaire | 2043 | CAPITAL | REPLACEMENT | education | USD/gigalumen_year | us | us | 201730843494.68
commercial lighting | Low-Bay LFL: LED Integrated Luminaire | 2043 | CAPITAL | REPLACEMENT | food sales | USD/gigalumen_year | us | us | 201730843494.68
commercial lighting | Low-Bay LFL: LED Integrated Luminaire | 2043 | CAPITAL | REPLACEMENT | food service | USD/gigalumen_year | us | us | 201730843494.68
commercial lighting | Low-Bay LFL: LED Integrated Luminaire | 2043 | CAPITAL | REPLACEMENT | health | USD/gigalumen_year | us | us | 201730843494.68
commercial lighting | Low-Bay LFL: LED Integrated Luminaire | 2043 | CAPITAL | REPLACEMENT | lodging | USD/gigalumen_year | us | us | 201730843494.68
commercial lighting | Low-Bay LFL: LED Integrated Luminaire | 2043 | CAPITAL | REPLACEMENT | merc/service | USD/gigalumen_year | us | us | 201730843494.68
commercial lighting | Low-Bay LFL: LED Integrated Luminaire | 2043 | CAPITAL | REPLACEMENT | office-large | USD/gigalumen_year | us | us | 201730843494.68
commercial lighting | Low-Bay LFL: LED Integrated Luminaire | 2043 | CAPITAL | REPLACEMENT | office-small | USD/gigalumen_year | us | us | 201730843494.68
commercial lighting | Low-Bay LFL: LED Integrated Luminaire | 2043 | CAPITAL | REPLACEMENT | other | USD/gigalumen_year | us | us | 201730843494.68
commercial lighting | Low-Bay LFL: LED Integrated Luminaire | 2043 | CAPITAL | REPLACEMENT | warehouse | USD/gigalumen_year | us | us | 201730843494.68
commercial lighting | Low-Bay LFL: LED Integrated Luminaire | 2043 | FIXED_OM | NEW | assembly | USD/gigalumen_year | us | us | 8174468273.8879
commercial lighting | Low-Bay LFL: LED Integrated Luminaire | 2043 | FIXED_OM | NEW | education | USD/gigalumen_year | us | us | 8174468273.8879
commercial lighting | Low-Bay LFL: LED Integrated Luminaire | 2043 | FIXED_OM | NEW | food sales | USD/gigalumen_year | us | us | 8174468273.8879
commercial lighting | Low-Bay LFL: LED Integrated Luminaire | 2043 | FIXED_OM | NEW | food service | USD/gigalumen_year | us | us | 8174468273.8879
commercial lighting | Low-Bay LFL: LED Integrated Luminaire | 2043 | FIXED_OM | NEW | health | USD/gigalumen_year | us | us | 8174468273.8879
commercial lighting | Low-Bay LFL: LED Integrated Luminaire | 2043 | FIXED_OM | NEW | lodging | USD/gigalumen_year | us | us | 8174468273.8879
commercial lighting | Low-Bay LFL: LED Integrated Luminaire | 2043 | FIXED_OM | NEW | merc/service | USD/gigalumen_year | us | us | 8174468273.8879
commercial lighting | Low-Bay LFL: LED Integrated Luminaire | 2043 | FIXED_OM | NEW | office-large | USD/gigalumen_year | us | us | 8174468273.8879
commercial lighting | Low-Bay LFL: LED Integrated Luminaire | 2043 | FIXED_OM | NEW | office-small | USD/gigalumen_year | us | us | 8174468273.8879
commercial lighting | Low-Bay LFL: LED Integrated Luminaire | 2043 | FIXED_OM | NEW | other | USD/gigalumen_year | us | us | 8174468273.8879
commercial lighting | Low-Bay LFL: LED Integrated Luminaire | 2043 | FIXED_OM | NEW | warehouse | USD/gigalumen_year | us | us | 8174468273.8879
commercial lighting | Low-Bay LFL: LED Integrated Luminaire | 2043 | FIXED_OM | REPLACEMENT | assembly | USD/gigalumen_year | us | us | 8174468273.8879
commercial lighting | Low-Bay LFL: LED Integrated Luminaire | 2043 | FIXED_OM | REPLACEMENT | education | USD/gigalumen_year | us | us | 8174468273.8879
commercial lighting | Low-Bay LFL: LED Integrated Luminaire | 2043 | FIXED_OM | REPLACEMENT | food sales | USD/gigalumen_year | us | us | 8174468273.8879
commercial lighting | Low-Bay LFL: LED Integrated Luminaire | 2043 | FIXED_OM | REPLACEMENT | food service | USD/gigalumen_year | us | us | 8174468273.8879
commercial lighting | Low-Bay LFL: LED Integrated Luminaire | 2043 | FIXED_OM | REPLACEMENT | health | USD/gigalumen_year | us | us | 8174468273.8879
commercial lighting | Low-Bay LFL: LED Integrated Luminaire | 2043 | FIXED_OM | REPLACEMENT | lodging | USD/gigalumen_year | us | us | 8174468273.8879
commercial lighting | Low-Bay LFL: LED Integrated Luminaire | 2043 | FIXED_OM | REPLACEMENT | merc/service | USD/gigalumen_year | us | us | 8174468273.8879
commercial lighting | Low-Bay LFL: LED Integrated Luminaire | 2043 | FIXED_OM | REPLACEMENT | office-large | USD/gigalumen_year | us | us | 8174468273.8879
commercial lighting | Low-Bay LFL: LED Integrated Luminaire | 2043 | FIXED_OM | REPLACEMENT | office-small | USD/gigalumen_year | us | us | 8174468273.8879
commercial lighting | Low-Bay LFL: LED Integrated Luminaire | 2043 | FIXED_OM | REPLACEMENT | other | USD/gigalumen_year | us | us | 8174468273.8879
commercial lighting | Low-Bay LFL: LED Integrated Luminaire | 2043 | FIXED_OM | REPLACEMENT | warehouse | USD/gigalumen_year | us | us | 8174468273.8879
commercial lighting | Low-Bay LFL: LED Integrated Luminaire | 2044 | CAPITAL | NEW | assembly | USD/gigalumen_year | us | us | 201730843494.68
commercial lighting | Low-Bay LFL: LED Integrated Luminaire | 2044 | CAPITAL | NEW | education | USD/gigalumen_year | us | us | 201730843494.68
commercial lighting | Low-Bay LFL: LED Integrated Luminaire | 2044 | CAPITAL | NEW | food sales | USD/gigalumen_year | us | us | 201730843494.68
commercial lighting | Low-Bay LFL: LED Integrated Luminaire | 2044 | CAPITAL | NEW | food service | USD/gigalumen_year | us | us | 201730843494.68
commercial lighting | Low-Bay LFL: LED Integrated Luminaire | 2044 | CAPITAL | NEW | health | USD/gigalumen_year | us | us | 201730843494.68
commercial lighting | Low-Bay LFL: LED Integrated Luminaire | 2044 | CAPITAL | NEW | lodging | USD/gigalumen_year | us | us | 201730843494.68
commercial lighting | Low-Bay LFL: LED Integrated Luminaire | 2044 | CAPITAL | NEW | merc/service | USD/gigalumen_year | us | us | 201730843494.68
commercial lighting | Low-Bay LFL: LED Integrated Luminaire | 2044 | CAPITAL | NEW | office-large | USD/gigalumen_year | us | us | 201730843494.68
commercial lighting | Low-Bay LFL: LED Integrated Luminaire | 2044 | CAPITAL | NEW | office-small | USD/gigalumen_year | us | us | 201730843494.68
commercial lighting | Low-Bay LFL: LED Integrated Luminaire | 2044 | CAPITAL | NEW | other | USD/gigalumen_year | us | us | 201730843494.68
commercial lighting | Low-Bay LFL: LED Integrated Luminaire | 2044 | CAPITAL | NEW | warehouse | USD/gigalumen_year | us | us | 201730843494.68
commercial lighting | Low-Bay LFL: LED Integrated Luminaire | 2044 | CAPITAL | REPLACEMENT | assembly | USD/gigalumen_year | us | us | 201730843494.68
commercial lighting | Low-Bay LFL: LED Integrated Luminaire | 2044 | CAPITAL | REPLACEMENT | education | USD/gigalumen_year | us | us | 201730843494.68
commercial lighting | Low-Bay LFL: LED Integrated Luminaire | 2044 | CAPITAL | REPLACEMENT | food sales | USD/gigalumen_year | us | us | 201730843494.68
commercial lighting | Low-Bay LFL: LED Integrated Luminaire | 2044 | CAPITAL | REPLACEMENT | food service | USD/gigalumen_year | us | us | 201730843494.68
commercial lighting | Low-Bay LFL: LED Integrated Luminaire | 2044 | CAPITAL | REPLACEMENT | health | USD/gigalumen_year | us | us | 201730843494.68
commercial lighting | Low-Bay LFL: LED Integrated Luminaire | 2044 | CAPITAL | REPLACEMENT | lodging | USD/gigalumen_year | us | us | 201730843494.68
commercial lighting | Low-Bay LFL: LED Integrated Luminaire | 2044 | CAPITAL | REPLACEMENT | merc/service | USD/gigalumen_year | us | us | 201730843494.68
commercial lighting | Low-Bay LFL: LED Integrated Luminaire | 2044 | CAPITAL | REPLACEMENT | office-large | USD/gigalumen_year | us | us | 201730843494.68
commercial lighting | Low-Bay LFL: LED Integrated Luminaire | 2044 | CAPITAL | REPLACEMENT | office-small | USD/gigalumen_year | us | us | 201730843494.68
commercial lighting | Low-Bay LFL: LED Integrated Luminaire | 2044 | CAPITAL | REPLACEMENT | other | USD/gigalumen_year | us | us | 201730843494.68
commercial lighting | Low-Bay LFL: LED Integrated Luminaire | 2044 | CAPITAL | REPLACEMENT | warehouse | USD/gigalumen_year | us | us | 201730843494.68
commercial lighting | Low-Bay LFL: LED Integrated Luminaire | 2044 | FIXED_OM | NEW | assembly | USD/gigalumen_year | us | us | 8174468273.8879
commercial lighting | Low-Bay LFL: LED Integrated Luminaire | 2044 | FIXED_OM | NEW | education | USD/gigalumen_year | us | us | 8174468273.8879
commercial lighting | Low-Bay LFL: LED Integrated Luminaire | 2044 | FIXED_OM | NEW | food sales | USD/gigalumen_year | us | us | 8174468273.8879
commercial lighting | Low-Bay LFL: LED Integrated Luminaire | 2044 | FIXED_OM | NEW | food service | USD/gigalumen_year | us | us | 8174468273.8879
commercial lighting | Low-Bay LFL: LED Integrated Luminaire | 2044 | FIXED_OM | NEW | health | USD/gigalumen_year | us | us | 8174468273.8879
commercial lighting | Low-Bay LFL: LED Integrated Luminaire | 2044 | FIXED_OM | NEW | lodging | USD/gigalumen_year | us | us | 8174468273.8879
commercial lighting | Low-Bay LFL: LED Integrated Luminaire | 2044 | FIXED_OM | NEW | merc/service | USD/gigalumen_year | us | us | 8174468273.8879
commercial lighting | Low-Bay LFL: LED Integrated Luminaire | 2044 | FIXED_OM | NEW | office-large | USD/gigalumen_year | us | us | 8174468273.8879
commercial lighting | Low-Bay LFL: LED Integrated Luminaire | 2044 | FIXED_OM | NEW | office-small | USD/gigalumen_year | us | us | 8174468273.8879
commercial lighting | Low-Bay LFL: LED Integrated Luminaire | 2044 | FIXED_OM | NEW | other | USD/gigalumen_year | us | us | 8174468273.8879
commercial lighting | Low-Bay LFL: LED Integrated Luminaire | 2044 | FIXED_OM | NEW | warehouse | USD/gigalumen_year | us | us | 8174468273.8879
commercial lighting | Low-Bay LFL: LED Integrated Luminaire | 2044 | FIXED_OM | REPLACEMENT | assembly | USD/gigalumen_year | us | us | 8174468273.8879
commercial lighting | Low-Bay LFL: LED Integrated Luminaire | 2044 | FIXED_OM | REPLACEMENT | education | USD/gigalumen_year | us | us | 8174468273.8879
commercial lighting | Low-Bay LFL: LED Integrated Luminaire | 2044 | FIXED_OM | REPLACEMENT | food sales | USD/gigalumen_year | us | us | 8174468273.8879
commercial lighting | Low-Bay LFL: LED Integrated Luminaire | 2044 | FIXED_OM | REPLACEMENT | food service | USD/gigalumen_year | us | us | 8174468273.8879
commercial lighting | Low-Bay LFL: LED Integrated Luminaire | 2044 | FIXED_OM | REPLACEMENT | health | USD/gigalumen_year | us | us | 8174468273.8879
commercial lighting | Low-Bay LFL: LED Integrated Luminaire | 2044 | FIXED_OM | REPLACEMENT | lodging | USD/gigalumen_year | us | us | 8174468273.8879
commercial lighting | Low-Bay LFL: LED Integrated Luminaire | 2044 | FIXED_OM | REPLACEMENT | merc/service | USD/gigalumen_year | us | us | 8174468273.8879
commercial lighting | Low-Bay LFL: LED Integrated Luminaire | 2044 | FIXED_OM | REPLACEMENT | office-large | USD/gigalumen_year | us | us | 8174468273.8879
commercial lighting | Low-Bay LFL: LED Integrated Luminaire | 2044 | FIXED_OM | REPLACEMENT | office-small | USD/gigalumen_year | us | us | 8174468273.8879
commercial lighting | Low-Bay LFL: LED Integrated Luminaire | 2044 | FIXED_OM | REPLACEMENT | other | USD/gigalumen_year | us | us | 8174468273.8879
commercial lighting | Low-Bay LFL: LED Integrated Luminaire | 2044 | FIXED_OM | REPLACEMENT | warehouse | USD/gigalumen_year | us | us | 8174468273.8879
commercial lighting | Low-Bay LFL: LED Integrated Luminaire | 2045 | CAPITAL | NEW | assembly | USD/gigalumen_year | us | us | 201730843494.68
commercial lighting | Low-Bay LFL: LED Integrated Luminaire | 2045 | CAPITAL | NEW | education | USD/gigalumen_year | us | us | 201730843494.68
commercial lighting | Low-Bay LFL: LED Integrated Luminaire | 2045 | CAPITAL | NEW | food sales | USD/gigalumen_year | us | us | 201730843494.68
commercial lighting | Low-Bay LFL: LED Integrated Luminaire | 2045 | CAPITAL | NEW | food service | USD/gigalumen_year | us | us | 201730843494.68
commercial lighting | Low-Bay LFL: LED Integrated Luminaire | 2045 | CAPITAL | NEW | health | USD/gigalumen_year | us | us | 201730843494.68
commercial lighting | Low-Bay LFL: LED Integrated Luminaire | 2045 | CAPITAL | NEW | lodging | USD/gigalumen_year | us | us | 201730843494.68
commercial lighting | Low-Bay LFL: LED Integrated Luminaire | 2045 | CAPITAL | NEW | merc/service | USD/gigalumen_year | us | us | 201730843494.68
commercial lighting | Low-Bay LFL: LED Integrated Luminaire | 2045 | CAPITAL | NEW | office-large | USD/gigalumen_year | us | us | 201730843494.68
commercial lighting | Low-Bay LFL: LED Integrated Luminaire | 2045 | CAPITAL | NEW | office-small | USD/gigalumen_year | us | us | 201730843494.68
commercial lighting | Low-Bay LFL: LED Integrated Luminaire | 2045 | CAPITAL | NEW | other | USD/gigalumen_year | us | us | 201730843494.68
commercial lighting | Low-Bay LFL: LED Integrated Luminaire | 2045 | CAPITAL | NEW | warehouse | USD/gigalumen_year | us | us | 201730843494.68
commercial lighting | Low-Bay LFL: LED Integrated Luminaire | 2045 | CAPITAL | REPLACEMENT | assembly | USD/gigalumen_year | us | us | 201730843494.68
commercial lighting | Low-Bay LFL: LED Integrated Luminaire | 2045 | CAPITAL | REPLACEMENT | education | USD/gigalumen_year | us | us | 201730843494.68
commercial lighting | Low-Bay LFL: LED Integrated Luminaire | 2045 | CAPITAL | REPLACEMENT | food sales | USD/gigalumen_year | us | us | 201730843494.68
commercial lighting | Low-Bay LFL: LED Integrated Luminaire | 2045 | CAPITAL | REPLACEMENT | food service | USD/gigalumen_year | us | us | 201730843494.68
commercial lighting | Low-Bay LFL: LED Integrated Luminaire | 2045 | CAPITAL | REPLACEMENT | health | USD/gigalumen_year | us | us | 201730843494.68
commercial lighting | Low-Bay LFL: LED Integrated Luminaire | 2045 | CAPITAL | REPLACEMENT | lodging | USD/gigalumen_year | us | us | 201730843494.68
commercial lighting | Low-Bay LFL: LED Integrated Luminaire | 2045 | CAPITAL | REPLACEMENT | merc/service | USD/gigalumen_year | us | us | 201730843494.68
commercial lighting | Low-Bay LFL: LED Integrated Luminaire | 2045 | CAPITAL | REPLACEMENT | office-large | USD/gigalumen_year | us | us | 201730843494.68
commercial lighting | Low-Bay LFL: LED Integrated Luminaire | 2045 | CAPITAL | REPLACEMENT | office-small | USD/gigalumen_year | us | us | 201730843494.68
commercial lighting | Low-Bay LFL: LED Integrated Luminaire | 2045 | CAPITAL | REPLACEMENT | other | USD/gigalumen_year | us | us | 201730843494.68
commercial lighting | Low-Bay LFL: LED Integrated Luminaire | 2045 | CAPITAL | REPLACEMENT | warehouse | USD/gigalumen_year | us | us | 201730843494.68
commercial lighting | Low-Bay LFL: LED Integrated Luminaire | 2045 | FIXED_OM | NEW | assembly | USD/gigalumen_year | us | us | 8174468273.8879
commercial lighting | Low-Bay LFL: LED Integrated Luminaire | 2045 | FIXED_OM | NEW | education | USD/gigalumen_year | us | us | 8174468273.8879
commercial lighting | Low-Bay LFL: LED Integrated Luminaire | 2045 | FIXED_OM | NEW | food sales | USD/gigalumen_year | us | us | 8174468273.8879
commercial lighting | Low-Bay LFL: LED Integrated Luminaire | 2045 | FIXED_OM | NEW | food service | USD/gigalumen_year | us | us | 8174468273.8879
commercial lighting | Low-Bay LFL: LED Integrated Luminaire | 2045 | FIXED_OM | NEW | health | USD/gigalumen_year | us | us | 8174468273.8879
commercial lighting | Low-Bay LFL: LED Integrated Luminaire | 2045 | FIXED_OM | NEW | lodging | USD/gigalumen_year | us | us | 8174468273.8879
commercial lighting | Low-Bay LFL: LED Integrated Luminaire | 2045 | FIXED_OM | NEW | merc/service | USD/gigalumen_year | us | us | 8174468273.8879
commercial lighting | Low-Bay LFL: LED Integrated Luminaire | 2045 | FIXED_OM | NEW | office-large | USD/gigalumen_year | us | us | 8174468273.8879
commercial lighting | Low-Bay LFL: LED Integrated Luminaire | 2045 | FIXED_OM | NEW | office-small | USD/gigalumen_year | us | us | 8174468273.8879
commercial lighting | Low-Bay LFL: LED Integrated Luminaire | 2045 | FIXED_OM | NEW | other | USD/gigalumen_year | us | us | 8174468273.8879
commercial lighting | Low-Bay LFL: LED Integrated Luminaire | 2045 | FIXED_OM | NEW | warehouse | USD/gigalumen_year | us | us | 8174468273.8879
commercial lighting | Low-Bay LFL: LED Integrated Luminaire | 2045 | FIXED_OM | REPLACEMENT | assembly | USD/gigalumen_year | us | us | 8174468273.8879
commercial lighting | Low-Bay LFL: LED Integrated Luminaire | 2045 | FIXED_OM | REPLACEMENT | education | USD/gigalumen_year | us | us | 8174468273.8879
commercial lighting | Low-Bay LFL: LED Integrated Luminaire | 2045 | FIXED_OM | REPLACEMENT | food sales | USD/gigalumen_year | us | us | 8174468273.8879
commercial lighting | Low-Bay LFL: LED Integrated Luminaire | 2045 | FIXED_OM | REPLACEMENT | food service | USD/gigalumen_year | us | us | 8174468273.8879
commercial lighting | Low-Bay LFL: LED Integrated Luminaire | 2045 | FIXED_OM | REPLACEMENT | health | USD/gigalumen_year | us | us | 8174468273.8879
commercial lighting | Low-Bay LFL: LED Integrated Luminaire | 2045 | FIXED_OM | REPLACEMENT | lodging | USD/gigalumen_year | us | us | 8174468273.8879
commercial lighting | Low-Bay LFL: LED Integrated Luminaire | 2045 | FIXED_OM | REPLACEMENT | merc/service | USD/gigalumen_year | us | us | 8174468273.8879
commercial lighting | Low-Bay LFL: LED Integrated Luminaire | 2045 | FIXED_OM | REPLACEMENT | office-large | USD/gigalumen_year | us | us | 8174468273.8879
commercial lighting | Low-Bay LFL: LED Integrated Luminaire | 2045 | FIXED_OM | REPLACEMENT | office-small | USD/gigalumen_year | us | us | 8174468273.8879
commercial lighting | Low-Bay LFL: LED Integrated Luminaire | 2045 | FIXED_OM | REPLACEMENT | other | USD/gigalumen_year | us | us | 8174468273.8879
commercial lighting | Low-Bay LFL: LED Integrated Luminaire | 2045 | FIXED_OM | REPLACEMENT | warehouse | USD/gigalumen_year | us | us | 8174468273.8879
commercial lighting | Low-Bay LFL: LED Integrated Luminaire | 2046 | CAPITAL | NEW | assembly | USD/gigalumen_year | us | us | 201730843494.68
commercial lighting | Low-Bay LFL: LED Integrated Luminaire | 2046 | CAPITAL | NEW | education | USD/gigalumen_year | us | us | 201730843494.68
commercial lighting | Low-Bay LFL: LED Integrated Luminaire | 2046 | CAPITAL | NEW | food sales | USD/gigalumen_year | us | us | 201730843494.68
commercial lighting | Low-Bay LFL: LED Integrated Luminaire | 2046 | CAPITAL | NEW | food service | USD/gigalumen_year | us | us | 201730843494.68
commercial lighting | Low-Bay LFL: LED Integrated Luminaire | 2046 | CAPITAL | NEW | health | USD/gigalumen_year | us | us | 201730843494.68
commercial lighting | Low-Bay LFL: LED Integrated Luminaire | 2046 | CAPITAL | NEW | lodging | USD/gigalumen_year | us | us | 201730843494.68
commercial lighting | Low-Bay LFL: LED Integrated Luminaire | 2046 | CAPITAL | NEW | merc/service | USD/gigalumen_year | us | us | 201730843494.68
commercial lighting | Low-Bay LFL: LED Integrated Luminaire | 2046 | CAPITAL | NEW | office-large | USD/gigalumen_year | us | us | 201730843494.68
commercial lighting | Low-Bay LFL: LED Integrated Luminaire | 2046 | CAPITAL | NEW | office-small | USD/gigalumen_year | us | us | 201730843494.68
commercial lighting | Low-Bay LFL: LED Integrated Luminaire | 2046 | CAPITAL | NEW | other | USD/gigalumen_year | us | us | 201730843494.68
commercial lighting | Low-Bay LFL: LED Integrated Luminaire | 2046 | CAPITAL | NEW | warehouse | USD/gigalumen_year | us | us | 201730843494.68
commercial lighting | Low-Bay LFL: LED Integrated Luminaire | 2046 | CAPITAL | REPLACEMENT | assembly | USD/gigalumen_year | us | us | 201730843494.68
commercial lighting | Low-Bay LFL: LED Integrated Luminaire | 2046 | CAPITAL | REPLACEMENT | education | USD/gigalumen_year | us | us | 201730843494.68
commercial lighting | Low-Bay LFL: LED Integrated Luminaire | 2046 | CAPITAL | REPLACEMENT | food sales | USD/gigalumen_year | us | us | 201730843494.68
commercial lighting | Low-Bay LFL: LED Integrated Luminaire | 2046 | CAPITAL | REPLACEMENT | food service | USD/gigalumen_year | us | us | 201730843494.68
commercial lighting | Low-Bay LFL: LED Integrated Luminaire | 2046 | CAPITAL | REPLACEMENT | health | USD/gigalumen_year | us | us | 201730843494.68
commercial lighting | Low-Bay LFL: LED Integrated Luminaire | 2046 | CAPITAL | REPLACEMENT | lodging | USD/gigalumen_year | us | us | 201730843494.68
commercial lighting | Low-Bay LFL: LED Integrated Luminaire | 2046 | CAPITAL | REPLACEMENT | merc/service | USD/gigalumen_year | us | us | 201730843494.68
commercial lighting | Low-Bay LFL: LED Integrated Luminaire | 2046 | CAPITAL | REPLACEMENT | office-large | USD/gigalumen_year | us | us | 201730843494.68
commercial lighting | Low-Bay LFL: LED Integrated Luminaire | 2046 | CAPITAL | REPLACEMENT | office-small | USD/gigalumen_year | us | us | 201730843494.68
commercial lighting | Low-Bay LFL: LED Integrated Luminaire | 2046 | CAPITAL | REPLACEMENT | other | USD/gigalumen_year | us | us | 201730843494.68
commercial lighting | Low-Bay LFL: LED Integrated Luminaire | 2046 | CAPITAL | REPLACEMENT | warehouse | USD/gigalumen_year | us | us | 201730843494.68
commercial lighting | Low-Bay LFL: LED Integrated Luminaire | 2046 | FIXED_OM | NEW | assembly | USD/gigalumen_year | us | us | 8174468273.8879
commercial lighting | Low-Bay LFL: LED Integrated Luminaire | 2046 | FIXED_OM | NEW | education | USD/gigalumen_year | us | us | 8174468273.8879
commercial lighting | Low-Bay LFL: LED Integrated Luminaire | 2046 | FIXED_OM | NEW | food sales | USD/gigalumen_year | us | us | 8174468273.8879
commercial lighting | Low-Bay LFL: LED Integrated Luminaire | 2046 | FIXED_OM | NEW | food service | USD/gigalumen_year | us | us | 8174468273.8879
commercial lighting | Low-Bay LFL: LED Integrated Luminaire | 2046 | FIXED_OM | NEW | health | USD/gigalumen_year | us | us | 8174468273.8879
commercial lighting | Low-Bay LFL: LED Integrated Luminaire | 2046 | FIXED_OM | NEW | lodging | USD/gigalumen_year | us | us | 8174468273.8879
commercial lighting | Low-Bay LFL: LED Integrated Luminaire | 2046 | FIXED_OM | NEW | merc/service | USD/gigalumen_year | us | us | 8174468273.8879
commercial lighting | Low-Bay LFL: LED Integrated Luminaire | 2046 | FIXED_OM | NEW | office-large | USD/gigalumen_year | us | us | 8174468273.8879
commercial lighting | Low-Bay LFL: LED Integrated Luminaire | 2046 | FIXED_OM | NEW | office-small | USD/gigalumen_year | us | us | 8174468273.8879
commercial lighting | Low-Bay LFL: LED Integrated Luminaire | 2046 | FIXED_OM | NEW | other | USD/gigalumen_year | us | us | 8174468273.8879
commercial lighting | Low-Bay LFL: LED Integrated Luminaire | 2046 | FIXED_OM | NEW | warehouse | USD/gigalumen_year | us | us | 8174468273.8879
commercial lighting | Low-Bay LFL: LED Integrated Luminaire | 2046 | FIXED_OM | REPLACEMENT | assembly | USD/gigalumen_year | us | us | 8174468273.8879
commercial lighting | Low-Bay LFL: LED Integrated Luminaire | 2046 | FIXED_OM | REPLACEMENT | education | USD/gigalumen_year | us | us | 8174468273.8879
commercial lighting | Low-Bay LFL: LED Integrated Luminaire | 2046 | FIXED_OM | REPLACEMENT | food sales | USD/gigalumen_year | us | us | 8174468273.8879
commercial lighting | Low-Bay LFL: LED Integrated Luminaire | 2046 | FIXED_OM | REPLACEMENT | food service | USD/gigalumen_year | us | us | 8174468273.8879
commercial lighting | Low-Bay LFL: LED Integrated Luminaire | 2046 | FIXED_OM | REPLACEMENT | health | USD/gigalumen_year | us | us | 8174468273.8879
commercial lighting | Low-Bay LFL: LED Integrated Luminaire | 2046 | FIXED_OM | REPLACEMENT | lodging | USD/gigalumen_year | us | us | 8174468273.8879
commercial lighting | Low-Bay LFL: LED Integrated Luminaire | 2046 | FIXED_OM | REPLACEMENT | merc/service | USD/gigalumen_year | us | us | 8174468273.8879
commercial lighting | Low-Bay LFL: LED Integrated Luminaire | 2046 | FIXED_OM | REPLACEMENT | office-large | USD/gigalumen_year | us | us | 8174468273.8879
commercial lighting | Low-Bay LFL: LED Integrated Luminaire | 2046 | FIXED_OM | REPLACEMENT | office-small | USD/gigalumen_year | us | us | 8174468273.8879
commercial lighting | Low-Bay LFL: LED Integrated Luminaire | 2046 | FIXED_OM | REPLACEMENT | other | USD/gigalumen_year | us | us | 8174468273.8879
commercial lighting | Low-Bay LFL: LED Integrated Luminaire | 2046 | FIXED_OM | REPLACEMENT | warehouse | USD/gigalumen_year | us | us | 8174468273.8879
commercial lighting | Low-Bay LFL: LED Integrated Luminaire | 2047 | CAPITAL | NEW | assembly | USD/gigalumen_year | us | us | 201730843494.68
commercial lighting | Low-Bay LFL: LED Integrated Luminaire | 2047 | CAPITAL | NEW | education | USD/gigalumen_year | us | us | 201730843494.68
commercial lighting | Low-Bay LFL: LED Integrated Luminaire | 2047 | CAPITAL | NEW | food sales | USD/gigalumen_year | us | us | 201730843494.68
commercial lighting | Low-Bay LFL: LED Integrated Luminaire | 2047 | CAPITAL | NEW | food service | USD/gigalumen_year | us | us | 201730843494.68
commercial lighting | Low-Bay LFL: LED Integrated Luminaire | 2047 | CAPITAL | NEW | health | USD/gigalumen_year | us | us | 201730843494.68
commercial lighting | Low-Bay LFL: LED Integrated Luminaire | 2047 | CAPITAL | NEW | lodging | USD/gigalumen_year | us | us | 201730843494.68
commercial lighting | Low-Bay LFL: LED Integrated Luminaire | 2047 | CAPITAL | NEW | merc/service | USD/gigalumen_year | us | us | 201730843494.68
commercial lighting | Low-Bay LFL: LED Integrated Luminaire | 2047 | CAPITAL | NEW | office-large | USD/gigalumen_year | us | us | 201730843494.68
commercial lighting | Low-Bay LFL: LED Integrated Luminaire | 2047 | CAPITAL | NEW | office-small | USD/gigalumen_year | us | us | 201730843494.68
commercial lighting | Low-Bay LFL: LED Integrated Luminaire | 2047 | CAPITAL | NEW | other | USD/gigalumen_year | us | us | 201730843494.68
commercial lighting | Low-Bay LFL: LED Integrated Luminaire | 2047 | CAPITAL | NEW | warehouse | USD/gigalumen_year | us | us | 201730843494.68
commercial lighting | Low-Bay LFL: LED Integrated Luminaire | 2047 | CAPITAL | REPLACEMENT | assembly | USD/gigalumen_year | us | us | 201730843494.68
commercial lighting | Low-Bay LFL: LED Integrated Luminaire | 2047 | CAPITAL | REPLACEMENT | education | USD/gigalumen_year | us | us | 201730843494.68
commercial lighting | Low-Bay LFL: LED Integrated Luminaire | 2047 | CAPITAL | REPLACEMENT | food sales | USD/gigalumen_year | us | us | 201730843494.68
commercial lighting | Low-Bay LFL: LED Integrated Luminaire | 2047 | CAPITAL | REPLACEMENT | food service | USD/gigalumen_year | us | us | 201730843494.68
commercial lighting | Low-Bay LFL: LED Integrated Luminaire | 2047 | CAPITAL | REPLACEMENT | health | USD/gigalumen_year | us | us | 201730843494.68
commercial lighting | Low-Bay LFL: LED Integrated Luminaire | 2047 | CAPITAL | REPLACEMENT | lodging | USD/gigalumen_year | us | us | 201730843494.68
commercial lighting | Low-Bay LFL: LED Integrated Luminaire | 2047 | CAPITAL | REPLACEMENT | merc/service | USD/gigalumen_year | us | us | 201730843494.68
commercial lighting | Low-Bay LFL: LED Integrated Luminaire | 2047 | CAPITAL | REPLACEMENT | office-large | USD/gigalumen_year | us | us | 201730843494.68
commercial lighting | Low-Bay LFL: LED Integrated Luminaire | 2047 | CAPITAL | REPLACEMENT | office-small | USD/gigalumen_year | us | us | 201730843494.68
commercial lighting | Low-Bay LFL: LED Integrated Luminaire | 2047 | CAPITAL | REPLACEMENT | other | USD/gigalumen_year | us | us | 201730843494.68
commercial lighting | Low-Bay LFL: LED Integrated Luminaire | 2047 | CAPITAL | REPLACEMENT | warehouse | USD/gigalumen_year | us | us | 201730843494.68
commercial lighting | Low-Bay LFL: LED Integrated Luminaire | 2047 | FIXED_OM | NEW | assembly | USD/gigalumen_year | us | us | 8174468273.8879
commercial lighting | Low-Bay LFL: LED Integrated Luminaire | 2047 | FIXED_OM | NEW | education | USD/gigalumen_year | us | us | 8174468273.8879
commercial lighting | Low-Bay LFL: LED Integrated Luminaire | 2047 | FIXED_OM | NEW | food sales | USD/gigalumen_year | us | us | 8174468273.8879
commercial lighting | Low-Bay LFL: LED Integrated Luminaire | 2047 | FIXED_OM | NEW | food service | USD/gigalumen_year | us | us | 8174468273.8879
commercial lighting | Low-Bay LFL: LED Integrated Luminaire | 2047 | FIXED_OM | NEW | health | USD/gigalumen_year | us | us | 8174468273.8879
commercial lighting | Low-Bay LFL: LED Integrated Luminaire | 2047 | FIXED_OM | NEW | lodging | USD/gigalumen_year | us | us | 8174468273.8879
commercial lighting | Low-Bay LFL: LED Integrated Luminaire | 2047 | FIXED_OM | NEW | merc/service | USD/gigalumen_year | us | us | 8174468273.8879
commercial lighting | Low-Bay LFL: LED Integrated Luminaire | 2047 | FIXED_OM | NEW | office-large | USD/gigalumen_year | us | us | 8174468273.8879
commercial lighting | Low-Bay LFL: LED Integrated Luminaire | 2047 | FIXED_OM | NEW | office-small | USD/gigalumen_year | us | us | 8174468273.8879
commercial lighting | Low-Bay LFL: LED Integrated Luminaire | 2047 | FIXED_OM | NEW | other | USD/gigalumen_year | us | us | 8174468273.8879
commercial lighting | Low-Bay LFL: LED Integrated Luminaire | 2047 | FIXED_OM | NEW | warehouse | USD/gigalumen_year | us | us | 8174468273.8879
commercial lighting | Low-Bay LFL: LED Integrated Luminaire | 2047 | FIXED_OM | REPLACEMENT | assembly | USD/gigalumen_year | us | us | 8174468273.8879
commercial lighting | Low-Bay LFL: LED Integrated Luminaire | 2047 | FIXED_OM | REPLACEMENT | education | USD/gigalumen_year | us | us | 8174468273.8879
commercial lighting | Low-Bay LFL: LED Integrated Luminaire | 2047 | FIXED_OM | REPLACEMENT | food sales | USD/gigalumen_year | us | us | 8174468273.8879
commercial lighting | Low-Bay LFL: LED Integrated Luminaire | 2047 | FIXED_OM | REPLACEMENT | food service | USD/gigalumen_year | us | us | 8174468273.8879
commercial lighting | Low-Bay LFL: LED Integrated Luminaire | 2047 | FIXED_OM | REPLACEMENT | health | USD/gigalumen_year | us | us | 8174468273.8879
commercial lighting | Low-Bay LFL: LED Integrated Luminaire | 2047 | FIXED_OM | REPLACEMENT | lodging | USD/gigalumen_year | us | us | 8174468273.8879
commercial lighting | Low-Bay LFL: LED Integrated Luminaire | 2047 | FIXED_OM | REPLACEMENT | merc/service | USD/gigalumen_year | us | us | 8174468273.8879
commercial lighting | Low-Bay LFL: LED Integrated Luminaire | 2047 | FIXED_OM | REPLACEMENT | office-large | USD/gigalumen_year | us | us | 8174468273.8879
commercial lighting | Low-Bay LFL: LED Integrated Luminaire | 2047 | FIXED_OM | REPLACEMENT | office-small | USD/gigalumen_year | us | us | 8174468273.8879
commercial lighting | Low-Bay LFL: LED Integrated Luminaire | 2047 | FIXED_OM | REPLACEMENT | other | USD/gigalumen_year | us | us | 8174468273.8879
commercial lighting | Low-Bay LFL: LED Integrated Luminaire | 2047 | FIXED_OM | REPLACEMENT | warehouse | USD/gigalumen_year | us | us | 8174468273.8879
commercial lighting | Low-Bay LFL: LED Integrated Luminaire | 2048 | CAPITAL | NEW | assembly | USD/gigalumen_year | us | us | 201730843494.68
commercial lighting | Low-Bay LFL: LED Integrated Luminaire | 2048 | CAPITAL | NEW | education | USD/gigalumen_year | us | us | 201730843494.68
commercial lighting | Low-Bay LFL: LED Integrated Luminaire | 2048 | CAPITAL | NEW | food sales | USD/gigalumen_year | us | us | 201730843494.68
commercial lighting | Low-Bay LFL: LED Integrated Luminaire | 2048 | CAPITAL | NEW | food service | USD/gigalumen_year | us | us | 201730843494.68
commercial lighting | Low-Bay LFL: LED Integrated Luminaire | 2048 | CAPITAL | NEW | health | USD/gigalumen_year | us | us | 201730843494.68
commercial lighting | Low-Bay LFL: LED Integrated Luminaire | 2048 | CAPITAL | NEW | lodging | USD/gigalumen_year | us | us | 201730843494.68
commercial lighting | Low-Bay LFL: LED Integrated Luminaire | 2048 | CAPITAL | NEW | merc/service | USD/gigalumen_year | us | us | 201730843494.68
commercial lighting | Low-Bay LFL: LED Integrated Luminaire | 2048 | CAPITAL | NEW | office-large | USD/gigalumen_year | us | us | 201730843494.68
commercial lighting | Low-Bay LFL: LED Integrated Luminaire | 2048 | CAPITAL | NEW | office-small | USD/gigalumen_year | us | us | 201730843494.68
commercial lighting | Low-Bay LFL: LED Integrated Luminaire | 2048 | CAPITAL | NEW | other | USD/gigalumen_year | us | us | 201730843494.68
commercial lighting | Low-Bay LFL: LED Integrated Luminaire | 2048 | CAPITAL | NEW | warehouse | USD/gigalumen_year | us | us | 201730843494.68
commercial lighting | Low-Bay LFL: LED Integrated Luminaire | 2048 | CAPITAL | REPLACEMENT | assembly | USD/gigalumen_year | us | us | 201730843494.68
commercial lighting | Low-Bay LFL: LED Integrated Luminaire | 2048 | CAPITAL | REPLACEMENT | education | USD/gigalumen_year | us | us | 201730843494.68
commercial lighting | Low-Bay LFL: LED Integrated Luminaire | 2048 | CAPITAL | REPLACEMENT | food sales | USD/gigalumen_year | us | us | 201730843494.68
commercial lighting | Low-Bay LFL: LED Integrated Luminaire | 2048 | CAPITAL | REPLACEMENT | food service | USD/gigalumen_year | us | us | 201730843494.68
commercial lighting | Low-Bay LFL: LED Integrated Luminaire | 2048 | CAPITAL | REPLACEMENT | health | USD/gigalumen_year | us | us | 201730843494.68
commercial lighting | Low-Bay LFL: LED Integrated Luminaire | 2048 | CAPITAL | REPLACEMENT | lodging | USD/gigalumen_year | us | us | 201730843494.68
commercial lighting | Low-Bay LFL: LED Integrated Luminaire | 2048 | CAPITAL | REPLACEMENT | merc/service | USD/gigalumen_year | us | us | 201730843494.68
commercial lighting | Low-Bay LFL: LED Integrated Luminaire | 2048 | CAPITAL | REPLACEMENT | office-large | USD/gigalumen_year | us | us | 201730843494.68
commercial lighting | Low-Bay LFL: LED Integrated Luminaire | 2048 | CAPITAL | REPLACEMENT | office-small | USD/gigalumen_year | us | us | 201730843494.68
commercial lighting | Low-Bay LFL: LED Integrated Luminaire | 2048 | CAPITAL | REPLACEMENT | other | USD/gigalumen_year | us | us | 201730843494.68
commercial lighting | Low-Bay LFL: LED Integrated Luminaire | 2048 | CAPITAL | REPLACEMENT | warehouse | USD/gigalumen_year | us | us | 201730843494.68
commercial lighting | Low-Bay LFL: LED Integrated Luminaire | 2048 | FIXED_OM | NEW | assembly | USD/gigalumen_year | us | us | 8174468273.8879
commercial lighting | Low-Bay LFL: LED Integrated Luminaire | 2048 | FIXED_OM | NEW | education | USD/gigalumen_year | us | us | 8174468273.8879
commercial lighting | Low-Bay LFL: LED Integrated Luminaire | 2048 | FIXED_OM | NEW | food sales | USD/gigalumen_year | us | us | 8174468273.8879
commercial lighting | Low-Bay LFL: LED Integrated Luminaire | 2048 | FIXED_OM | NEW | food service | USD/gigalumen_year | us | us | 8174468273.8879
commercial lighting | Low-Bay LFL: LED Integrated Luminaire | 2048 | FIXED_OM | NEW | health | USD/gigalumen_year | us | us | 8174468273.8879
commercial lighting | Low-Bay LFL: LED Integrated Luminaire | 2048 | FIXED_OM | NEW | lodging | USD/gigalumen_year | us | us | 8174468273.8879
commercial lighting | Low-Bay LFL: LED Integrated Luminaire | 2048 | FIXED_OM | NEW | merc/service | USD/gigalumen_year | us | us | 8174468273.8879
commercial lighting | Low-Bay LFL: LED Integrated Luminaire | 2048 | FIXED_OM | NEW | office-large | USD/gigalumen_year | us | us | 8174468273.8879
commercial lighting | Low-Bay LFL: LED Integrated Luminaire | 2048 | FIXED_OM | NEW | office-small | USD/gigalumen_year | us | us | 8174468273.8879
commercial lighting | Low-Bay LFL: LED Integrated Luminaire | 2048 | FIXED_OM | NEW | other | USD/gigalumen_year | us | us | 8174468273.8879
commercial lighting | Low-Bay LFL: LED Integrated Luminaire | 2048 | FIXED_OM | NEW | warehouse | USD/gigalumen_year | us | us | 8174468273.8879
commercial lighting | Low-Bay LFL: LED Integrated Luminaire | 2048 | FIXED_OM | REPLACEMENT | assembly | USD/gigalumen_year | us | us | 8174468273.8879
commercial lighting | Low-Bay LFL: LED Integrated Luminaire | 2048 | FIXED_OM | REPLACEMENT | education | USD/gigalumen_year | us | us | 8174468273.8879
commercial lighting | Low-Bay LFL: LED Integrated Luminaire | 2048 | FIXED_OM | REPLACEMENT | food sales | USD/gigalumen_year | us | us | 8174468273.8879
commercial lighting | Low-Bay LFL: LED Integrated Luminaire | 2048 | FIXED_OM | REPLACEMENT | food service | USD/gigalumen_year | us | us | 8174468273.8879
commercial lighting | Low-Bay LFL: LED Integrated Luminaire | 2048 | FIXED_OM | REPLACEMENT | health | USD/gigalumen_year | us | us | 8174468273.8879
commercial lighting | Low-Bay LFL: LED Integrated Luminaire | 2048 | FIXED_OM | REPLACEMENT | lodging | USD/gigalumen_year | us | us | 8174468273.8879
commercial lighting | Low-Bay LFL: LED Integrated Luminaire | 2048 | FIXED_OM | REPLACEMENT | merc/service | USD/gigalumen_year | us | us | 8174468273.8879
commercial lighting | Low-Bay LFL: LED Integrated Luminaire | 2048 | FIXED_OM | REPLACEMENT | office-large | USD/gigalumen_year | us | us | 8174468273.8879
commercial lighting | Low-Bay LFL: LED Integrated Luminaire | 2048 | FIXED_OM | REPLACEMENT | office-small | USD/gigalumen_year | us | us | 8174468273.8879
commercial lighting | Low-Bay LFL: LED Integrated Luminaire | 2048 | FIXED_OM | REPLACEMENT | other | USD/gigalumen_year | us | us | 8174468273.8879
commercial lighting | Low-Bay LFL: LED Integrated Luminaire | 2048 | FIXED_OM | REPLACEMENT | warehouse | USD/gigalumen_year | us | us | 8174468273.8879
commercial lighting | Low-Bay LFL: LED Integrated Luminaire | 2049 | CAPITAL | NEW | assembly | USD/gigalumen_year | us | us | 201730843494.68
commercial lighting | Low-Bay LFL: LED Integrated Luminaire | 2049 | CAPITAL | NEW | education | USD/gigalumen_year | us | us | 201730843494.68
commercial lighting | Low-Bay LFL: LED Integrated Luminaire | 2049 | CAPITAL | NEW | food sales | USD/gigalumen_year | us | us | 201730843494.68
commercial lighting | Low-Bay LFL: LED Integrated Luminaire | 2049 | CAPITAL | NEW | food service | USD/gigalumen_year | us | us | 201730843494.68
commercial lighting | Low-Bay LFL: LED Integrated Luminaire | 2049 | CAPITAL | NEW | health | USD/gigalumen_year | us | us | 201730843494.68
commercial lighting | Low-Bay LFL: LED Integrated Luminaire | 2049 | CAPITAL | NEW | lodging | USD/gigalumen_year | us | us | 201730843494.68
commercial lighting | Low-Bay LFL: LED Integrated Luminaire | 2049 | CAPITAL | NEW | merc/service | USD/gigalumen_year | us | us | 201730843494.68
commercial lighting | Low-Bay LFL: LED Integrated Luminaire | 2049 | CAPITAL | NEW | office-large | USD/gigalumen_year | us | us | 201730843494.68
commercial lighting | Low-Bay LFL: LED Integrated Luminaire | 2049 | CAPITAL | NEW | office-small | USD/gigalumen_year | us | us | 201730843494.68
commercial lighting | Low-Bay LFL: LED Integrated Luminaire | 2049 | CAPITAL | NEW | other | USD/gigalumen_year | us | us | 201730843494.68
commercial lighting | Low-Bay LFL: LED Integrated Luminaire | 2049 | CAPITAL | NEW | warehouse | USD/gigalumen_year | us | us | 201730843494.68
commercial lighting | Low-Bay LFL: LED Integrated Luminaire | 2049 | CAPITAL | REPLACEMENT | assembly | USD/gigalumen_year | us | us | 201730843494.68
commercial lighting | Low-Bay LFL: LED Integrated Luminaire | 2049 | CAPITAL | REPLACEMENT | education | USD/gigalumen_year | us | us | 201730843494.68
commercial lighting | Low-Bay LFL: LED Integrated Luminaire | 2049 | CAPITAL | REPLACEMENT | food sales | USD/gigalumen_year | us | us | 201730843494.68
commercial lighting | Low-Bay LFL: LED Integrated Luminaire | 2049 | CAPITAL | REPLACEMENT | food service | USD/gigalumen_year | us | us | 201730843494.68
commercial lighting | Low-Bay LFL: LED Integrated Luminaire | 2049 | CAPITAL | REPLACEMENT | health | USD/gigalumen_year | us | us | 201730843494.68
commercial lighting | Low-Bay LFL: LED Integrated Luminaire | 2049 | CAPITAL | REPLACEMENT | lodging | USD/gigalumen_year | us | us | 201730843494.68
commercial lighting | Low-Bay LFL: LED Integrated Luminaire | 2049 | CAPITAL | REPLACEMENT | merc/service | USD/gigalumen_year | us | us | 201730843494.68
commercial lighting | Low-Bay LFL: LED Integrated Luminaire | 2049 | CAPITAL | REPLACEMENT | office-large | USD/gigalumen_year | us | us | 201730843494.68
commercial lighting | Low-Bay LFL: LED Integrated Luminaire | 2049 | CAPITAL | REPLACEMENT | office-small | USD/gigalumen_year | us | us | 201730843494.68
commercial lighting | Low-Bay LFL: LED Integrated Luminaire | 2049 | CAPITAL | REPLACEMENT | other | USD/gigalumen_year | us | us | 201730843494.68
commercial lighting | Low-Bay LFL: LED Integrated Luminaire | 2049 | CAPITAL | REPLACEMENT | warehouse | USD/gigalumen_year | us | us | 201730843494.68
commercial lighting | Low-Bay LFL: LED Integrated Luminaire | 2049 | FIXED_OM | NEW | assembly | USD/gigalumen_year | us | us | 8174468273.8879
commercial lighting | Low-Bay LFL: LED Integrated Luminaire | 2049 | FIXED_OM | NEW | education | USD/gigalumen_year | us | us | 8174468273.8879
commercial lighting | Low-Bay LFL: LED Integrated Luminaire | 2049 | FIXED_OM | NEW | food sales | USD/gigalumen_year | us | us | 8174468273.8879
commercial lighting | Low-Bay LFL: LED Integrated Luminaire | 2049 | FIXED_OM | NEW | food service | USD/gigalumen_year | us | us | 8174468273.8879
commercial lighting | Low-Bay LFL: LED Integrated Luminaire | 2049 | FIXED_OM | NEW | health | USD/gigalumen_year | us | us | 8174468273.8879
commercial lighting | Low-Bay LFL: LED Integrated Luminaire | 2049 | FIXED_OM | NEW | lodging | USD/gigalumen_year | us | us | 8174468273.8879
commercial lighting | Low-Bay LFL: LED Integrated Luminaire | 2049 | FIXED_OM | NEW | merc/service | USD/gigalumen_year | us | us | 8174468273.8879
commercial lighting | Low-Bay LFL: LED Integrated Luminaire | 2049 | FIXED_OM | NEW | office-large | USD/gigalumen_year | us | us | 8174468273.8879
commercial lighting | Low-Bay LFL: LED Integrated Luminaire | 2049 | FIXED_OM | NEW | office-small | USD/gigalumen_year | us | us | 8174468273.8879
commercial lighting | Low-Bay LFL: LED Integrated Luminaire | 2049 | FIXED_OM | NEW | other | USD/gigalumen_year | us | us | 8174468273.8879
commercial lighting | Low-Bay LFL: LED Integrated Luminaire | 2049 | FIXED_OM | NEW | warehouse | USD/gigalumen_year | us | us | 8174468273.8879
commercial lighting | Low-Bay LFL: LED Integrated Luminaire | 2049 | FIXED_OM | REPLACEMENT | assembly | USD/gigalumen_year | us | us | 8174468273.8879
commercial lighting | Low-Bay LFL: LED Integrated Luminaire | 2049 | FIXED_OM | REPLACEMENT | education | USD/gigalumen_year | us | us | 8174468273.8879
commercial lighting | Low-Bay LFL: LED Integrated Luminaire | 2049 | FIXED_OM | REPLACEMENT | food sales | USD/gigalumen_year | us | us | 8174468273.8879
commercial lighting | Low-Bay LFL: LED Integrated Luminaire | 2049 | FIXED_OM | REPLACEMENT | food service | USD/gigalumen_year | us | us | 8174468273.8879
commercial lighting | Low-Bay LFL: LED Integrated Luminaire | 2049 | FIXED_OM | REPLACEMENT | health | USD/gigalumen_year | us | us | 8174468273.8879
commercial lighting | Low-Bay LFL: LED Integrated Luminaire | 2049 | FIXED_OM | REPLACEMENT | lodging | USD/gigalumen_year | us | us | 8174468273.8879
commercial lighting | Low-Bay LFL: LED Integrated Luminaire | 2049 | FIXED_OM | REPLACEMENT | merc/service | USD/gigalumen_year | us | us | 8174468273.8879
commercial lighting | Low-Bay LFL: LED Integrated Luminaire | 2049 | FIXED_OM | REPLACEMENT | office-large | USD/gigalumen_year | us | us | 8174468273.8879
commercial lighting | Low-Bay LFL: LED Integrated Luminaire | 2049 | FIXED_OM | REPLACEMENT | office-small | USD/gigalumen_year | us | us | 8174468273.8879
commercial lighting | Low-Bay LFL: LED Integrated Luminaire | 2049 | FIXED_OM | REPLACEMENT | other | USD/gigalumen_year | us | us | 8174468273.8879
commercial lighting | Low-Bay LFL: LED Integrated Luminaire | 2049 | FIXED_OM | REPLACEMENT | warehouse | USD/gigalumen_year | us | us | 8174468273.8879
commercial lighting | Low-Bay LFL: LED Integrated Luminaire | 2050 | CAPITAL | NEW | assembly | USD/gigalumen_year | us | us | 201730843494.68
commercial lighting | Low-Bay LFL: LED Integrated Luminaire | 2050 | CAPITAL | NEW | education | USD/gigalumen_year | us | us | 201730843494.68
commercial lighting | Low-Bay LFL: LED Integrated Luminaire | 2050 | CAPITAL | NEW | food sales | USD/gigalumen_year | us | us | 201730843494.68
commercial lighting | Low-Bay LFL: LED Integrated Luminaire | 2050 | CAPITAL | NEW | food service | USD/gigalumen_year | us | us | 201730843494.68
commercial lighting | Low-Bay LFL: LED Integrated Luminaire | 2050 | CAPITAL | NEW | health | USD/gigalumen_year | us | us | 201730843494.68
commercial lighting | Low-Bay LFL: LED Integrated Luminaire | 2050 | CAPITAL | NEW | lodging | USD/gigalumen_year | us | us | 201730843494.68
commercial lighting | Low-Bay LFL: LED Integrated Luminaire | 2050 | CAPITAL | NEW | merc/service | USD/gigalumen_year | us | us | 201730843494.68
commercial lighting | Low-Bay LFL: LED Integrated Luminaire | 2050 | CAPITAL | NEW | office-large | USD/gigalumen_year | us | us | 201730843494.68
commercial lighting | Low-Bay LFL: LED Integrated Luminaire | 2050 | CAPITAL | NEW | office-small | USD/gigalumen_year | us | us | 201730843494.68
commercial lighting | Low-Bay LFL: LED Integrated Luminaire | 2050 | CAPITAL | NEW | other | USD/gigalumen_year | us | us | 201730843494.68
commercial lighting | Low-Bay LFL: LED Integrated Luminaire | 2050 | CAPITAL | NEW | warehouse | USD/gigalumen_year | us | us | 201730843494.68
commercial lighting | Low-Bay LFL: LED Integrated Luminaire | 2050 | CAPITAL | REPLACEMENT | assembly | USD/gigalumen_year | us | us | 201730843494.68
commercial lighting | Low-Bay LFL: LED Integrated Luminaire | 2050 | CAPITAL | REPLACEMENT | education | USD/gigalumen_year | us | us | 201730843494.68
commercial lighting | Low-Bay LFL: LED Integrated Luminaire | 2050 | CAPITAL | REPLACEMENT | food sales | USD/gigalumen_year | us | us | 201730843494.68
commercial lighting | Low-Bay LFL: LED Integrated Luminaire | 2050 | CAPITAL | REPLACEMENT | food service | USD/gigalumen_year | us | us | 201730843494.68
commercial lighting | Low-Bay LFL: LED Integrated Luminaire | 2050 | CAPITAL | REPLACEMENT | health | USD/gigalumen_year | us | us | 201730843494.68
commercial lighting | Low-Bay LFL: LED Integrated Luminaire | 2050 | CAPITAL | REPLACEMENT | lodging | USD/gigalumen_year | us | us | 201730843494.68
commercial lighting | Low-Bay LFL: LED Integrated Luminaire | 2050 | CAPITAL | REPLACEMENT | merc/service | USD/gigalumen_year | us | us | 201730843494.68
commercial lighting | Low-Bay LFL: LED Integrated Luminaire | 2050 | CAPITAL | REPLACEMENT | office-large | USD/gigalumen_year | us | us | 201730843494.68
commercial lighting | Low-Bay LFL: LED Integrated Luminaire | 2050 | CAPITAL | REPLACEMENT | office-small | USD/gigalumen_year | us | us | 201730843494.68
commercial lighting | Low-Bay LFL: LED Integrated Luminaire | 2050 | CAPITAL | REPLACEMENT | other | USD/gigalumen_year | us | us | 201730843494.68
commercial lighting | Low-Bay LFL: LED Integrated Luminaire | 2050 | CAPITAL | REPLACEMENT | warehouse | USD/gigalumen_year | us | us | 201730843494.68
commercial lighting | Low-Bay LFL: LED Integrated Luminaire | 2050 | FIXED_OM | NEW | assembly | USD/gigalumen_year | us | us | 8174468273.8879
commercial lighting | Low-Bay LFL: LED Integrated Luminaire | 2050 | FIXED_OM | NEW | education | USD/gigalumen_year | us | us | 8174468273.8879
commercial lighting | Low-Bay LFL: LED Integrated Luminaire | 2050 | FIXED_OM | NEW | food sales | USD/gigalumen_year | us | us | 8174468273.8879
commercial lighting | Low-Bay LFL: LED Integrated Luminaire | 2050 | FIXED_OM | NEW | food service | USD/gigalumen_year | us | us | 8174468273.8879
commercial lighting | Low-Bay LFL: LED Integrated Luminaire | 2050 | FIXED_OM | NEW | health | USD/gigalumen_year | us | us | 8174468273.8879
commercial lighting | Low-Bay LFL: LED Integrated Luminaire | 2050 | FIXED_OM | NEW | lodging | USD/gigalumen_year | us | us | 8174468273.8879
commercial lighting | Low-Bay LFL: LED Integrated Luminaire | 2050 | FIXED_OM | NEW | merc/service | USD/gigalumen_year | us | us | 8174468273.8879
commercial lighting | Low-Bay LFL: LED Integrated Luminaire | 2050 | FIXED_OM | NEW | office-large | USD/gigalumen_year | us | us | 8174468273.8879
commercial lighting | Low-Bay LFL: LED Integrated Luminaire | 2050 | FIXED_OM | NEW | office-small | USD/gigalumen_year | us | us | 8174468273.8879
commercial lighting | Low-Bay LFL: LED Integrated Luminaire | 2050 | FIXED_OM | NEW | other | USD/gigalumen_year | us | us | 8174468273.8879
commercial lighting | Low-Bay LFL: LED Integrated Luminaire | 2050 | FIXED_OM | NEW | warehouse | USD/gigalumen_year | us | us | 8174468273.8879
commercial lighting | Low-Bay LFL: LED Integrated Luminaire | 2050 | FIXED_OM | REPLACEMENT | assembly | USD/gigalumen_year | us | us | 8174468273.8879
commercial lighting | Low-Bay LFL: LED Integrated Luminaire | 2050 | FIXED_OM | REPLACEMENT | education | USD/gigalumen_year | us | us | 8174468273.8879
commercial lighting | Low-Bay LFL: LED Integrated Luminaire | 2050 | FIXED_OM | REPLACEMENT | food sales | USD/gigalumen_year | us | us | 8174468273.8879
commercial lighting | Low-Bay LFL: LED Integrated Luminaire | 2050 | FIXED_OM | REPLACEMENT | food service | USD/gigalumen_year | us | us | 8174468273.8879
commercial lighting | Low-Bay LFL: LED Integrated Luminaire | 2050 | FIXED_OM | REPLACEMENT | health | USD/gigalumen_year | us | us | 8174468273.8879
commercial lighting | Low-Bay LFL: LED Integrated Luminaire | 2050 | FIXED_OM | REPLACEMENT | lodging | USD/gigalumen_year | us | us | 8174468273.8879
commercial lighting | Low-Bay LFL: LED Integrated Luminaire | 2050 | FIXED_OM | REPLACEMENT | merc/service | USD/gigalumen_year | us | us | 8174468273.8879
commercial lighting | Low-Bay LFL: LED Integrated Luminaire | 2050 | FIXED_OM | REPLACEMENT | office-large | USD/gigalumen_year | us | us | 8174468273.8879
commercial lighting | Low-Bay LFL: LED Integrated Luminaire | 2050 | FIXED_OM | REPLACEMENT | office-small | USD/gigalumen_year | us | us | 8174468273.8879
commercial lighting | Low-Bay LFL: LED Integrated Luminaire | 2050 | FIXED_OM | REPLACEMENT | other | USD/gigalumen_year | us | us | 8174468273.8879
commercial lighting | Low-Bay LFL: LED Integrated Luminaire | 2050 | FIXED_OM | REPLACEMENT | warehouse | USD/gigalumen_year | us | us | 8174468273.8879
commercial lighting | Low-Bay LFL: Mercury Vapor | 2020 | CAPITAL | NEW | assembly | USD/gigalumen_year | us | us | 238938768051.687
commercial lighting | Low-Bay LFL: Mercury Vapor | 2020 | CAPITAL | NEW | education | USD/gigalumen_year | us | us | 238938768051.687
commercial lighting | Low-Bay LFL: Mercury Vapor | 2020 | CAPITAL | NEW | food sales | USD/gigalumen_year | us | us | 238938768051.687
commercial lighting | Low-Bay LFL: Mercury Vapor | 2020 | CAPITAL | NEW | food service | USD/gigalumen_year | us | us | 238938768051.687
commercial lighting | Low-Bay LFL: Mercury Vapor | 2020 | CAPITAL | NEW | health | USD/gigalumen_year | us | us | 238938768051.687
commercial lighting | Low-Bay LFL: Mercury Vapor | 2020 | CAPITAL | NEW | lodging | USD/gigalumen_year | us | us | 238938768051.687
commercial lighting | Low-Bay LFL: Mercury Vapor | 2020 | CAPITAL | NEW | merc/service | USD/gigalumen_year | us | us | 238938768051.687
commercial lighting | Low-Bay LFL: Mercury Vapor | 2020 | CAPITAL | NEW | office-large | USD/gigalumen_year | us | us | 238938768051.687
commercial lighting | Low-Bay LFL: Mercury Vapor | 2020 | CAPITAL | NEW | office-small | USD/gigalumen_year | us | us | 238938768051.687
commercial lighting | Low-Bay LFL: Mercury Vapor | 2020 | CAPITAL | NEW | other | USD/gigalumen_year | us | us | 238938768051.687
commercial lighting | Low-Bay LFL: Mercury Vapor | 2020 | CAPITAL | NEW | warehouse | USD/gigalumen_year | us | us | 238938768051.687
commercial lighting | Low-Bay LFL: Mercury Vapor | 2020 | CAPITAL | REPLACEMENT | assembly | USD/gigalumen_year | us | us | 238938768051.687
commercial lighting | Low-Bay LFL: Mercury Vapor | 2020 | CAPITAL | REPLACEMENT | education | USD/gigalumen_year | us | us | 238938768051.687
commercial lighting | Low-Bay LFL: Mercury Vapor | 2020 | CAPITAL | REPLACEMENT | food sales | USD/gigalumen_year | us | us | 238938768051.687
commercial lighting | Low-Bay LFL: Mercury Vapor | 2020 | CAPITAL | REPLACEMENT | food service | USD/gigalumen_year | us | us | 238938768051.687
commercial lighting | Low-Bay LFL: Mercury Vapor | 2020 | CAPITAL | REPLACEMENT | health | USD/gigalumen_year | us | us | 238938768051.687
commercial lighting | Low-Bay LFL: Mercury Vapor | 2020 | CAPITAL | REPLACEMENT | lodging | USD/gigalumen_year | us | us | 238938768051.687
commercial lighting | Low-Bay LFL: Mercury Vapor | 2020 | CAPITAL | REPLACEMENT | merc/service | USD/gigalumen_year | us | us | 238938768051.687
commercial lighting | Low-Bay LFL: Mercury Vapor | 2020 | CAPITAL | REPLACEMENT | office-large | USD/gigalumen_year | us | us | 238938768051.687
commercial lighting | Low-Bay LFL: Mercury Vapor | 2020 | CAPITAL | REPLACEMENT | office-small | USD/gigalumen_year | us | us | 238938768051.687
commercial lighting | Low-Bay LFL: Mercury Vapor | 2020 | CAPITAL | REPLACEMENT | other | USD/gigalumen_year | us | us | 238938768051.687
commercial lighting | Low-Bay LFL: Mercury Vapor | 2020 | CAPITAL | REPLACEMENT | warehouse | USD/gigalumen_year | us | us | 238938768051.687
commercial lighting | Low-Bay LFL: Mercury Vapor | 2020 | FIXED_OM | NEW | assembly | USD/gigalumen_year | us | us | 11932844491.7673
commercial lighting | Low-Bay LFL: Mercury Vapor | 2020 | FIXED_OM | NEW | education | USD/gigalumen_year | us | us | 11932844491.7673
commercial lighting | Low-Bay LFL: Mercury Vapor | 2020 | FIXED_OM | NEW | food sales | USD/gigalumen_year | us | us | 11932844491.7673
commercial lighting | Low-Bay LFL: Mercury Vapor | 2020 | FIXED_OM | NEW | food service | USD/gigalumen_year | us | us | 11932844491.7673
commercial lighting | Low-Bay LFL: Mercury Vapor | 2020 | FIXED_OM | NEW | health | USD/gigalumen_year | us | us | 11932844491.7673
commercial lighting | Low-Bay LFL: Mercury Vapor | 2020 | FIXED_OM | NEW | lodging | USD/gigalumen_year | us | us | 11932844491.7673
commercial lighting | Low-Bay LFL: Mercury Vapor | 2020 | FIXED_OM | NEW | merc/service | USD/gigalumen_year | us | us | 11932844491.7673
commercial lighting | Low-Bay LFL: Mercury Vapor | 2020 | FIXED_OM | NEW | office-large | USD/gigalumen_year | us | us | 11932844491.7673
commercial lighting | Low-Bay LFL: Mercury Vapor | 2020 | FIXED_OM | NEW | office-small | USD/gigalumen_year | us | us | 11932844491.7673
commercial lighting | Low-Bay LFL: Mercury Vapor | 2020 | FIXED_OM | NEW | other | USD/gigalumen_year | us | us | 11932844491.7673
commercial lighting | Low-Bay LFL: Mercury Vapor | 2020 | FIXED_OM | NEW | warehouse | USD/gigalumen_year | us | us | 11932844491.7673
commercial lighting | Low-Bay LFL: Mercury Vapor | 2020 | FIXED_OM | REPLACEMENT | assembly | USD/gigalumen_year | us | us | 11932844491.7673
commercial lighting | Low-Bay LFL: Mercury Vapor | 2020 | FIXED_OM | REPLACEMENT | education | USD/gigalumen_year | us | us | 11932844491.7673
commercial lighting | Low-Bay LFL: Mercury Vapor | 2020 | FIXED_OM | REPLACEMENT | food sales | USD/gigalumen_year | us | us | 11932844491.7673
commercial lighting | Low-Bay LFL: Mercury Vapor | 2020 | FIXED_OM | REPLACEMENT | food service | USD/gigalumen_year | us | us | 11932844491.7673
commercial lighting | Low-Bay LFL: Mercury Vapor | 2020 | FIXED_OM | REPLACEMENT | health | USD/gigalumen_year | us | us | 11932844491.7673
commercial lighting | Low-Bay LFL: Mercury Vapor | 2020 | FIXED_OM | REPLACEMENT | lodging | USD/gigalumen_year | us | us | 11932844491.7673
commercial lighting | Low-Bay LFL: Mercury Vapor | 2020 | FIXED_OM | REPLACEMENT | merc/service | USD/gigalumen_year | us | us | 11932844491.7673
commercial lighting | Low-Bay LFL: Mercury Vapor | 2020 | FIXED_OM | REPLACEMENT | office-large | USD/gigalumen_year | us | us | 11932844491.7673
commercial lighting | Low-Bay LFL: Mercury Vapor | 2020 | FIXED_OM | REPLACEMENT | office-small | USD/gigalumen_year | us | us | 11932844491.7673
commercial lighting | Low-Bay LFL: Mercury Vapor | 2020 | FIXED_OM | REPLACEMENT | other | USD/gigalumen_year | us | us | 11932844491.7673
commercial lighting | Low-Bay LFL: Mercury Vapor | 2020 | FIXED_OM | REPLACEMENT | warehouse | USD/gigalumen_year | us | us | 11932844491.7673
commercial lighting | Low-Bay LFL: Mercury Vapor | 2021 | CAPITAL | NEW | assembly | USD/gigalumen_year | us | us | 238412595381.184
commercial lighting | Low-Bay LFL: Mercury Vapor | 2021 | CAPITAL | NEW | education | USD/gigalumen_year | us | us | 238412595381.184
commercial lighting | Low-Bay LFL: Mercury Vapor | 2021 | CAPITAL | NEW | food sales | USD/gigalumen_year | us | us | 238412595381.184
commercial lighting | Low-Bay LFL: Mercury Vapor | 2021 | CAPITAL | NEW | food service | USD/gigalumen_year | us | us | 238412595381.184
commercial lighting | Low-Bay LFL: Mercury Vapor | 2021 | CAPITAL | NEW | health | USD/gigalumen_year | us | us | 238412595381.184
commercial lighting | Low-Bay LFL: Mercury Vapor | 2021 | CAPITAL | NEW | lodging | USD/gigalumen_year | us | us | 238412595381.184
commercial lighting | Low-Bay LFL: Mercury Vapor | 2021 | CAPITAL | NEW | merc/service | USD/gigalumen_year | us | us | 238412595381.184
commercial lighting | Low-Bay LFL: Mercury Vapor | 2021 | CAPITAL | NEW | office-large | USD/gigalumen_year | us | us | 238412595381.184
commercial lighting | Low-Bay LFL: Mercury Vapor | 2021 | CAPITAL | NEW | office-small | USD/gigalumen_year | us | us | 238412595381.184
commercial lighting | Low-Bay LFL: Mercury Vapor | 2021 | CAPITAL | NEW | other | USD/gigalumen_year | us | us | 238412595381.184
commercial lighting | Low-Bay LFL: Mercury Vapor | 2021 | CAPITAL | NEW | warehouse | USD/gigalumen_year | us | us | 238412595381.184
commercial lighting | Low-Bay LFL: Mercury Vapor | 2021 | CAPITAL | REPLACEMENT | assembly | USD/gigalumen_year | us | us | 238412595381.184
commercial lighting | Low-Bay LFL: Mercury Vapor | 2021 | CAPITAL | REPLACEMENT | education | USD/gigalumen_year | us | us | 238412595381.184
commercial lighting | Low-Bay LFL: Mercury Vapor | 2021 | CAPITAL | REPLACEMENT | food sales | USD/gigalumen_year | us | us | 238412595381.184
commercial lighting | Low-Bay LFL: Mercury Vapor | 2021 | CAPITAL | REPLACEMENT | food service | USD/gigalumen_year | us | us | 238412595381.184
commercial lighting | Low-Bay LFL: Mercury Vapor | 2021 | CAPITAL | REPLACEMENT | health | USD/gigalumen_year | us | us | 238412595381.184
commercial lighting | Low-Bay LFL: Mercury Vapor | 2021 | CAPITAL | REPLACEMENT | lodging | USD/gigalumen_year | us | us | 238412595381.184
commercial lighting | Low-Bay LFL: Mercury Vapor | 2021 | CAPITAL | REPLACEMENT | merc/service | USD/gigalumen_year | us | us | 238412595381.184
commercial lighting | Low-Bay LFL: Mercury Vapor | 2021 | CAPITAL | REPLACEMENT | office-large | USD/gigalumen_year | us | us | 238412595381.184
commercial lighting | Low-Bay LFL: Mercury Vapor | 2021 | CAPITAL | REPLACEMENT | office-small | USD/gigalumen_year | us | us | 238412595381.184
commercial lighting | Low-Bay LFL: Mercury Vapor | 2021 | CAPITAL | REPLACEMENT | other | USD/gigalumen_year | us | us | 238412595381.184
commercial lighting | Low-Bay LFL: Mercury Vapor | 2021 | CAPITAL | REPLACEMENT | warehouse | USD/gigalumen_year | us | us | 238412595381.184
commercial lighting | Low-Bay LFL: Mercury Vapor | 2021 | FIXED_OM | NEW | assembly | USD/gigalumen_year | us | us | 11848281026.865
commercial lighting | Low-Bay LFL: Mercury Vapor | 2021 | FIXED_OM | NEW | education | USD/gigalumen_year | us | us | 11848281026.865
commercial lighting | Low-Bay LFL: Mercury Vapor | 2021 | FIXED_OM | NEW | food sales | USD/gigalumen_year | us | us | 11848281026.865
commercial lighting | Low-Bay LFL: Mercury Vapor | 2021 | FIXED_OM | NEW | food service | USD/gigalumen_year | us | us | 11848281026.865
commercial lighting | Low-Bay LFL: Mercury Vapor | 2021 | FIXED_OM | NEW | health | USD/gigalumen_year | us | us | 11848281026.865
commercial lighting | Low-Bay LFL: Mercury Vapor | 2021 | FIXED_OM | NEW | lodging | USD/gigalumen_year | us | us | 11848281026.865
commercial lighting | Low-Bay LFL: Mercury Vapor | 2021 | FIXED_OM | NEW | merc/service | USD/gigalumen_year | us | us | 11848281026.865
commercial lighting | Low-Bay LFL: Mercury Vapor | 2021 | FIXED_OM | NEW | office-large | USD/gigalumen_year | us | us | 11848281026.865
commercial lighting | Low-Bay LFL: Mercury Vapor | 2021 | FIXED_OM | NEW | office-small | USD/gigalumen_year | us | us | 11848281026.865
commercial lighting | Low-Bay LFL: Mercury Vapor | 2021 | FIXED_OM | NEW | other | USD/gigalumen_year | us | us | 11848281026.865
commercial lighting | Low-Bay LFL: Mercury Vapor | 2021 | FIXED_OM | NEW | warehouse | USD/gigalumen_year | us | us | 11848281026.865
commercial lighting | Low-Bay LFL: Mercury Vapor | 2021 | FIXED_OM | REPLACEMENT | assembly | USD/gigalumen_year | us | us | 11848281026.865
commercial lighting | Low-Bay LFL: Mercury Vapor | 2021 | FIXED_OM | REPLACEMENT | education | USD/gigalumen_year | us | us | 11848281026.865
commercial lighting | Low-Bay LFL: Mercury Vapor | 2021 | FIXED_OM | REPLACEMENT | food sales | USD/gigalumen_year | us | us | 11848281026.865
commercial lighting | Low-Bay LFL: Mercury Vapor | 2021 | FIXED_OM | REPLACEMENT | food service | USD/gigalumen_year | us | us | 11848281026.865
commercial lighting | Low-Bay LFL: Mercury Vapor | 2021 | FIXED_OM | REPLACEMENT | health | USD/gigalumen_year | us | us | 11848281026.865
commercial lighting | Low-Bay LFL: Mercury Vapor | 2021 | FIXED_OM | REPLACEMENT | lodging | USD/gigalumen_year | us | us | 11848281026.865
commercial lighting | Low-Bay LFL: Mercury Vapor | 2021 | FIXED_OM | REPLACEMENT | merc/service | USD/gigalumen_year | us | us | 11848281026.865
commercial lighting | Low-Bay LFL: Mercury Vapor | 2021 | FIXED_OM | REPLACEMENT | office-large | USD/gigalumen_year | us | us | 11848281026.865
commercial lighting | Low-Bay LFL: Mercury Vapor | 2021 | FIXED_OM | REPLACEMENT | office-small | USD/gigalumen_year | us | us | 11848281026.865
commercial lighting | Low-Bay LFL: Mercury Vapor | 2021 | FIXED_OM | REPLACEMENT | other | USD/gigalumen_year | us | us | 11848281026.865
commercial lighting | Low-Bay LFL: Mercury Vapor | 2021 | FIXED_OM | REPLACEMENT | warehouse | USD/gigalumen_year | us | us | 11848281026.865
commercial lighting | Low-Bay LFL: Mercury Vapor | 2022 | CAPITAL | NEW | assembly | USD/gigalumen_year | us | us | 237886422710.681
commercial lighting | Low-Bay LFL: Mercury Vapor | 2022 | CAPITAL | NEW | education | USD/gigalumen_year | us | us | 237886422710.681
commercial lighting | Low-Bay LFL: Mercury Vapor | 2022 | CAPITAL | NEW | food sales | USD/gigalumen_year | us | us | 237886422710.681
commercial lighting | Low-Bay LFL: Mercury Vapor | 2022 | CAPITAL | NEW | food service | USD/gigalumen_year | us | us | 237886422710.681
commercial lighting | Low-Bay LFL: Mercury Vapor | 2022 | CAPITAL | NEW | health | USD/gigalumen_year | us | us | 237886422710.681
commercial lighting | Low-Bay LFL: Mercury Vapor | 2022 | CAPITAL | NEW | lodging | USD/gigalumen_year | us | us | 237886422710.681
commercial lighting | Low-Bay LFL: Mercury Vapor | 2022 | CAPITAL | NEW | merc/service | USD/gigalumen_year | us | us | 237886422710.681
commercial lighting | Low-Bay LFL: Mercury Vapor | 2022 | CAPITAL | NEW | office-large | USD/gigalumen_year | us | us | 237886422710.681
commercial lighting | Low-Bay LFL: Mercury Vapor | 2022 | CAPITAL | NEW | office-small | USD/gigalumen_year | us | us | 237886422710.681
commercial lighting | Low-Bay LFL: Mercury Vapor | 2022 | CAPITAL | NEW | other | USD/gigalumen_year | us | us | 237886422710.681
commercial lighting | Low-Bay LFL: Mercury Vapor | 2022 | CAPITAL | NEW | warehouse | USD/gigalumen_year | us | us | 237886422710.681
commercial lighting | Low-Bay LFL: Mercury Vapor | 2022 | CAPITAL | REPLACEMENT | assembly | USD/gigalumen_year | us | us | 237886422710.681
commercial lighting | Low-Bay LFL: Mercury Vapor | 2022 | CAPITAL | REPLACEMENT | education | USD/gigalumen_year | us | us | 237886422710.681
commercial lighting | Low-Bay LFL: Mercury Vapor | 2022 | CAPITAL | REPLACEMENT | food sales | USD/gigalumen_year | us | us | 237886422710.681
commercial lighting | Low-Bay LFL: Mercury Vapor | 2022 | CAPITAL | REPLACEMENT | food service | USD/gigalumen_year | us | us | 237886422710.681
commercial lighting | Low-Bay LFL: Mercury Vapor | 2022 | CAPITAL | REPLACEMENT | health | USD/gigalumen_year | us | us | 237886422710.681
commercial lighting | Low-Bay LFL: Mercury Vapor | 2022 | CAPITAL | REPLACEMENT | lodging | USD/gigalumen_year | us | us | 237886422710.681
commercial lighting | Low-Bay LFL: Mercury Vapor | 2022 | CAPITAL | REPLACEMENT | merc/service | USD/gigalumen_year | us | us | 237886422710.681
commercial lighting | Low-Bay LFL: Mercury Vapor | 2022 | CAPITAL | REPLACEMENT | office-large | USD/gigalumen_year | us | us | 237886422710.681
commercial lighting | Low-Bay LFL: Mercury Vapor | 2022 | CAPITAL | REPLACEMENT | office-small | USD/gigalumen_year | us | us | 237886422710.681
commercial lighting | Low-Bay LFL: Mercury Vapor | 2022 | CAPITAL | REPLACEMENT | other | USD/gigalumen_year | us | us | 237886422710.681
commercial lighting | Low-Bay LFL: Mercury Vapor | 2022 | CAPITAL | REPLACEMENT | warehouse | USD/gigalumen_year | us | us | 237886422710.681
commercial lighting | Low-Bay LFL: Mercury Vapor | 2022 | FIXED_OM | NEW | assembly | USD/gigalumen_year | us | us | 11763717561.9627
commercial lighting | Low-Bay LFL: Mercury Vapor | 2022 | FIXED_OM | NEW | education | USD/gigalumen_year | us | us | 11763717561.9627
commercial lighting | Low-Bay LFL: Mercury Vapor | 2022 | FIXED_OM | NEW | food sales | USD/gigalumen_year | us | us | 11763717561.9627
commercial lighting | Low-Bay LFL: Mercury Vapor | 2022 | FIXED_OM | NEW | food service | USD/gigalumen_year | us | us | 11763717561.9627
commercial lighting | Low-Bay LFL: Mercury Vapor | 2022 | FIXED_OM | NEW | health | USD/gigalumen_year | us | us | 11763717561.9627
commercial lighting | Low-Bay LFL: Mercury Vapor | 2022 | FIXED_OM | NEW | lodging | USD/gigalumen_year | us | us | 11763717561.9627
commercial lighting | Low-Bay LFL: Mercury Vapor | 2022 | FIXED_OM | NEW | merc/service | USD/gigalumen_year | us | us | 11763717561.9627
commercial lighting | Low-Bay LFL: Mercury Vapor | 2022 | FIXED_OM | NEW | office-large | USD/gigalumen_year | us | us | 11763717561.9627
commercial lighting | Low-Bay LFL: Mercury Vapor | 2022 | FIXED_OM | NEW | office-small | USD/gigalumen_year | us | us | 11763717561.9627
commercial lighting | Low-Bay LFL: Mercury Vapor | 2022 | FIXED_OM | NEW | other | USD/gigalumen_year | us | us | 11763717561.9627
commercial lighting | Low-Bay LFL: Mercury Vapor | 2022 | FIXED_OM | NEW | warehouse | USD/gigalumen_year | us | us | 11763717561.9627
commercial lighting | Low-Bay LFL: Mercury Vapor | 2022 | FIXED_OM | REPLACEMENT | assembly | USD/gigalumen_year | us | us | 11763717561.9627
commercial lighting | Low-Bay LFL: Mercury Vapor | 2022 | FIXED_OM | REPLACEMENT | education | USD/gigalumen_year | us | us | 11763717561.9627
commercial lighting | Low-Bay LFL: Mercury Vapor | 2022 | FIXED_OM | REPLACEMENT | food sales | USD/gigalumen_year | us | us | 11763717561.9627
commercial lighting | Low-Bay LFL: Mercury Vapor | 2022 | FIXED_OM | REPLACEMENT | food service | USD/gigalumen_year | us | us | 11763717561.9627
commercial lighting | Low-Bay LFL: Mercury Vapor | 2022 | FIXED_OM | REPLACEMENT | health | USD/gigalumen_year | us | us | 11763717561.9627
commercial lighting | Low-Bay LFL: Mercury Vapor | 2022 | FIXED_OM | REPLACEMENT | lodging | USD/gigalumen_year | us | us | 11763717561.9627
commercial lighting | Low-Bay LFL: Mercury Vapor | 2022 | FIXED_OM | REPLACEMENT | merc/service | USD/gigalumen_year | us | us | 11763717561.9627
commercial lighting | Low-Bay LFL: Mercury Vapor | 2022 | FIXED_OM | REPLACEMENT | office-large | USD/gigalumen_year | us | us | 11763717561.9627
commercial lighting | Low-Bay LFL: Mercury Vapor | 2022 | FIXED_OM | REPLACEMENT | office-small | USD/gigalumen_year | us | us | 11763717561.9627
commercial lighting | Low-Bay LFL: Mercury Vapor | 2022 | FIXED_OM | REPLACEMENT | other | USD/gigalumen_year | us | us | 11763717561.9627
commercial lighting | Low-Bay LFL: Mercury Vapor | 2022 | FIXED_OM | REPLACEMENT | warehouse | USD/gigalumen_year | us | us | 11763717561.9627
commercial lighting | Low-Bay LFL: Mercury Vapor | 2023 | CAPITAL | NEW | assembly | USD/gigalumen_year | us | us | 237360250040.178
commercial lighting | Low-Bay LFL: Mercury Vapor | 2023 | CAPITAL | NEW | education | USD/gigalumen_year | us | us | 237360250040.178
commercial lighting | Low-Bay LFL: Mercury Vapor | 2023 | CAPITAL | NEW | food sales | USD/gigalumen_year | us | us | 237360250040.178
commercial lighting | Low-Bay LFL: Mercury Vapor | 2023 | CAPITAL | NEW | food service | USD/gigalumen_year | us | us | 237360250040.178
commercial lighting | Low-Bay LFL: Mercury Vapor | 2023 | CAPITAL | NEW | health | USD/gigalumen_year | us | us | 237360250040.178
commercial lighting | Low-Bay LFL: Mercury Vapor | 2023 | CAPITAL | NEW | lodging | USD/gigalumen_year | us | us | 237360250040.178
commercial lighting | Low-Bay LFL: Mercury Vapor | 2023 | CAPITAL | NEW | merc/service | USD/gigalumen_year | us | us | 237360250040.178
commercial lighting | Low-Bay LFL: Mercury Vapor | 2023 | CAPITAL | NEW | office-large | USD/gigalumen_year | us | us | 237360250040.178
commercial lighting | Low-Bay LFL: Mercury Vapor | 2023 | CAPITAL | NEW | office-small | USD/gigalumen_year | us | us | 237360250040.178
commercial lighting | Low-Bay LFL: Mercury Vapor | 2023 | CAPITAL | NEW | other | USD/gigalumen_year | us | us | 237360250040.178
commercial lighting | Low-Bay LFL: Mercury Vapor | 2023 | CAPITAL | NEW | warehouse | USD/gigalumen_year | us | us | 237360250040.178
commercial lighting | Low-Bay LFL: Mercury Vapor | 2023 | CAPITAL | REPLACEMENT | assembly | USD/gigalumen_year | us | us | 237360250040.178
commercial lighting | Low-Bay LFL: Mercury Vapor | 2023 | CAPITAL | REPLACEMENT | education | USD/gigalumen_year | us | us | 237360250040.178
commercial lighting | Low-Bay LFL: Mercury Vapor | 2023 | CAPITAL | REPLACEMENT | food sales | USD/gigalumen_year | us | us | 237360250040.178
commercial lighting | Low-Bay LFL: Mercury Vapor | 2023 | CAPITAL | REPLACEMENT | food service | USD/gigalumen_year | us | us | 237360250040.178
commercial lighting | Low-Bay LFL: Mercury Vapor | 2023 | CAPITAL | REPLACEMENT | health | USD/gigalumen_year | us | us | 237360250040.178
commercial lighting | Low-Bay LFL: Mercury Vapor | 2023 | CAPITAL | REPLACEMENT | lodging | USD/gigalumen_year | us | us | 237360250040.178
commercial lighting | Low-Bay LFL: Mercury Vapor | 2023 | CAPITAL | REPLACEMENT | merc/service | USD/gigalumen_year | us | us | 237360250040.178
commercial lighting | Low-Bay LFL: Mercury Vapor | 2023 | CAPITAL | REPLACEMENT | office-large | USD/gigalumen_year | us | us | 237360250040.178
commercial lighting | Low-Bay LFL: Mercury Vapor | 2023 | CAPITAL | REPLACEMENT | office-small | USD/gigalumen_year | us | us | 237360250040.178
commercial lighting | Low-Bay LFL: Mercury Vapor | 2023 | CAPITAL | REPLACEMENT | other | USD/gigalumen_year | us | us | 237360250040.178
commercial lighting | Low-Bay LFL: Mercury Vapor | 2023 | CAPITAL | REPLACEMENT | warehouse | USD/gigalumen_year | us | us | 237360250040.178
commercial lighting | Low-Bay LFL: Mercury Vapor | 2023 | FIXED_OM | NEW | assembly | USD/gigalumen_year | us | us | 11679154097.0604
commercial lighting | Low-Bay LFL: Mercury Vapor | 2023 | FIXED_OM | NEW | education | USD/gigalumen_year | us | us | 11679154097.0604
commercial lighting | Low-Bay LFL: Mercury Vapor | 2023 | FIXED_OM | NEW | food sales | USD/gigalumen_year | us | us | 11679154097.0604
commercial lighting | Low-Bay LFL: Mercury Vapor | 2023 | FIXED_OM | NEW | food service | USD/gigalumen_year | us | us | 11679154097.0604
commercial lighting | Low-Bay LFL: Mercury Vapor | 2023 | FIXED_OM | NEW | health | USD/gigalumen_year | us | us | 11679154097.0604
commercial lighting | Low-Bay LFL: Mercury Vapor | 2023 | FIXED_OM | NEW | lodging | USD/gigalumen_year | us | us | 11679154097.0604
commercial lighting | Low-Bay LFL: Mercury Vapor | 2023 | FIXED_OM | NEW | merc/service | USD/gigalumen_year | us | us | 11679154097.0604
commercial lighting | Low-Bay LFL: Mercury Vapor | 2023 | FIXED_OM | NEW | office-large | USD/gigalumen_year | us | us | 11679154097.0604
commercial lighting | Low-Bay LFL: Mercury Vapor | 2023 | FIXED_OM | NEW | office-small | USD/gigalumen_year | us | us | 11679154097.0604
commercial lighting | Low-Bay LFL: Mercury Vapor | 2023 | FIXED_OM | NEW | other | USD/gigalumen_year | us | us | 11679154097.0604
commercial lighting | Low-Bay LFL: Mercury Vapor | 2023 | FIXED_OM | NEW | warehouse | USD/gigalumen_year | us | us | 11679154097.0604
commercial lighting | Low-Bay LFL: Mercury Vapor | 2023 | FIXED_OM | REPLACEMENT | assembly | USD/gigalumen_year | us | us | 11679154097.0604
commercial lighting | Low-Bay LFL: Mercury Vapor | 2023 | FIXED_OM | REPLACEMENT | education | USD/gigalumen_year | us | us | 11679154097.0604
commercial lighting | Low-Bay LFL: Mercury Vapor | 2023 | FIXED_OM | REPLACEMENT | food sales | USD/gigalumen_year | us | us | 11679154097.0604
commercial lighting | Low-Bay LFL: Mercury Vapor | 2023 | FIXED_OM | REPLACEMENT | food service | USD/gigalumen_year | us | us | 11679154097.0604
commercial lighting | Low-Bay LFL: Mercury Vapor | 2023 | FIXED_OM | REPLACEMENT | health | USD/gigalumen_year | us | us | 11679154097.0604
commercial lighting | Low-Bay LFL: Mercury Vapor | 2023 | FIXED_OM | REPLACEMENT | lodging | USD/gigalumen_year | us | us | 11679154097.0604
commercial lighting | Low-Bay LFL: Mercury Vapor | 2023 | FIXED_OM | REPLACEMENT | merc/service | USD/gigalumen_year | us | us | 11679154097.0604
commercial lighting | Low-Bay LFL: Mercury Vapor | 2023 | FIXED_OM | REPLACEMENT | office-large | USD/gigalumen_year | us | us | 11679154097.0604
commercial lighting | Low-Bay LFL: Mercury Vapor | 2023 | FIXED_OM | REPLACEMENT | office-small | USD/gigalumen_year | us | us | 11679154097.0604
commercial lighting | Low-Bay LFL: Mercury Vapor | 2023 | FIXED_OM | REPLACEMENT | other | USD/gigalumen_year | us | us | 11679154097.0604
commercial lighting | Low-Bay LFL: Mercury Vapor | 2023 | FIXED_OM | REPLACEMENT | warehouse | USD/gigalumen_year | us | us | 11679154097.0604
commercial lighting | Low-Bay LFL: Mercury Vapor | 2024 | CAPITAL | NEW | assembly | USD/gigalumen_year | us | us | 236834077369.675
commercial lighting | Low-Bay LFL: Mercury Vapor | 2024 | CAPITAL | NEW | education | USD/gigalumen_year | us | us | 236834077369.675
commercial lighting | Low-Bay LFL: Mercury Vapor | 2024 | CAPITAL | NEW | food sales | USD/gigalumen_year | us | us | 236834077369.675
commercial lighting | Low-Bay LFL: Mercury Vapor | 2024 | CAPITAL | NEW | food service | USD/gigalumen_year | us | us | 236834077369.675
commercial lighting | Low-Bay LFL: Mercury Vapor | 2024 | CAPITAL | NEW | health | USD/gigalumen_year | us | us | 236834077369.675
commercial lighting | Low-Bay LFL: Mercury Vapor | 2024 | CAPITAL | NEW | lodging | USD/gigalumen_year | us | us | 236834077369.675
commercial lighting | Low-Bay LFL: Mercury Vapor | 2024 | CAPITAL | NEW | merc/service | USD/gigalumen_year | us | us | 236834077369.675
commercial lighting | Low-Bay LFL: Mercury Vapor | 2024 | CAPITAL | NEW | office-large | USD/gigalumen_year | us | us | 236834077369.675
commercial lighting | Low-Bay LFL: Mercury Vapor | 2024 | CAPITAL | NEW | office-small | USD/gigalumen_year | us | us | 236834077369.675
commercial lighting | Low-Bay LFL: Mercury Vapor | 2024 | CAPITAL | NEW | other | USD/gigalumen_year | us | us | 236834077369.675
commercial lighting | Low-Bay LFL: Mercury Vapor | 2024 | CAPITAL | NEW | warehouse | USD/gigalumen_year | us | us | 236834077369.675
commercial lighting | Low-Bay LFL: Mercury Vapor | 2024 | CAPITAL | REPLACEMENT | assembly | USD/gigalumen_year | us | us | 236834077369.675
commercial lighting | Low-Bay LFL: Mercury Vapor | 2024 | CAPITAL | REPLACEMENT | education | USD/gigalumen_year | us | us | 236834077369.675
commercial lighting | Low-Bay LFL: Mercury Vapor | 2024 | CAPITAL | REPLACEMENT | food sales | USD/gigalumen_year | us | us | 236834077369.675
commercial lighting | Low-Bay LFL: Mercury Vapor | 2024 | CAPITAL | REPLACEMENT | food service | USD/gigalumen_year | us | us | 236834077369.675
commercial lighting | Low-Bay LFL: Mercury Vapor | 2024 | CAPITAL | REPLACEMENT | health | USD/gigalumen_year | us | us | 236834077369.675
commercial lighting | Low-Bay LFL: Mercury Vapor | 2024 | CAPITAL | REPLACEMENT | lodging | USD/gigalumen_year | us | us | 236834077369.675
commercial lighting | Low-Bay LFL: Mercury Vapor | 2024 | CAPITAL | REPLACEMENT | merc/service | USD/gigalumen_year | us | us | 236834077369.675
commercial lighting | Low-Bay LFL: Mercury Vapor | 2024 | CAPITAL | REPLACEMENT | office-large | USD/gigalumen_year | us | us | 236834077369.675
commercial lighting | Low-Bay LFL: Mercury Vapor | 2024 | CAPITAL | REPLACEMENT | office-small | USD/gigalumen_year | us | us | 236834077369.675
commercial lighting | Low-Bay LFL: Mercury Vapor | 2024 | CAPITAL | REPLACEMENT | other | USD/gigalumen_year | us | us | 236834077369.675
commercial lighting | Low-Bay LFL: Mercury Vapor | 2024 | CAPITAL | REPLACEMENT | warehouse | USD/gigalumen_year | us | us | 236834077369.675
commercial lighting | Low-Bay LFL: Mercury Vapor | 2024 | FIXED_OM | NEW | assembly | USD/gigalumen_year | us | us | 11594590632.1581
commercial lighting | Low-Bay LFL: Mercury Vapor | 2024 | FIXED_OM | NEW | education | USD/gigalumen_year | us | us | 11594590632.1581
commercial lighting | Low-Bay LFL: Mercury Vapor | 2024 | FIXED_OM | NEW | food sales | USD/gigalumen_year | us | us | 11594590632.1581
commercial lighting | Low-Bay LFL: Mercury Vapor | 2024 | FIXED_OM | NEW | food service | USD/gigalumen_year | us | us | 11594590632.1581
commercial lighting | Low-Bay LFL: Mercury Vapor | 2024 | FIXED_OM | NEW | health | USD/gigalumen_year | us | us | 11594590632.1581
commercial lighting | Low-Bay LFL: Mercury Vapor | 2024 | FIXED_OM | NEW | lodging | USD/gigalumen_year | us | us | 11594590632.1581
commercial lighting | Low-Bay LFL: Mercury Vapor | 2024 | FIXED_OM | NEW | merc/service | USD/gigalumen_year | us | us | 11594590632.1581
commercial lighting | Low-Bay LFL: Mercury Vapor | 2024 | FIXED_OM | NEW | office-large | USD/gigalumen_year | us | us | 11594590632.1581
commercial lighting | Low-Bay LFL: Mercury Vapor | 2024 | FIXED_OM | NEW | office-small | USD/gigalumen_year | us | us | 11594590632.1581
commercial lighting | Low-Bay LFL: Mercury Vapor | 2024 | FIXED_OM | NEW | other | USD/gigalumen_year | us | us | 11594590632.1581
commercial lighting | Low-Bay LFL: Mercury Vapor | 2024 | FIXED_OM | NEW | warehouse | USD/gigalumen_year | us | us | 11594590632.1581
commercial lighting | Low-Bay LFL: Mercury Vapor | 2024 | FIXED_OM | REPLACEMENT | assembly | USD/gigalumen_year | us | us | 11594590632.1581
commercial lighting | Low-Bay LFL: Mercury Vapor | 2024 | FIXED_OM | REPLACEMENT | education | USD/gigalumen_year | us | us | 11594590632.1581
commercial lighting | Low-Bay LFL: Mercury Vapor | 2024 | FIXED_OM | REPLACEMENT | food sales | USD/gigalumen_year | us | us | 11594590632.1581
commercial lighting | Low-Bay LFL: Mercury Vapor | 2024 | FIXED_OM | REPLACEMENT | food service | USD/gigalumen_year | us | us | 11594590632.1581
commercial lighting | Low-Bay LFL: Mercury Vapor | 2024 | FIXED_OM | REPLACEMENT | health | USD/gigalumen_year | us | us | 11594590632.1581
commercial lighting | Low-Bay LFL: Mercury Vapor | 2024 | FIXED_OM | REPLACEMENT | lodging | USD/gigalumen_year | us | us | 11594590632.1581
commercial lighting | Low-Bay LFL: Mercury Vapor | 2024 | FIXED_OM | REPLACEMENT | merc/service | USD/gigalumen_year | us | us | 11594590632.1581
commercial lighting | Low-Bay LFL: Mercury Vapor | 2024 | FIXED_OM | REPLACEMENT | office-large | USD/gigalumen_year | us | us | 11594590632.1581
commercial lighting | Low-Bay LFL: Mercury Vapor | 2024 | FIXED_OM | REPLACEMENT | office-small | USD/gigalumen_year | us | us | 11594590632.1581
commercial lighting | Low-Bay LFL: Mercury Vapor | 2024 | FIXED_OM | REPLACEMENT | other | USD/gigalumen_year | us | us | 11594590632.1581
commercial lighting | Low-Bay LFL: Mercury Vapor | 2024 | FIXED_OM | REPLACEMENT | warehouse | USD/gigalumen_year | us | us | 11594590632.1581
commercial lighting | Low-Bay LFL: Mercury Vapor | 2025 | CAPITAL | NEW | assembly | USD/gigalumen_year | us | us | 236307904699.172
commercial lighting | Low-Bay LFL: Mercury Vapor | 2025 | CAPITAL | NEW | education | USD/gigalumen_year | us | us | 236307904699.172
commercial lighting | Low-Bay LFL: Mercury Vapor | 2025 | CAPITAL | NEW | food sales | USD/gigalumen_year | us | us | 236307904699.172
commercial lighting | Low-Bay LFL: Mercury Vapor | 2025 | CAPITAL | NEW | food service | USD/gigalumen_year | us | us | 236307904699.172
commercial lighting | Low-Bay LFL: Mercury Vapor | 2025 | CAPITAL | NEW | health | USD/gigalumen_year | us | us | 236307904699.172
commercial lighting | Low-Bay LFL: Mercury Vapor | 2025 | CAPITAL | NEW | lodging | USD/gigalumen_year | us | us | 236307904699.172
commercial lighting | Low-Bay LFL: Mercury Vapor | 2025 | CAPITAL | NEW | merc/service | USD/gigalumen_year | us | us | 236307904699.172
commercial lighting | Low-Bay LFL: Mercury Vapor | 2025 | CAPITAL | NEW | office-large | USD/gigalumen_year | us | us | 236307904699.172
commercial lighting | Low-Bay LFL: Mercury Vapor | 2025 | CAPITAL | NEW | office-small | USD/gigalumen_year | us | us | 236307904699.172
commercial lighting | Low-Bay LFL: Mercury Vapor | 2025 | CAPITAL | NEW | other | USD/gigalumen_year | us | us | 236307904699.172
commercial lighting | Low-Bay LFL: Mercury Vapor | 2025 | CAPITAL | NEW | warehouse | USD/gigalumen_year | us | us | 236307904699.172
commercial lighting | Low-Bay LFL: Mercury Vapor | 2025 | CAPITAL | REPLACEMENT | assembly | USD/gigalumen_year | us | us | 236307904699.172
commercial lighting | Low-Bay LFL: Mercury Vapor | 2025 | CAPITAL | REPLACEMENT | education | USD/gigalumen_year | us | us | 236307904699.172
commercial lighting | Low-Bay LFL: Mercury Vapor | 2025 | CAPITAL | REPLACEMENT | food sales | USD/gigalumen_year | us | us | 236307904699.172
commercial lighting | Low-Bay LFL: Mercury Vapor | 2025 | CAPITAL | REPLACEMENT | food service | USD/gigalumen_year | us | us | 236307904699.172
commercial lighting | Low-Bay LFL: Mercury Vapor | 2025 | CAPITAL | REPLACEMENT | health | USD/gigalumen_year | us | us | 236307904699.172
commercial lighting | Low-Bay LFL: Mercury Vapor | 2025 | CAPITAL | REPLACEMENT | lodging | USD/gigalumen_year | us | us | 236307904699.172
commercial lighting | Low-Bay LFL: Mercury Vapor | 2025 | CAPITAL | REPLACEMENT | merc/service | USD/gigalumen_year | us | us | 236307904699.172
commercial lighting | Low-Bay LFL: Mercury Vapor | 2025 | CAPITAL | REPLACEMENT | office-large | USD/gigalumen_year | us | us | 236307904699.172
commercial lighting | Low-Bay LFL: Mercury Vapor | 2025 | CAPITAL | REPLACEMENT | office-small | USD/gigalumen_year | us | us | 236307904699.172
commercial lighting | Low-Bay LFL: Mercury Vapor | 2025 | CAPITAL | REPLACEMENT | other | USD/gigalumen_year | us | us | 236307904699.172
commercial lighting | Low-Bay LFL: Mercury Vapor | 2025 | CAPITAL | REPLACEMENT | warehouse | USD/gigalumen_year | us | us | 236307904699.172
commercial lighting | Low-Bay LFL: Mercury Vapor | 2025 | FIXED_OM | NEW | assembly | USD/gigalumen_year | us | us | 11510027167.2559
commercial lighting | Low-Bay LFL: Mercury Vapor | 2025 | FIXED_OM | NEW | education | USD/gigalumen_year | us | us | 11510027167.2559
commercial lighting | Low-Bay LFL: Mercury Vapor | 2025 | FIXED_OM | NEW | food sales | USD/gigalumen_year | us | us | 11510027167.2559
commercial lighting | Low-Bay LFL: Mercury Vapor | 2025 | FIXED_OM | NEW | food service | USD/gigalumen_year | us | us | 11510027167.2559
commercial lighting | Low-Bay LFL: Mercury Vapor | 2025 | FIXED_OM | NEW | health | USD/gigalumen_year | us | us | 11510027167.2559
commercial lighting | Low-Bay LFL: Mercury Vapor | 2025 | FIXED_OM | NEW | lodging | USD/gigalumen_year | us | us | 11510027167.2559
commercial lighting | Low-Bay LFL: Mercury Vapor | 2025 | FIXED_OM | NEW | merc/service | USD/gigalumen_year | us | us | 11510027167.2559
commercial lighting | Low-Bay LFL: Mercury Vapor | 2025 | FIXED_OM | NEW | office-large | USD/gigalumen_year | us | us | 11510027167.2559
commercial lighting | Low-Bay LFL: Mercury Vapor | 2025 | FIXED_OM | NEW | office-small | USD/gigalumen_year | us | us | 11510027167.2559
commercial lighting | Low-Bay LFL: Mercury Vapor | 2025 | FIXED_OM | NEW | other | USD/gigalumen_year | us | us | 11510027167.2559
commercial lighting | Low-Bay LFL: Mercury Vapor | 2025 | FIXED_OM | NEW | warehouse | USD/gigalumen_year | us | us | 11510027167.2559
commercial lighting | Low-Bay LFL: Mercury Vapor | 2025 | FIXED_OM | REPLACEMENT | assembly | USD/gigalumen_year | us | us | 11510027167.2559
commercial lighting | Low-Bay LFL: Mercury Vapor | 2025 | FIXED_OM | REPLACEMENT | education | USD/gigalumen_year | us | us | 11510027167.2559
commercial lighting | Low-Bay LFL: Mercury Vapor | 2025 | FIXED_OM | REPLACEMENT | food sales | USD/gigalumen_year | us | us | 11510027167.2559
commercial lighting | Low-Bay LFL: Mercury Vapor | 2025 | FIXED_OM | REPLACEMENT | food service | USD/gigalumen_year | us | us | 11510027167.2559
commercial lighting | Low-Bay LFL: Mercury Vapor | 2025 | FIXED_OM | REPLACEMENT | health | USD/gigalumen_year | us | us | 11510027167.2559
commercial lighting | Low-Bay LFL: Mercury Vapor | 2025 | FIXED_OM | REPLACEMENT | lodging | USD/gigalumen_year | us | us | 11510027167.2559
commercial lighting | Low-Bay LFL: Mercury Vapor | 2025 | FIXED_OM | REPLACEMENT | merc/service | USD/gigalumen_year | us | us | 11510027167.2559
commercial lighting | Low-Bay LFL: Mercury Vapor | 2025 | FIXED_OM | REPLACEMENT | office-large | USD/gigalumen_year | us | us | 11510027167.2559
commercial lighting | Low-Bay LFL: Mercury Vapor | 2025 | FIXED_OM | REPLACEMENT | office-small | USD/gigalumen_year | us | us | 11510027167.2559
commercial lighting | Low-Bay LFL: Mercury Vapor | 2025 | FIXED_OM | REPLACEMENT | other | USD/gigalumen_year | us | us | 11510027167.2559
commercial lighting | Low-Bay LFL: Mercury Vapor | 2025 | FIXED_OM | REPLACEMENT | warehouse | USD/gigalumen_year | us | us | 11510027167.2559
commercial lighting | Low-Bay LFL: Mercury Vapor | 2026 | CAPITAL | NEW | assembly | USD/gigalumen_year | us | us | 235781732028.669
commercial lighting | Low-Bay LFL: Mercury Vapor | 2026 | CAPITAL | NEW | education | USD/gigalumen_year | us | us | 235781732028.669
commercial lighting | Low-Bay LFL: Mercury Vapor | 2026 | CAPITAL | NEW | food sales | USD/gigalumen_year | us | us | 235781732028.669
commercial lighting | Low-Bay LFL: Mercury Vapor | 2026 | CAPITAL | NEW | food service | USD/gigalumen_year | us | us | 235781732028.669
commercial lighting | Low-Bay LFL: Mercury Vapor | 2026 | CAPITAL | NEW | health | USD/gigalumen_year | us | us | 235781732028.669
commercial lighting | Low-Bay LFL: Mercury Vapor | 2026 | CAPITAL | NEW | lodging | USD/gigalumen_year | us | us | 235781732028.669
commercial lighting | Low-Bay LFL: Mercury Vapor | 2026 | CAPITAL | NEW | merc/service | USD/gigalumen_year | us | us | 235781732028.669
commercial lighting | Low-Bay LFL: Mercury Vapor | 2026 | CAPITAL | NEW | office-large | USD/gigalumen_year | us | us | 235781732028.669
commercial lighting | Low-Bay LFL: Mercury Vapor | 2026 | CAPITAL | NEW | office-small | USD/gigalumen_year | us | us | 235781732028.669
commercial lighting | Low-Bay LFL: Mercury Vapor | 2026 | CAPITAL | NEW | other | USD/gigalumen_year | us | us | 235781732028.669
commercial lighting | Low-Bay LFL: Mercury Vapor | 2026 | CAPITAL | NEW | warehouse | USD/gigalumen_year | us | us | 235781732028.669
commercial lighting | Low-Bay LFL: Mercury Vapor | 2026 | CAPITAL | REPLACEMENT | assembly | USD/gigalumen_year | us | us | 235781732028.669
commercial lighting | Low-Bay LFL: Mercury Vapor | 2026 | CAPITAL | REPLACEMENT | education | USD/gigalumen_year | us | us | 235781732028.669
commercial lighting | Low-Bay LFL: Mercury Vapor | 2026 | CAPITAL | REPLACEMENT | food sales | USD/gigalumen_year | us | us | 235781732028.669
commercial lighting | Low-Bay LFL: Mercury Vapor | 2026 | CAPITAL | REPLACEMENT | food service | USD/gigalumen_year | us | us | 235781732028.669
commercial lighting | Low-Bay LFL: Mercury Vapor | 2026 | CAPITAL | REPLACEMENT | health | USD/gigalumen_year | us | us | 235781732028.669
commercial lighting | Low-Bay LFL: Mercury Vapor | 2026 | CAPITAL | REPLACEMENT | lodging | USD/gigalumen_year | us | us | 235781732028.669
commercial lighting | Low-Bay LFL: Mercury Vapor | 2026 | CAPITAL | REPLACEMENT | merc/service | USD/gigalumen_year | us | us | 235781732028.669
commercial lighting | Low-Bay LFL: Mercury Vapor | 2026 | CAPITAL | REPLACEMENT | office-large | USD/gigalumen_year | us | us | 235781732028.669
commercial lighting | Low-Bay LFL: Mercury Vapor | 2026 | CAPITAL | REPLACEMENT | office-small | USD/gigalumen_year | us | us | 235781732028.669
commercial lighting | Low-Bay LFL: Mercury Vapor | 2026 | CAPITAL | REPLACEMENT | other | USD/gigalumen_year | us | us | 235781732028.669
commercial lighting | Low-Bay LFL: Mercury Vapor | 2026 | CAPITAL | REPLACEMENT | warehouse | USD/gigalumen_year | us | us | 235781732028.669
commercial lighting | Low-Bay LFL: Mercury Vapor | 2026 | FIXED_OM | NEW | assembly | USD/gigalumen_year | us | us | 11425463702.3536
commercial lighting | Low-Bay LFL: Mercury Vapor | 2026 | FIXED_OM | NEW | education | USD/gigalumen_year | us | us | 11425463702.3536
commercial lighting | Low-Bay LFL: Mercury Vapor | 2026 | FIXED_OM | NEW | food sales | USD/gigalumen_year | us | us | 11425463702.3536
commercial lighting | Low-Bay LFL: Mercury Vapor | 2026 | FIXED_OM | NEW | food service | USD/gigalumen_year | us | us | 11425463702.3536
commercial lighting | Low-Bay LFL: Mercury Vapor | 2026 | FIXED_OM | NEW | health | USD/gigalumen_year | us | us | 11425463702.3536
commercial lighting | Low-Bay LFL: Mercury Vapor | 2026 | FIXED_OM | NEW | lodging | USD/gigalumen_year | us | us | 11425463702.3536
commercial lighting | Low-Bay LFL: Mercury Vapor | 2026 | FIXED_OM | NEW | merc/service | USD/gigalumen_year | us | us | 11425463702.3536
commercial lighting | Low-Bay LFL: Mercury Vapor | 2026 | FIXED_OM | NEW | office-large | USD/gigalumen_year | us | us | 11425463702.3536
commercial lighting | Low-Bay LFL: Mercury Vapor | 2026 | FIXED_OM | NEW | office-small | USD/gigalumen_year | us | us | 11425463702.3536
commercial lighting | Low-Bay LFL: Mercury Vapor | 2026 | FIXED_OM | NEW | other | USD/gigalumen_year | us | us | 11425463702.3536
commercial lighting | Low-Bay LFL: Mercury Vapor | 2026 | FIXED_OM | NEW | warehouse | USD/gigalumen_year | us | us | 11425463702.3536
commercial lighting | Low-Bay LFL: Mercury Vapor | 2026 | FIXED_OM | REPLACEMENT | assembly | USD/gigalumen_year | us | us | 11425463702.3536
commercial lighting | Low-Bay LFL: Mercury Vapor | 2026 | FIXED_OM | REPLACEMENT | education | USD/gigalumen_year | us | us | 11425463702.3536
commercial lighting | Low-Bay LFL: Mercury Vapor | 2026 | FIXED_OM | REPLACEMENT | food sales | USD/gigalumen_year | us | us | 11425463702.3536
commercial lighting | Low-Bay LFL: Mercury Vapor | 2026 | FIXED_OM | REPLACEMENT | food service | USD/gigalumen_year | us | us | 11425463702.3536
commercial lighting | Low-Bay LFL: Mercury Vapor | 2026 | FIXED_OM | REPLACEMENT | health | USD/gigalumen_year | us | us | 11425463702.3536
commercial lighting | Low-Bay LFL: Mercury Vapor | 2026 | FIXED_OM | REPLACEMENT | lodging | USD/gigalumen_year | us | us | 11425463702.3536
commercial lighting | Low-Bay LFL: Mercury Vapor | 2026 | FIXED_OM | REPLACEMENT | merc/service | USD/gigalumen_year | us | us | 11425463702.3536
commercial lighting | Low-Bay LFL: Mercury Vapor | 2026 | FIXED_OM | REPLACEMENT | office-large | USD/gigalumen_year | us | us | 11425463702.3536
commercial lighting | Low-Bay LFL: Mercury Vapor | 2026 | FIXED_OM | REPLACEMENT | office-small | USD/gigalumen_year | us | us | 11425463702.3536
commercial lighting | Low-Bay LFL: Mercury Vapor | 2026 | FIXED_OM | REPLACEMENT | other | USD/gigalumen_year | us | us | 11425463702.3536
commercial lighting | Low-Bay LFL: Mercury Vapor | 2026 | FIXED_OM | REPLACEMENT | warehouse | USD/gigalumen_year | us | us | 11425463702.3536
commercial lighting | Low-Bay LFL: Mercury Vapor | 2027 | CAPITAL | NEW | assembly | USD/gigalumen_year | us | us | 235255559358.166
commercial lighting | Low-Bay LFL: Mercury Vapor | 2027 | CAPITAL | NEW | education | USD/gigalumen_year | us | us | 235255559358.166
commercial lighting | Low-Bay LFL: Mercury Vapor | 2027 | CAPITAL | NEW | food sales | USD/gigalumen_year | us | us | 235255559358.166
commercial lighting | Low-Bay LFL: Mercury Vapor | 2027 | CAPITAL | NEW | food service | USD/gigalumen_year | us | us | 235255559358.166
commercial lighting | Low-Bay LFL: Mercury Vapor | 2027 | CAPITAL | NEW | health | USD/gigalumen_year | us | us | 235255559358.166
commercial lighting | Low-Bay LFL: Mercury Vapor | 2027 | CAPITAL | NEW | lodging | USD/gigalumen_year | us | us | 235255559358.166
commercial lighting | Low-Bay LFL: Mercury Vapor | 2027 | CAPITAL | NEW | merc/service | USD/gigalumen_year | us | us | 235255559358.166
commercial lighting | Low-Bay LFL: Mercury Vapor | 2027 | CAPITAL | NEW | office-large | USD/gigalumen_year | us | us | 235255559358.166
commercial lighting | Low-Bay LFL: Mercury Vapor | 2027 | CAPITAL | NEW | office-small | USD/gigalumen_year | us | us | 235255559358.166
commercial lighting | Low-Bay LFL: Mercury Vapor | 2027 | CAPITAL | NEW | other | USD/gigalumen_year | us | us | 235255559358.166
commercial lighting | Low-Bay LFL: Mercury Vapor | 2027 | CAPITAL | NEW | warehouse | USD/gigalumen_year | us | us | 235255559358.166
commercial lighting | Low-Bay LFL: Mercury Vapor | 2027 | CAPITAL | REPLACEMENT | assembly | USD/gigalumen_year | us | us | 235255559358.166
commercial lighting | Low-Bay LFL: Mercury Vapor | 2027 | CAPITAL | REPLACEMENT | education | USD/gigalumen_year | us | us | 235255559358.166
commercial lighting | Low-Bay LFL: Mercury Vapor | 2027 | CAPITAL | REPLACEMENT | food sales | USD/gigalumen_year | us | us | 235255559358.166
commercial lighting | Low-Bay LFL: Mercury Vapor | 2027 | CAPITAL | REPLACEMENT | food service | USD/gigalumen_year | us | us | 235255559358.166
commercial lighting | Low-Bay LFL: Mercury Vapor | 2027 | CAPITAL | REPLACEMENT | health | USD/gigalumen_year | us | us | 235255559358.166
commercial lighting | Low-Bay LFL: Mercury Vapor | 2027 | CAPITAL | REPLACEMENT | lodging | USD/gigalumen_year | us | us | 235255559358.166
commercial lighting | Low-Bay LFL: Mercury Vapor | 2027 | CAPITAL | REPLACEMENT | merc/service | USD/gigalumen_year | us | us | 235255559358.166
commercial lighting | Low-Bay LFL: Mercury Vapor | 2027 | CAPITAL | REPLACEMENT | office-large | USD/gigalumen_year | us | us | 235255559358.166
commercial lighting | Low-Bay LFL: Mercury Vapor | 2027 | CAPITAL | REPLACEMENT | office-small | USD/gigalumen_year | us | us | 235255559358.166
commercial lighting | Low-Bay LFL: Mercury Vapor | 2027 | CAPITAL | REPLACEMENT | other | USD/gigalumen_year | us | us | 235255559358.166
commercial lighting | Low-Bay LFL: Mercury Vapor | 2027 | CAPITAL | REPLACEMENT | warehouse | USD/gigalumen_year | us | us | 235255559358.166
commercial lighting | Low-Bay LFL: Mercury Vapor | 2027 | FIXED_OM | NEW | assembly | USD/gigalumen_year | us | us | 11340900237.4513
commercial lighting | Low-Bay LFL: Mercury Vapor | 2027 | FIXED_OM | NEW | education | USD/gigalumen_year | us | us | 11340900237.4513
commercial lighting | Low-Bay LFL: Mercury Vapor | 2027 | FIXED_OM | NEW | food sales | USD/gigalumen_year | us | us | 11340900237.4513
commercial lighting | Low-Bay LFL: Mercury Vapor | 2027 | FIXED_OM | NEW | food service | USD/gigalumen_year | us | us | 11340900237.4513
commercial lighting | Low-Bay LFL: Mercury Vapor | 2027 | FIXED_OM | NEW | health | USD/gigalumen_year | us | us | 11340900237.4513
commercial lighting | Low-Bay LFL: Mercury Vapor | 2027 | FIXED_OM | NEW | lodging | USD/gigalumen_year | us | us | 11340900237.4513
commercial lighting | Low-Bay LFL: Mercury Vapor | 2027 | FIXED_OM | NEW | merc/service | USD/gigalumen_year | us | us | 11340900237.4513
commercial lighting | Low-Bay LFL: Mercury Vapor | 2027 | FIXED_OM | NEW | office-large | USD/gigalumen_year | us | us | 11340900237.4513
commercial lighting | Low-Bay LFL: Mercury Vapor | 2027 | FIXED_OM | NEW | office-small | USD/gigalumen_year | us | us | 11340900237.4513
commercial lighting | Low-Bay LFL: Mercury Vapor | 2027 | FIXED_OM | NEW | other | USD/gigalumen_year | us | us | 11340900237.4513
commercial lighting | Low-Bay LFL: Mercury Vapor | 2027 | FIXED_OM | NEW | warehouse | USD/gigalumen_year | us | us | 11340900237.4513
commercial lighting | Low-Bay LFL: Mercury Vapor | 2027 | FIXED_OM | REPLACEMENT | assembly | USD/gigalumen_year | us | us | 11340900237.4513
commercial lighting | Low-Bay LFL: Mercury Vapor | 2027 | FIXED_OM | REPLACEMENT | education | USD/gigalumen_year | us | us | 11340900237.4513
commercial lighting | Low-Bay LFL: Mercury Vapor | 2027 | FIXED_OM | REPLACEMENT | food sales | USD/gigalumen_year | us | us | 11340900237.4513
commercial lighting | Low-Bay LFL: Mercury Vapor | 2027 | FIXED_OM | REPLACEMENT | food service | USD/gigalumen_year | us | us | 11340900237.4513
commercial lighting | Low-Bay LFL: Mercury Vapor | 2027 | FIXED_OM | REPLACEMENT | health | USD/gigalumen_year | us | us | 11340900237.4513
commercial lighting | Low-Bay LFL: Mercury Vapor | 2027 | FIXED_OM | REPLACEMENT | lodging | USD/gigalumen_year | us | us | 11340900237.4513
commercial lighting | Low-Bay LFL: Mercury Vapor | 2027 | FIXED_OM | REPLACEMENT | merc/service | USD/gigalumen_year | us | us | 11340900237.4513
commercial lighting | Low-Bay LFL: Mercury Vapor | 2027 | FIXED_OM | REPLACEMENT | office-large | USD/gigalumen_year | us | us | 11340900237.4513
commercial lighting | Low-Bay LFL: Mercury Vapor | 2027 | FIXED_OM | REPLACEMENT | office-small | USD/gigalumen_year | us | us | 11340900237.4513
commercial lighting | Low-Bay LFL: Mercury Vapor | 2027 | FIXED_OM | REPLACEMENT | other | USD/gigalumen_year | us | us | 11340900237.4513
commercial lighting | Low-Bay LFL: Mercury Vapor | 2027 | FIXED_OM | REPLACEMENT | warehouse | USD/gigalumen_year | us | us | 11340900237.4513
commercial lighting | Low-Bay LFL: Mercury Vapor | 2028 | CAPITAL | NEW | assembly | USD/gigalumen_year | us | us | 234729386687.662
commercial lighting | Low-Bay LFL: Mercury Vapor | 2028 | CAPITAL | NEW | education | USD/gigalumen_year | us | us | 234729386687.662
commercial lighting | Low-Bay LFL: Mercury Vapor | 2028 | CAPITAL | NEW | food sales | USD/gigalumen_year | us | us | 234729386687.662
commercial lighting | Low-Bay LFL: Mercury Vapor | 2028 | CAPITAL | NEW | food service | USD/gigalumen_year | us | us | 234729386687.662
commercial lighting | Low-Bay LFL: Mercury Vapor | 2028 | CAPITAL | NEW | health | USD/gigalumen_year | us | us | 234729386687.662
commercial lighting | Low-Bay LFL: Mercury Vapor | 2028 | CAPITAL | NEW | lodging | USD/gigalumen_year | us | us | 234729386687.662
commercial lighting | Low-Bay LFL: Mercury Vapor | 2028 | CAPITAL | NEW | merc/service | USD/gigalumen_year | us | us | 234729386687.662
commercial lighting | Low-Bay LFL: Mercury Vapor | 2028 | CAPITAL | NEW | office-large | USD/gigalumen_year | us | us | 234729386687.662
commercial lighting | Low-Bay LFL: Mercury Vapor | 2028 | CAPITAL | NEW | office-small | USD/gigalumen_year | us | us | 234729386687.662
commercial lighting | Low-Bay LFL: Mercury Vapor | 2028 | CAPITAL | NEW | other | USD/gigalumen_year | us | us | 234729386687.662
commercial lighting | Low-Bay LFL: Mercury Vapor | 2028 | CAPITAL | NEW | warehouse | USD/gigalumen_year | us | us | 234729386687.662
commercial lighting | Low-Bay LFL: Mercury Vapor | 2028 | CAPITAL | REPLACEMENT | assembly | USD/gigalumen_year | us | us | 234729386687.662
commercial lighting | Low-Bay LFL: Mercury Vapor | 2028 | CAPITAL | REPLACEMENT | education | USD/gigalumen_year | us | us | 234729386687.662
commercial lighting | Low-Bay LFL: Mercury Vapor | 2028 | CAPITAL | REPLACEMENT | food sales | USD/gigalumen_year | us | us | 234729386687.662
commercial lighting | Low-Bay LFL: Mercury Vapor | 2028 | CAPITAL | REPLACEMENT | food service | USD/gigalumen_year | us | us | 234729386687.662
commercial lighting | Low-Bay LFL: Mercury Vapor | 2028 | CAPITAL | REPLACEMENT | health | USD/gigalumen_year | us | us | 234729386687.662
commercial lighting | Low-Bay LFL: Mercury Vapor | 2028 | CAPITAL | REPLACEMENT | lodging | USD/gigalumen_year | us | us | 234729386687.662
commercial lighting | Low-Bay LFL: Mercury Vapor | 2028 | CAPITAL | REPLACEMENT | merc/service | USD/gigalumen_year | us | us | 234729386687.662
commercial lighting | Low-Bay LFL: Mercury Vapor | 2028 | CAPITAL | REPLACEMENT | office-large | USD/gigalumen_year | us | us | 234729386687.662
commercial lighting | Low-Bay LFL: Mercury Vapor | 2028 | CAPITAL | REPLACEMENT | office-small | USD/gigalumen_year | us | us | 234729386687.662
commercial lighting | Low-Bay LFL: Mercury Vapor | 2028 | CAPITAL | REPLACEMENT | other | USD/gigalumen_year | us | us | 234729386687.662
commercial lighting | Low-Bay LFL: Mercury Vapor | 2028 | CAPITAL | REPLACEMENT | warehouse | USD/gigalumen_year | us | us | 234729386687.662
commercial lighting | Low-Bay LFL: Mercury Vapor | 2028 | FIXED_OM | NEW | assembly | USD/gigalumen_year | us | us | 11256336772.549
commercial lighting | Low-Bay LFL: Mercury Vapor | 2028 | FIXED_OM | NEW | education | USD/gigalumen_year | us | us | 11256336772.549
commercial lighting | Low-Bay LFL: Mercury Vapor | 2028 | FIXED_OM | NEW | food sales | USD/gigalumen_year | us | us | 11256336772.549
commercial lighting | Low-Bay LFL: Mercury Vapor | 2028 | FIXED_OM | NEW | food service | USD/gigalumen_year | us | us | 11256336772.549
commercial lighting | Low-Bay LFL: Mercury Vapor | 2028 | FIXED_OM | NEW | health | USD/gigalumen_year | us | us | 11256336772.549
commercial lighting | Low-Bay LFL: Mercury Vapor | 2028 | FIXED_OM | NEW | lodging | USD/gigalumen_year | us | us | 11256336772.549
commercial lighting | Low-Bay LFL: Mercury Vapor | 2028 | FIXED_OM | NEW | merc/service | USD/gigalumen_year | us | us | 11256336772.549
commercial lighting | Low-Bay LFL: Mercury Vapor | 2028 | FIXED_OM | NEW | office-large | USD/gigalumen_year | us | us | 11256336772.549
commercial lighting | Low-Bay LFL: Mercury Vapor | 2028 | FIXED_OM | NEW | office-small | USD/gigalumen_year | us | us | 11256336772.549
commercial lighting | Low-Bay LFL: Mercury Vapor | 2028 | FIXED_OM | NEW | other | USD/gigalumen_year | us | us | 11256336772.549
commercial lighting | Low-Bay LFL: Mercury Vapor | 2028 | FIXED_OM | NEW | warehouse | USD/gigalumen_year | us | us | 11256336772.549
commercial lighting | Low-Bay LFL: Mercury Vapor | 2028 | FIXED_OM | REPLACEMENT | assembly | USD/gigalumen_year | us | us | 11256336772.549
commercial lighting | Low-Bay LFL: Mercury Vapor | 2028 | FIXED_OM | REPLACEMENT | education | USD/gigalumen_year | us | us | 11256336772.549
commercial lighting | Low-Bay LFL: Mercury Vapor | 2028 | FIXED_OM | REPLACEMENT | food sales | USD/gigalumen_year | us | us | 11256336772.549
commercial lighting | Low-Bay LFL: Mercury Vapor | 2028 | FIXED_OM | REPLACEMENT | food service | USD/gigalumen_year | us | us | 11256336772.549
commercial lighting | Low-Bay LFL: Mercury Vapor | 2028 | FIXED_OM | REPLACEMENT | health | USD/gigalumen_year | us | us | 11256336772.549
commercial lighting | Low-Bay LFL: Mercury Vapor | 2028 | FIXED_OM | REPLACEMENT | lodging | USD/gigalumen_year | us | us | 11256336772.549
commercial lighting | Low-Bay LFL: Mercury Vapor | 2028 | FIXED_OM | REPLACEMENT | merc/service | USD/gigalumen_year | us | us | 11256336772.549
commercial lighting | Low-Bay LFL: Mercury Vapor | 2028 | FIXED_OM | REPLACEMENT | office-large | USD/gigalumen_year | us | us | 11256336772.549
commercial lighting | Low-Bay LFL: Mercury Vapor | 2028 | FIXED_OM | REPLACEMENT | office-small | USD/gigalumen_year | us | us | 11256336772.549
commercial lighting | Low-Bay LFL: Mercury Vapor | 2028 | FIXED_OM | REPLACEMENT | other | USD/gigalumen_year | us | us | 11256336772.549
commercial lighting | Low-Bay LFL: Mercury Vapor | 2028 | FIXED_OM | REPLACEMENT | warehouse | USD/gigalumen_year | us | us | 11256336772.549
commercial lighting | Low-Bay LFL: Mercury Vapor | 2029 | CAPITAL | NEW | assembly | USD/gigalumen_year | us | us | 234203214017.159
commercial lighting | Low-Bay LFL: Mercury Vapor | 2029 | CAPITAL | NEW | education | USD/gigalumen_year | us | us | 234203214017.159
commercial lighting | Low-Bay LFL: Mercury Vapor | 2029 | CAPITAL | NEW | food sales | USD/gigalumen_year | us | us | 234203214017.159
commercial lighting | Low-Bay LFL: Mercury Vapor | 2029 | CAPITAL | NEW | food service | USD/gigalumen_year | us | us | 234203214017.159
commercial lighting | Low-Bay LFL: Mercury Vapor | 2029 | CAPITAL | NEW | health | USD/gigalumen_year | us | us | 234203214017.159
commercial lighting | Low-Bay LFL: Mercury Vapor | 2029 | CAPITAL | NEW | lodging | USD/gigalumen_year | us | us | 234203214017.159
commercial lighting | Low-Bay LFL: Mercury Vapor | 2029 | CAPITAL | NEW | merc/service | USD/gigalumen_year | us | us | 234203214017.159
commercial lighting | Low-Bay LFL: Mercury Vapor | 2029 | CAPITAL | NEW | office-large | USD/gigalumen_year | us | us | 234203214017.159
commercial lighting | Low-Bay LFL: Mercury Vapor | 2029 | CAPITAL | NEW | office-small | USD/gigalumen_year | us | us | 234203214017.159
commercial lighting | Low-Bay LFL: Mercury Vapor | 2029 | CAPITAL | NEW | other | USD/gigalumen_year | us | us | 234203214017.159
commercial lighting | Low-Bay LFL: Mercury Vapor | 2029 | CAPITAL | NEW | warehouse | USD/gigalumen_year | us | us | 234203214017.159
commercial lighting | Low-Bay LFL: Mercury Vapor | 2029 | CAPITAL | REPLACEMENT | assembly | USD/gigalumen_year | us | us | 234203214017.159
commercial lighting | Low-Bay LFL: Mercury Vapor | 2029 | CAPITAL | REPLACEMENT | education | USD/gigalumen_year | us | us | 234203214017.159
commercial lighting | Low-Bay LFL: Mercury Vapor | 2029 | CAPITAL | REPLACEMENT | food sales | USD/gigalumen_year | us | us | 234203214017.159
commercial lighting | Low-Bay LFL: Mercury Vapor | 2029 | CAPITAL | REPLACEMENT | food service | USD/gigalumen_year | us | us | 234203214017.159
commercial lighting | Low-Bay LFL: Mercury Vapor | 2029 | CAPITAL | REPLACEMENT | health | USD/gigalumen_year | us | us | 234203214017.159
commercial lighting | Low-Bay LFL: Mercury Vapor | 2029 | CAPITAL | REPLACEMENT | lodging | USD/gigalumen_year | us | us | 234203214017.159
commercial lighting | Low-Bay LFL: Mercury Vapor | 2029 | CAPITAL | REPLACEMENT | merc/service | USD/gigalumen_year | us | us | 234203214017.159
commercial lighting | Low-Bay LFL: Mercury Vapor | 2029 | CAPITAL | REPLACEMENT | office-large | USD/gigalumen_year | us | us | 234203214017.159
commercial lighting | Low-Bay LFL: Mercury Vapor | 2029 | CAPITAL | REPLACEMENT | office-small | USD/gigalumen_year | us | us | 234203214017.159
commercial lighting | Low-Bay LFL: Mercury Vapor | 2029 | CAPITAL | REPLACEMENT | other | USD/gigalumen_year | us | us | 234203214017.159
commercial lighting | Low-Bay LFL: Mercury Vapor | 2029 | CAPITAL | REPLACEMENT | warehouse | USD/gigalumen_year | us | us | 234203214017.159
commercial lighting | Low-Bay LFL: Mercury Vapor | 2029 | FIXED_OM | NEW | assembly | USD/gigalumen_year | us | us | 11171773307.6467
commercial lighting | Low-Bay LFL: Mercury Vapor | 2029 | FIXED_OM | NEW | education | USD/gigalumen_year | us | us | 11171773307.6467
commercial lighting | Low-Bay LFL: Mercury Vapor | 2029 | FIXED_OM | NEW | food sales | USD/gigalumen_year | us | us | 11171773307.6467
commercial lighting | Low-Bay LFL: Mercury Vapor | 2029 | FIXED_OM | NEW | food service | USD/gigalumen_year | us | us | 11171773307.6467
commercial lighting | Low-Bay LFL: Mercury Vapor | 2029 | FIXED_OM | NEW | health | USD/gigalumen_year | us | us | 11171773307.6467
commercial lighting | Low-Bay LFL: Mercury Vapor | 2029 | FIXED_OM | NEW | lodging | USD/gigalumen_year | us | us | 11171773307.6467
commercial lighting | Low-Bay LFL: Mercury Vapor | 2029 | FIXED_OM | NEW | merc/service | USD/gigalumen_year | us | us | 11171773307.6467
commercial lighting | Low-Bay LFL: Mercury Vapor | 2029 | FIXED_OM | NEW | office-large | USD/gigalumen_year | us | us | 11171773307.6467
commercial lighting | Low-Bay LFL: Mercury Vapor | 2029 | FIXED_OM | NEW | office-small | USD/gigalumen_year | us | us | 11171773307.6467
commercial lighting | Low-Bay LFL: Mercury Vapor | 2029 | FIXED_OM | NEW | other | USD/gigalumen_year | us | us | 11171773307.6467
commercial lighting | Low-Bay LFL: Mercury Vapor | 2029 | FIXED_OM | NEW | warehouse | USD/gigalumen_year | us | us | 11171773307.6467
commercial lighting | Low-Bay LFL: Mercury Vapor | 2029 | FIXED_OM | REPLACEMENT | assembly | USD/gigalumen_year | us | us | 11171773307.6467
commercial lighting | Low-Bay LFL: Mercury Vapor | 2029 | FIXED_OM | REPLACEMENT | education | USD/gigalumen_year | us | us | 11171773307.6467
commercial lighting | Low-Bay LFL: Mercury Vapor | 2029 | FIXED_OM | REPLACEMENT | food sales | USD/gigalumen_year | us | us | 11171773307.6467
commercial lighting | Low-Bay LFL: Mercury Vapor | 2029 | FIXED_OM | REPLACEMENT | food service | USD/gigalumen_year | us | us | 11171773307.6467
commercial lighting | Low-Bay LFL: Mercury Vapor | 2029 | FIXED_OM | REPLACEMENT | health | USD/gigalumen_year | us | us | 11171773307.6467
commercial lighting | Low-Bay LFL: Mercury Vapor | 2029 | FIXED_OM | REPLACEMENT | lodging | USD/gigalumen_year | us | us | 11171773307.6467
commercial lighting | Low-Bay LFL: Mercury Vapor | 2029 | FIXED_OM | REPLACEMENT | merc/service | USD/gigalumen_year | us | us | 11171773307.6467
commercial lighting | Low-Bay LFL: Mercury Vapor | 2029 | FIXED_OM | REPLACEMENT | office-large | USD/gigalumen_year | us | us | 11171773307.6467
commercial lighting | Low-Bay LFL: Mercury Vapor | 2029 | FIXED_OM | REPLACEMENT | office-small | USD/gigalumen_year | us | us | 11171773307.6467
commercial lighting | Low-Bay LFL: Mercury Vapor | 2029 | FIXED_OM | REPLACEMENT | other | USD/gigalumen_year | us | us | 11171773307.6467
commercial lighting | Low-Bay LFL: Mercury Vapor | 2029 | FIXED_OM | REPLACEMENT | warehouse | USD/gigalumen_year | us | us | 11171773307.6467
commercial lighting | Low-Bay LFL: Mercury Vapor | 2030 | CAPITAL | NEW | assembly | USD/gigalumen_year | us | us | 233677041346.656
commercial lighting | Low-Bay LFL: Mercury Vapor | 2030 | CAPITAL | NEW | education | USD/gigalumen_year | us | us | 233677041346.656
commercial lighting | Low-Bay LFL: Mercury Vapor | 2030 | CAPITAL | NEW | food sales | USD/gigalumen_year | us | us | 233677041346.656
commercial lighting | Low-Bay LFL: Mercury Vapor | 2030 | CAPITAL | NEW | food service | USD/gigalumen_year | us | us | 233677041346.656
commercial lighting | Low-Bay LFL: Mercury Vapor | 2030 | CAPITAL | NEW | health | USD/gigalumen_year | us | us | 233677041346.656
commercial lighting | Low-Bay LFL: Mercury Vapor | 2030 | CAPITAL | NEW | lodging | USD/gigalumen_year | us | us | 233677041346.656
commercial lighting | Low-Bay LFL: Mercury Vapor | 2030 | CAPITAL | NEW | merc/service | USD/gigalumen_year | us | us | 233677041346.656
commercial lighting | Low-Bay LFL: Mercury Vapor | 2030 | CAPITAL | NEW | office-large | USD/gigalumen_year | us | us | 233677041346.656
commercial lighting | Low-Bay LFL: Mercury Vapor | 2030 | CAPITAL | NEW | office-small | USD/gigalumen_year | us | us | 233677041346.656
commercial lighting | Low-Bay LFL: Mercury Vapor | 2030 | CAPITAL | NEW | other | USD/gigalumen_year | us | us | 233677041346.656
commercial lighting | Low-Bay LFL: Mercury Vapor | 2030 | CAPITAL | NEW | warehouse | USD/gigalumen_year | us | us | 233677041346.656
commercial lighting | Low-Bay LFL: Mercury Vapor | 2030 | CAPITAL | REPLACEMENT | assembly | USD/gigalumen_year | us | us | 233677041346.656
commercial lighting | Low-Bay LFL: Mercury Vapor | 2030 | CAPITAL | REPLACEMENT | education | USD/gigalumen_year | us | us | 233677041346.656
commercial lighting | Low-Bay LFL: Mercury Vapor | 2030 | CAPITAL | REPLACEMENT | food sales | USD/gigalumen_year | us | us | 233677041346.656
commercial lighting | Low-Bay LFL: Mercury Vapor | 2030 | CAPITAL | REPLACEMENT | food service | USD/gigalumen_year | us | us | 233677041346.656
commercial lighting | Low-Bay LFL: Mercury Vapor | 2030 | CAPITAL | REPLACEMENT | health | USD/gigalumen_year | us | us | 233677041346.656
commercial lighting | Low-Bay LFL: Mercury Vapor | 2030 | CAPITAL | REPLACEMENT | lodging | USD/gigalumen_year | us | us | 233677041346.656
commercial lighting | Low-Bay LFL: Mercury Vapor | 2030 | CAPITAL | REPLACEMENT | merc/service | USD/gigalumen_year | us | us | 233677041346.656
commercial lighting | Low-Bay LFL: Mercury Vapor | 2030 | CAPITAL | REPLACEMENT | office-large | USD/gigalumen_year | us | us | 233677041346.656
commercial lighting | Low-Bay LFL: Mercury Vapor | 2030 | CAPITAL | REPLACEMENT | office-small | USD/gigalumen_year | us | us | 233677041346.656
commercial lighting | Low-Bay LFL: Mercury Vapor | 2030 | CAPITAL | REPLACEMENT | other | USD/gigalumen_year | us | us | 233677041346.656
commercial lighting | Low-Bay LFL: Mercury Vapor | 2030 | CAPITAL | REPLACEMENT | warehouse | USD/gigalumen_year | us | us | 233677041346.656
commercial lighting | Low-Bay LFL: Mercury Vapor | 2030 | FIXED_OM | NEW | assembly | USD/gigalumen_year | us | us | 11087209842.7444
commercial lighting | Low-Bay LFL: Mercury Vapor | 2030 | FIXED_OM | NEW | education | USD/gigalumen_year | us | us | 11087209842.7444
commercial lighting | Low-Bay LFL: Mercury Vapor | 2030 | FIXED_OM | NEW | food sales | USD/gigalumen_year | us | us | 11087209842.7444
commercial lighting | Low-Bay LFL: Mercury Vapor | 2030 | FIXED_OM | NEW | food service | USD/gigalumen_year | us | us | 11087209842.7444
commercial lighting | Low-Bay LFL: Mercury Vapor | 2030 | FIXED_OM | NEW | health | USD/gigalumen_year | us | us | 11087209842.7444
commercial lighting | Low-Bay LFL: Mercury Vapor | 2030 | FIXED_OM | NEW | lodging | USD/gigalumen_year | us | us | 11087209842.7444
commercial lighting | Low-Bay LFL: Mercury Vapor | 2030 | FIXED_OM | NEW | merc/service | USD/gigalumen_year | us | us | 11087209842.7444
commercial lighting | Low-Bay LFL: Mercury Vapor | 2030 | FIXED_OM | NEW | office-large | USD/gigalumen_year | us | us | 11087209842.7444
commercial lighting | Low-Bay LFL: Mercury Vapor | 2030 | FIXED_OM | NEW | office-small | USD/gigalumen_year | us | us | 11087209842.7444
commercial lighting | Low-Bay LFL: Mercury Vapor | 2030 | FIXED_OM | NEW | other | USD/gigalumen_year | us | us | 11087209842.7444
commercial lighting | Low-Bay LFL: Mercury Vapor | 2030 | FIXED_OM | NEW | warehouse | USD/gigalumen_year | us | us | 11087209842.7444
commercial lighting | Low-Bay LFL: Mercury Vapor | 2030 | FIXED_OM | REPLACEMENT | assembly | USD/gigalumen_year | us | us | 11087209842.7444
commercial lighting | Low-Bay LFL: Mercury Vapor | 2030 | FIXED_OM | REPLACEMENT | education | USD/gigalumen_year | us | us | 11087209842.7444
commercial lighting | Low-Bay LFL: Mercury Vapor | 2030 | FIXED_OM | REPLACEMENT | food sales | USD/gigalumen_year | us | us | 11087209842.7444
commercial lighting | Low-Bay LFL: Mercury Vapor | 2030 | FIXED_OM | REPLACEMENT | food service | USD/gigalumen_year | us | us | 11087209842.7444
commercial lighting | Low-Bay LFL: Mercury Vapor | 2030 | FIXED_OM | REPLACEMENT | health | USD/gigalumen_year | us | us | 11087209842.7444
commercial lighting | Low-Bay LFL: Mercury Vapor | 2030 | FIXED_OM | REPLACEMENT | lodging | USD/gigalumen_year | us | us | 11087209842.7444
commercial lighting | Low-Bay LFL: Mercury Vapor | 2030 | FIXED_OM | REPLACEMENT | merc/service | USD/gigalumen_year | us | us | 11087209842.7444
commercial lighting | Low-Bay LFL: Mercury Vapor | 2030 | FIXED_OM | REPLACEMENT | office-large | USD/gigalumen_year | us | us | 11087209842.7444
commercial lighting | Low-Bay LFL: Mercury Vapor | 2030 | FIXED_OM | REPLACEMENT | office-small | USD/gigalumen_year | us | us | 11087209842.7444
commercial lighting | Low-Bay LFL: Mercury Vapor | 2030 | FIXED_OM | REPLACEMENT | other | USD/gigalumen_year | us | us | 11087209842.7444
commercial lighting | Low-Bay LFL: Mercury Vapor | 2030 | FIXED_OM | REPLACEMENT | warehouse | USD/gigalumen_year | us | us | 11087209842.7444
commercial lighting | Low-Bay LFL: Mercury Vapor | 2031 | CAPITAL | NEW | assembly | USD/gigalumen_year | us | us | 233179056497.787
commercial lighting | Low-Bay LFL: Mercury Vapor | 2031 | CAPITAL | NEW | education | USD/gigalumen_year | us | us | 233179056497.787
commercial lighting | Low-Bay LFL: Mercury Vapor | 2031 | CAPITAL | NEW | food sales | USD/gigalumen_year | us | us | 233179056497.787
commercial lighting | Low-Bay LFL: Mercury Vapor | 2031 | CAPITAL | NEW | food service | USD/gigalumen_year | us | us | 233179056497.787
commercial lighting | Low-Bay LFL: Mercury Vapor | 2031 | CAPITAL | NEW | health | USD/gigalumen_year | us | us | 233179056497.787
commercial lighting | Low-Bay LFL: Mercury Vapor | 2031 | CAPITAL | NEW | lodging | USD/gigalumen_year | us | us | 233179056497.787
commercial lighting | Low-Bay LFL: Mercury Vapor | 2031 | CAPITAL | NEW | merc/service | USD/gigalumen_year | us | us | 233179056497.787
commercial lighting | Low-Bay LFL: Mercury Vapor | 2031 | CAPITAL | NEW | office-large | USD/gigalumen_year | us | us | 233179056497.787
commercial lighting | Low-Bay LFL: Mercury Vapor | 2031 | CAPITAL | NEW | office-small | USD/gigalumen_year | us | us | 233179056497.787
commercial lighting | Low-Bay LFL: Mercury Vapor | 2031 | CAPITAL | NEW | other | USD/gigalumen_year | us | us | 233179056497.787
commercial lighting | Low-Bay LFL: Mercury Vapor | 2031 | CAPITAL | NEW | warehouse | USD/gigalumen_year | us | us | 233179056497.787
commercial lighting | Low-Bay LFL: Mercury Vapor | 2031 | CAPITAL | REPLACEMENT | assembly | USD/gigalumen_year | us | us | 233179056497.787
commercial lighting | Low-Bay LFL: Mercury Vapor | 2031 | CAPITAL | REPLACEMENT | education | USD/gigalumen_year | us | us | 233179056497.787
commercial lighting | Low-Bay LFL: Mercury Vapor | 2031 | CAPITAL | REPLACEMENT | food sales | USD/gigalumen_year | us | us | 233179056497.787
commercial lighting | Low-Bay LFL: Mercury Vapor | 2031 | CAPITAL | REPLACEMENT | food service | USD/gigalumen_year | us | us | 233179056497.787
commercial lighting | Low-Bay LFL: Mercury Vapor | 2031 | CAPITAL | REPLACEMENT | health | USD/gigalumen_year | us | us | 233179056497.787
commercial lighting | Low-Bay LFL: Mercury Vapor | 2031 | CAPITAL | REPLACEMENT | lodging | USD/gigalumen_year | us | us | 233179056497.787
commercial lighting | Low-Bay LFL: Mercury Vapor | 2031 | CAPITAL | REPLACEMENT | merc/service | USD/gigalumen_year | us | us | 233179056497.787
commercial lighting | Low-Bay LFL: Mercury Vapor | 2031 | CAPITAL | REPLACEMENT | office-large | USD/gigalumen_year | us | us | 233179056497.787
commercial lighting | Low-Bay LFL: Mercury Vapor | 2031 | CAPITAL | REPLACEMENT | office-small | USD/gigalumen_year | us | us | 233179056497.787
commercial lighting | Low-Bay LFL: Mercury Vapor | 2031 | CAPITAL | REPLACEMENT | other | USD/gigalumen_year | us | us | 233179056497.787
commercial lighting | Low-Bay LFL: Mercury Vapor | 2031 | CAPITAL | REPLACEMENT | warehouse | USD/gigalumen_year | us | us | 233179056497.787
commercial lighting | Low-Bay LFL: Mercury Vapor | 2031 | FIXED_OM | NEW | assembly | USD/gigalumen_year | us | us | 11012042318.3868
commercial lighting | Low-Bay LFL: Mercury Vapor | 2031 | FIXED_OM | NEW | education | USD/gigalumen_year | us | us | 11012042318.3868
commercial lighting | Low-Bay LFL: Mercury Vapor | 2031 | FIXED_OM | NEW | food sales | USD/gigalumen_year | us | us | 11012042318.3868
commercial lighting | Low-Bay LFL: Mercury Vapor | 2031 | FIXED_OM | NEW | food service | USD/gigalumen_year | us | us | 11012042318.3868
commercial lighting | Low-Bay LFL: Mercury Vapor | 2031 | FIXED_OM | NEW | health | USD/gigalumen_year | us | us | 11012042318.3868
commercial lighting | Low-Bay LFL: Mercury Vapor | 2031 | FIXED_OM | NEW | lodging | USD/gigalumen_year | us | us | 11012042318.3868
commercial lighting | Low-Bay LFL: Mercury Vapor | 2031 | FIXED_OM | NEW | merc/service | USD/gigalumen_year | us | us | 11012042318.3868
commercial lighting | Low-Bay LFL: Mercury Vapor | 2031 | FIXED_OM | NEW | office-large | USD/gigalumen_year | us | us | 11012042318.3868
commercial lighting | Low-Bay LFL: Mercury Vapor | 2031 | FIXED_OM | NEW | office-small | USD/gigalumen_year | us | us | 11012042318.3868
commercial lighting | Low-Bay LFL: Mercury Vapor | 2031 | FIXED_OM | NEW | other | USD/gigalumen_year | us | us | 11012042318.3868
commercial lighting | Low-Bay LFL: Mercury Vapor | 2031 | FIXED_OM | NEW | warehouse | USD/gigalumen_year | us | us | 11012042318.3868
commercial lighting | Low-Bay LFL: Mercury Vapor | 2031 | FIXED_OM | REPLACEMENT | assembly | USD/gigalumen_year | us | us | 11012042318.3868
commercial lighting | Low-Bay LFL: Mercury Vapor | 2031 | FIXED_OM | REPLACEMENT | education | USD/gigalumen_year | us | us | 11012042318.3868
commercial lighting | Low-Bay LFL: Mercury Vapor | 2031 | FIXED_OM | REPLACEMENT | food sales | USD/gigalumen_year | us | us | 11012042318.3868
commercial lighting | Low-Bay LFL: Mercury Vapor | 2031 | FIXED_OM | REPLACEMENT | food service | USD/gigalumen_year | us | us | 11012042318.3868
commercial lighting | Low-Bay LFL: Mercury Vapor | 2031 | FIXED_OM | REPLACEMENT | health | USD/gigalumen_year | us | us | 11012042318.3868
commercial lighting | Low-Bay LFL: Mercury Vapor | 2031 | FIXED_OM | REPLACEMENT | lodging | USD/gigalumen_year | us | us | 11012042318.3868
commercial lighting | Low-Bay LFL: Mercury Vapor | 2031 | FIXED_OM | REPLACEMENT | merc/service | USD/gigalumen_year | us | us | 11012042318.3868
commercial lighting | Low-Bay LFL: Mercury Vapor | 2031 | FIXED_OM | REPLACEMENT | office-large | USD/gigalumen_year | us | us | 11012042318.3868
commercial lighting | Low-Bay LFL: Mercury Vapor | 2031 | FIXED_OM | REPLACEMENT | office-small | USD/gigalumen_year | us | us | 11012042318.3868
commercial lighting | Low-Bay LFL: Mercury Vapor | 2031 | FIXED_OM | REPLACEMENT | other | USD/gigalumen_year | us | us | 11012042318.3868
commercial lighting | Low-Bay LFL: Mercury Vapor | 2031 | FIXED_OM | REPLACEMENT | warehouse | USD/gigalumen_year | us | us | 11012042318.3868
commercial lighting | Low-Bay LFL: Mercury Vapor | 2032 | CAPITAL | NEW | assembly | USD/gigalumen_year | us | us | 232681071648.918
commercial lighting | Low-Bay LFL: Mercury Vapor | 2032 | CAPITAL | NEW | education | USD/gigalumen_year | us | us | 232681071648.918
commercial lighting | Low-Bay LFL: Mercury Vapor | 2032 | CAPITAL | NEW | food sales | USD/gigalumen_year | us | us | 232681071648.918
commercial lighting | Low-Bay LFL: Mercury Vapor | 2032 | CAPITAL | NEW | food service | USD/gigalumen_year | us | us | 232681071648.918
commercial lighting | Low-Bay LFL: Mercury Vapor | 2032 | CAPITAL | NEW | health | USD/gigalumen_year | us | us | 232681071648.918
commercial lighting | Low-Bay LFL: Mercury Vapor | 2032 | CAPITAL | NEW | lodging | USD/gigalumen_year | us | us | 232681071648.918
commercial lighting | Low-Bay LFL: Mercury Vapor | 2032 | CAPITAL | NEW | merc/service | USD/gigalumen_year | us | us | 232681071648.918
commercial lighting | Low-Bay LFL: Mercury Vapor | 2032 | CAPITAL | NEW | office-large | USD/gigalumen_year | us | us | 232681071648.918
commercial lighting | Low-Bay LFL: Mercury Vapor | 2032 | CAPITAL | NEW | office-small | USD/gigalumen_year | us | us | 232681071648.918
commercial lighting | Low-Bay LFL: Mercury Vapor | 2032 | CAPITAL | NEW | other | USD/gigalumen_year | us | us | 232681071648.918
commercial lighting | Low-Bay LFL: Mercury Vapor | 2032 | CAPITAL | NEW | warehouse | USD/gigalumen_year | us | us | 232681071648.918
commercial lighting | Low-Bay LFL: Mercury Vapor | 2032 | CAPITAL | REPLACEMENT | assembly | USD/gigalumen_year | us | us | 232681071648.918
commercial lighting | Low-Bay LFL: Mercury Vapor | 2032 | CAPITAL | REPLACEMENT | education | USD/gigalumen_year | us | us | 232681071648.918
commercial lighting | Low-Bay LFL: Mercury Vapor | 2032 | CAPITAL | REPLACEMENT | food sales | USD/gigalumen_year | us | us | 232681071648.918
commercial lighting | Low-Bay LFL: Mercury Vapor | 2032 | CAPITAL | REPLACEMENT | food service | USD/gigalumen_year | us | us | 232681071648.918
commercial lighting | Low-Bay LFL: Mercury Vapor | 2032 | CAPITAL | REPLACEMENT | health | USD/gigalumen_year | us | us | 232681071648.918
commercial lighting | Low-Bay LFL: Mercury Vapor | 2032 | CAPITAL | REPLACEMENT | lodging | USD/gigalumen_year | us | us | 232681071648.918
commercial lighting | Low-Bay LFL: Mercury Vapor | 2032 | CAPITAL | REPLACEMENT | merc/service | USD/gigalumen_year | us | us | 232681071648.918
commercial lighting | Low-Bay LFL: Mercury Vapor | 2032 | CAPITAL | REPLACEMENT | office-large | USD/gigalumen_year | us | us | 232681071648.918
commercial lighting | Low-Bay LFL: Mercury Vapor | 2032 | CAPITAL | REPLACEMENT | office-small | USD/gigalumen_year | us | us | 232681071648.918
commercial lighting | Low-Bay LFL: Mercury Vapor | 2032 | CAPITAL | REPLACEMENT | other | USD/gigalumen_year | us | us | 232681071648.918
commercial lighting | Low-Bay LFL: Mercury Vapor | 2032 | CAPITAL | REPLACEMENT | warehouse | USD/gigalumen_year | us | us | 232681071648.918
commercial lighting | Low-Bay LFL: Mercury Vapor | 2032 | FIXED_OM | NEW | assembly | USD/gigalumen_year | us | us | 10936874794.0292
commercial lighting | Low-Bay LFL: Mercury Vapor | 2032 | FIXED_OM | NEW | education | USD/gigalumen_year | us | us | 10936874794.0292
commercial lighting | Low-Bay LFL: Mercury Vapor | 2032 | FIXED_OM | NEW | food sales | USD/gigalumen_year | us | us | 10936874794.0292
commercial lighting | Low-Bay LFL: Mercury Vapor | 2032 | FIXED_OM | NEW | food service | USD/gigalumen_year | us | us | 10936874794.0292
commercial lighting | Low-Bay LFL: Mercury Vapor | 2032 | FIXED_OM | NEW | health | USD/gigalumen_year | us | us | 10936874794.0292
commercial lighting | Low-Bay LFL: Mercury Vapor | 2032 | FIXED_OM | NEW | lodging | USD/gigalumen_year | us | us | 10936874794.0292
commercial lighting | Low-Bay LFL: Mercury Vapor | 2032 | FIXED_OM | NEW | merc/service | USD/gigalumen_year | us | us | 10936874794.0292
commercial lighting | Low-Bay LFL: Mercury Vapor | 2032 | FIXED_OM | NEW | office-large | USD/gigalumen_year | us | us | 10936874794.0292
commercial lighting | Low-Bay LFL: Mercury Vapor | 2032 | FIXED_OM | NEW | office-small | USD/gigalumen_year | us | us | 10936874794.0292
commercial lighting | Low-Bay LFL: Mercury Vapor | 2032 | FIXED_OM | NEW | other | USD/gigalumen_year | us | us | 10936874794.0292
commercial lighting | Low-Bay LFL: Mercury Vapor | 2032 | FIXED_OM | NEW | warehouse | USD/gigalumen_year | us | us | 10936874794.0292
commercial lighting | Low-Bay LFL: Mercury Vapor | 2032 | FIXED_OM | REPLACEMENT | assembly | USD/gigalumen_year | us | us | 10936874794.0292
commercial lighting | Low-Bay LFL: Mercury Vapor | 2032 | FIXED_OM | REPLACEMENT | education | USD/gigalumen_year | us | us | 10936874794.0292
commercial lighting | Low-Bay LFL: Mercury Vapor | 2032 | FIXED_OM | REPLACEMENT | food sales | USD/gigalumen_year | us | us | 10936874794.0292
commercial lighting | Low-Bay LFL: Mercury Vapor | 2032 | FIXED_OM | REPLACEMENT | food service | USD/gigalumen_year | us | us | 10936874794.0292
commercial lighting | Low-Bay LFL: Mercury Vapor | 2032 | FIXED_OM | REPLACEMENT | health | USD/gigalumen_year | us | us | 10936874794.0292
commercial lighting | Low-Bay LFL: Mercury Vapor | 2032 | FIXED_OM | REPLACEMENT | lodging | USD/gigalumen_year | us | us | 10936874794.0292
commercial lighting | Low-Bay LFL: Mercury Vapor | 2032 | FIXED_OM | REPLACEMENT | merc/service | USD/gigalumen_year | us | us | 10936874794.0292
commercial lighting | Low-Bay LFL: Mercury Vapor | 2032 | FIXED_OM | REPLACEMENT | office-large | USD/gigalumen_year | us | us | 10936874794.0292
commercial lighting | Low-Bay LFL: Mercury Vapor | 2032 | FIXED_OM | REPLACEMENT | office-small | USD/gigalumen_year | us | us | 10936874794.0292
commercial lighting | Low-Bay LFL: Mercury Vapor | 2032 | FIXED_OM | REPLACEMENT | other | USD/gigalumen_year | us | us | 10936874794.0292
commercial lighting | Low-Bay LFL: Mercury Vapor | 2032 | FIXED_OM | REPLACEMENT | warehouse | USD/gigalumen_year | us | us | 10936874794.0292
commercial lighting | Low-Bay LFL: Mercury Vapor | 2033 | CAPITAL | NEW | assembly | USD/gigalumen_year | us | us | 232183086800.049
commercial lighting | Low-Bay LFL: Mercury Vapor | 2033 | CAPITAL | NEW | education | USD/gigalumen_year | us | us | 232183086800.049
commercial lighting | Low-Bay LFL: Mercury Vapor | 2033 | CAPITAL | NEW | food sales | USD/gigalumen_year | us | us | 232183086800.049
commercial lighting | Low-Bay LFL: Mercury Vapor | 2033 | CAPITAL | NEW | food service | USD/gigalumen_year | us | us | 232183086800.049
commercial lighting | Low-Bay LFL: Mercury Vapor | 2033 | CAPITAL | NEW | health | USD/gigalumen_year | us | us | 232183086800.049
commercial lighting | Low-Bay LFL: Mercury Vapor | 2033 | CAPITAL | NEW | lodging | USD/gigalumen_year | us | us | 232183086800.049
commercial lighting | Low-Bay LFL: Mercury Vapor | 2033 | CAPITAL | NEW | merc/service | USD/gigalumen_year | us | us | 232183086800.049
commercial lighting | Low-Bay LFL: Mercury Vapor | 2033 | CAPITAL | NEW | office-large | USD/gigalumen_year | us | us | 232183086800.049
commercial lighting | Low-Bay LFL: Mercury Vapor | 2033 | CAPITAL | NEW | office-small | USD/gigalumen_year | us | us | 232183086800.049
commercial lighting | Low-Bay LFL: Mercury Vapor | 2033 | CAPITAL | NEW | other | USD/gigalumen_year | us | us | 232183086800.049
commercial lighting | Low-Bay LFL: Mercury Vapor | 2033 | CAPITAL | NEW | warehouse | USD/gigalumen_year | us | us | 232183086800.049
commercial lighting | Low-Bay LFL: Mercury Vapor | 2033 | CAPITAL | REPLACEMENT | assembly | USD/gigalumen_year | us | us | 232183086800.049
commercial lighting | Low-Bay LFL: Mercury Vapor | 2033 | CAPITAL | REPLACEMENT | education | USD/gigalumen_year | us | us | 232183086800.049
commercial lighting | Low-Bay LFL: Mercury Vapor | 2033 | CAPITAL | REPLACEMENT | food sales | USD/gigalumen_year | us | us | 232183086800.049
commercial lighting | Low-Bay LFL: Mercury Vapor | 2033 | CAPITAL | REPLACEMENT | food service | USD/gigalumen_year | us | us | 232183086800.049
commercial lighting | Low-Bay LFL: Mercury Vapor | 2033 | CAPITAL | REPLACEMENT | health | USD/gigalumen_year | us | us | 232183086800.049
commercial lighting | Low-Bay LFL: Mercury Vapor | 2033 | CAPITAL | REPLACEMENT | lodging | USD/gigalumen_year | us | us | 232183086800.049
commercial lighting | Low-Bay LFL: Mercury Vapor | 2033 | CAPITAL | REPLACEMENT | merc/service | USD/gigalumen_year | us | us | 232183086800.049
commercial lighting | Low-Bay LFL: Mercury Vapor | 2033 | CAPITAL | REPLACEMENT | office-large | USD/gigalumen_year | us | us | 232183086800.049
commercial lighting | Low-Bay LFL: Mercury Vapor | 2033 | CAPITAL | REPLACEMENT | office-small | USD/gigalumen_year | us | us | 232183086800.049
commercial lighting | Low-Bay LFL: Mercury Vapor | 2033 | CAPITAL | REPLACEMENT | other | USD/gigalumen_year | us | us | 232183086800.049
commercial lighting | Low-Bay LFL: Mercury Vapor | 2033 | CAPITAL | REPLACEMENT | warehouse | USD/gigalumen_year | us | us | 232183086800.049
commercial lighting | Low-Bay LFL: Mercury Vapor | 2033 | FIXED_OM | NEW | assembly | USD/gigalumen_year | us | us | 10861707269.6716
commercial lighting | Low-Bay LFL: Mercury Vapor | 2033 | FIXED_OM | NEW | education | USD/gigalumen_year | us | us | 10861707269.6716
commercial lighting | Low-Bay LFL: Mercury Vapor | 2033 | FIXED_OM | NEW | food sales | USD/gigalumen_year | us | us | 10861707269.6716
commercial lighting | Low-Bay LFL: Mercury Vapor | 2033 | FIXED_OM | NEW | food service | USD/gigalumen_year | us | us | 10861707269.6716
commercial lighting | Low-Bay LFL: Mercury Vapor | 2033 | FIXED_OM | NEW | health | USD/gigalumen_year | us | us | 10861707269.6716
commercial lighting | Low-Bay LFL: Mercury Vapor | 2033 | FIXED_OM | NEW | lodging | USD/gigalumen_year | us | us | 10861707269.6716
commercial lighting | Low-Bay LFL: Mercury Vapor | 2033 | FIXED_OM | NEW | merc/service | USD/gigalumen_year | us | us | 10861707269.6716
commercial lighting | Low-Bay LFL: Mercury Vapor | 2033 | FIXED_OM | NEW | office-large | USD/gigalumen_year | us | us | 10861707269.6716
commercial lighting | Low-Bay LFL: Mercury Vapor | 2033 | FIXED_OM | NEW | office-small | USD/gigalumen_year | us | us | 10861707269.6716
commercial lighting | Low-Bay LFL: Mercury Vapor | 2033 | FIXED_OM | NEW | other | USD/gigalumen_year | us | us | 10861707269.6716
commercial lighting | Low-Bay LFL: Mercury Vapor | 2033 | FIXED_OM | NEW | warehouse | USD/gigalumen_year | us | us | 10861707269.6716
commercial lighting | Low-Bay LFL: Mercury Vapor | 2033 | FIXED_OM | REPLACEMENT | assembly | USD/gigalumen_year | us | us | 10861707269.6716
commercial lighting | Low-Bay LFL: Mercury Vapor | 2033 | FIXED_OM | REPLACEMENT | education | USD/gigalumen_year | us | us | 10861707269.6716
commercial lighting | Low-Bay LFL: Mercury Vapor | 2033 | FIXED_OM | REPLACEMENT | food sales | USD/gigalumen_year | us | us | 10861707269.6716
commercial lighting | Low-Bay LFL: Mercury Vapor | 2033 | FIXED_OM | REPLACEMENT | food service | USD/gigalumen_year | us | us | 10861707269.6716
commercial lighting | Low-Bay LFL: Mercury Vapor | 2033 | FIXED_OM | REPLACEMENT | health | USD/gigalumen_year | us | us | 10861707269.6716
commercial lighting | Low-Bay LFL: Mercury Vapor | 2033 | FIXED_OM | REPLACEMENT | lodging | USD/gigalumen_year | us | us | 10861707269.6716
commercial lighting | Low-Bay LFL: Mercury Vapor | 2033 | FIXED_OM | REPLACEMENT | merc/service | USD/gigalumen_year | us | us | 10861707269.6716
commercial lighting | Low-Bay LFL: Mercury Vapor | 2033 | FIXED_OM | REPLACEMENT | office-large | USD/gigalumen_year | us | us | 10861707269.6716
commercial lighting | Low-Bay LFL: Mercury Vapor | 2033 | FIXED_OM | REPLACEMENT | office-small | USD/gigalumen_year | us | us | 10861707269.6716
commercial lighting | Low-Bay LFL: Mercury Vapor | 2033 | FIXED_OM | REPLACEMENT | other | USD/gigalumen_year | us | us | 10861707269.6716
commercial lighting | Low-Bay LFL: Mercury Vapor | 2033 | FIXED_OM | REPLACEMENT | warehouse | USD/gigalumen_year | us | us | 10861707269.6716
commercial lighting | Low-Bay LFL: Mercury Vapor | 2034 | CAPITAL | NEW | assembly | USD/gigalumen_year | us | us | 231685101951.18
commercial lighting | Low-Bay LFL: Mercury Vapor | 2034 | CAPITAL | NEW | education | USD/gigalumen_year | us | us | 231685101951.18
commercial lighting | Low-Bay LFL: Mercury Vapor | 2034 | CAPITAL | NEW | food sales | USD/gigalumen_year | us | us | 231685101951.18
commercial lighting | Low-Bay LFL: Mercury Vapor | 2034 | CAPITAL | NEW | food service | USD/gigalumen_year | us | us | 231685101951.18
commercial lighting | Low-Bay LFL: Mercury Vapor | 2034 | CAPITAL | NEW | health | USD/gigalumen_year | us | us | 231685101951.18
commercial lighting | Low-Bay LFL: Mercury Vapor | 2034 | CAPITAL | NEW | lodging | USD/gigalumen_year | us | us | 231685101951.18
commercial lighting | Low-Bay LFL: Mercury Vapor | 2034 | CAPITAL | NEW | merc/service | USD/gigalumen_year | us | us | 231685101951.18
commercial lighting | Low-Bay LFL: Mercury Vapor | 2034 | CAPITAL | NEW | office-large | USD/gigalumen_year | us | us | 231685101951.18
commercial lighting | Low-Bay LFL: Mercury Vapor | 2034 | CAPITAL | NEW | office-small | USD/gigalumen_year | us | us | 231685101951.18
commercial lighting | Low-Bay LFL: Mercury Vapor | 2034 | CAPITAL | NEW | other | USD/gigalumen_year | us | us | 231685101951.18
commercial lighting | Low-Bay LFL: Mercury Vapor | 2034 | CAPITAL | NEW | warehouse | USD/gigalumen_year | us | us | 231685101951.18
commercial lighting | Low-Bay LFL: Mercury Vapor | 2034 | CAPITAL | REPLACEMENT | assembly | USD/gigalumen_year | us | us | 231685101951.18
commercial lighting | Low-Bay LFL: Mercury Vapor | 2034 | CAPITAL | REPLACEMENT | education | USD/gigalumen_year | us | us | 231685101951.18
commercial lighting | Low-Bay LFL: Mercury Vapor | 2034 | CAPITAL | REPLACEMENT | food sales | USD/gigalumen_year | us | us | 231685101951.18
commercial lighting | Low-Bay LFL: Mercury Vapor | 2034 | CAPITAL | REPLACEMENT | food service | USD/gigalumen_year | us | us | 231685101951.18
commercial lighting | Low-Bay LFL: Mercury Vapor | 2034 | CAPITAL | REPLACEMENT | health | USD/gigalumen_year | us | us | 231685101951.18
commercial lighting | Low-Bay LFL: Mercury Vapor | 2034 | CAPITAL | REPLACEMENT | lodging | USD/gigalumen_year | us | us | 231685101951.18
commercial lighting | Low-Bay LFL: Mercury Vapor | 2034 | CAPITAL | REPLACEMENT | merc/service | USD/gigalumen_year | us | us | 231685101951.18
commercial lighting | Low-Bay LFL: Mercury Vapor | 2034 | CAPITAL | REPLACEMENT | office-large | USD/gigalumen_year | us | us | 231685101951.18
commercial lighting | Low-Bay LFL: Mercury Vapor | 2034 | CAPITAL | REPLACEMENT | office-small | USD/gigalumen_year | us | us | 231685101951.18
commercial lighting | Low-Bay LFL: Mercury Vapor | 2034 | CAPITAL | REPLACEMENT | other | USD/gigalumen_year | us | us | 231685101951.18
commercial lighting | Low-Bay LFL: Mercury Vapor | 2034 | CAPITAL | REPLACEMENT | warehouse | USD/gigalumen_year | us | us | 231685101951.18
commercial lighting | Low-Bay LFL: Mercury Vapor | 2034 | FIXED_OM | NEW | assembly | USD/gigalumen_year | us | us | 10786539745.3141
commercial lighting | Low-Bay LFL: Mercury Vapor | 2034 | FIXED_OM | NEW | education | USD/gigalumen_year | us | us | 10786539745.3141
commercial lighting | Low-Bay LFL: Mercury Vapor | 2034 | FIXED_OM | NEW | food sales | USD/gigalumen_year | us | us | 10786539745.3141
commercial lighting | Low-Bay LFL: Mercury Vapor | 2034 | FIXED_OM | NEW | food service | USD/gigalumen_year | us | us | 10786539745.3141
commercial lighting | Low-Bay LFL: Mercury Vapor | 2034 | FIXED_OM | NEW | health | USD/gigalumen_year | us | us | 10786539745.3141
commercial lighting | Low-Bay LFL: Mercury Vapor | 2034 | FIXED_OM | NEW | lodging | USD/gigalumen_year | us | us | 10786539745.3141
commercial lighting | Low-Bay LFL: Mercury Vapor | 2034 | FIXED_OM | NEW | merc/service | USD/gigalumen_year | us | us | 10786539745.3141
commercial lighting | Low-Bay LFL: Mercury Vapor | 2034 | FIXED_OM | NEW | office-large | USD/gigalumen_year | us | us | 10786539745.3141
commercial lighting | Low-Bay LFL: Mercury Vapor | 2034 | FIXED_OM | NEW | office-small | USD/gigalumen_year | us | us | 10786539745.3141
commercial lighting | Low-Bay LFL: Mercury Vapor | 2034 | FIXED_OM | NEW | other | USD/gigalumen_year | us | us | 10786539745.3141
commercial lighting | Low-Bay LFL: Mercury Vapor | 2034 | FIXED_OM | NEW | warehouse | USD/gigalumen_year | us | us | 10786539745.3141
commercial lighting | Low-Bay LFL: Mercury Vapor | 2034 | FIXED_OM | REPLACEMENT | assembly | USD/gigalumen_year | us | us | 10786539745.3141
commercial lighting | Low-Bay LFL: Mercury Vapor | 2034 | FIXED_OM | REPLACEMENT | education | USD/gigalumen_year | us | us | 10786539745.3141
commercial lighting | Low-Bay LFL: Mercury Vapor | 2034 | FIXED_OM | REPLACEMENT | food sales | USD/gigalumen_year | us | us | 10786539745.3141
commercial lighting | Low-Bay LFL: Mercury Vapor | 2034 | FIXED_OM | REPLACEMENT | food service | USD/gigalumen_year | us | us | 10786539745.3141
commercial lighting | Low-Bay LFL: Mercury Vapor | 2034 | FIXED_OM | REPLACEMENT | health | USD/gigalumen_year | us | us | 10786539745.3141
commercial lighting | Low-Bay LFL: Mercury Vapor | 2034 | FIXED_OM | REPLACEMENT | lodging | USD/gigalumen_year | us | us | 10786539745.3141
commercial lighting | Low-Bay LFL: Mercury Vapor | 2034 | FIXED_OM | REPLACEMENT | merc/service | USD/gigalumen_year | us | us | 10786539745.3141
commercial lighting | Low-Bay LFL: Mercury Vapor | 2034 | FIXED_OM | REPLACEMENT | office-large | USD/gigalumen_year | us | us | 10786539745.3141
commercial lighting | Low-Bay LFL: Mercury Vapor | 2034 | FIXED_OM | REPLACEMENT | office-small | USD/gigalumen_year | us | us | 10786539745.3141
commercial lighting | Low-Bay LFL: Mercury Vapor | 2034 | FIXED_OM | REPLACEMENT | other | USD/gigalumen_year | us | us | 10786539745.3141
commercial lighting | Low-Bay LFL: Mercury Vapor | 2034 | FIXED_OM | REPLACEMENT | warehouse | USD/gigalumen_year | us | us | 10786539745.3141
commercial lighting | Low-Bay LFL: Mercury Vapor | 2035 | CAPITAL | NEW | assembly | USD/gigalumen_year | us | us | 231187117102.311
commercial lighting | Low-Bay LFL: Mercury Vapor | 2035 | CAPITAL | NEW | education | USD/gigalumen_year | us | us | 231187117102.311
commercial lighting | Low-Bay LFL: Mercury Vapor | 2035 | CAPITAL | NEW | food sales | USD/gigalumen_year | us | us | 231187117102.311
commercial lighting | Low-Bay LFL: Mercury Vapor | 2035 | CAPITAL | NEW | food service | USD/gigalumen_year | us | us | 231187117102.311
commercial lighting | Low-Bay LFL: Mercury Vapor | 2035 | CAPITAL | NEW | health | USD/gigalumen_year | us | us | 231187117102.311
commercial lighting | Low-Bay LFL: Mercury Vapor | 2035 | CAPITAL | NEW | lodging | USD/gigalumen_year | us | us | 231187117102.311
commercial lighting | Low-Bay LFL: Mercury Vapor | 2035 | CAPITAL | NEW | merc/service | USD/gigalumen_year | us | us | 231187117102.311
commercial lighting | Low-Bay LFL: Mercury Vapor | 2035 | CAPITAL | NEW | office-large | USD/gigalumen_year | us | us | 231187117102.311
commercial lighting | Low-Bay LFL: Mercury Vapor | 2035 | CAPITAL | NEW | office-small | USD/gigalumen_year | us | us | 231187117102.311
commercial lighting | Low-Bay LFL: Mercury Vapor | 2035 | CAPITAL | NEW | other | USD/gigalumen_year | us | us | 231187117102.311
commercial lighting | Low-Bay LFL: Mercury Vapor | 2035 | CAPITAL | NEW | warehouse | USD/gigalumen_year | us | us | 231187117102.311
commercial lighting | Low-Bay LFL: Mercury Vapor | 2035 | CAPITAL | REPLACEMENT | assembly | USD/gigalumen_year | us | us | 231187117102.311
commercial lighting | Low-Bay LFL: Mercury Vapor | 2035 | CAPITAL | REPLACEMENT | education | USD/gigalumen_year | us | us | 231187117102.311
commercial lighting | Low-Bay LFL: Mercury Vapor | 2035 | CAPITAL | REPLACEMENT | food sales | USD/gigalumen_year | us | us | 231187117102.311
commercial lighting | Low-Bay LFL: Mercury Vapor | 2035 | CAPITAL | REPLACEMENT | food service | USD/gigalumen_year | us | us | 231187117102.311
commercial lighting | Low-Bay LFL: Mercury Vapor | 2035 | CAPITAL | REPLACEMENT | health | USD/gigalumen_year | us | us | 231187117102.311
commercial lighting | Low-Bay LFL: Mercury Vapor | 2035 | CAPITAL | REPLACEMENT | lodging | USD/gigalumen_year | us | us | 231187117102.311
commercial lighting | Low-Bay LFL: Mercury Vapor | 2035 | CAPITAL | REPLACEMENT | merc/service | USD/gigalumen_year | us | us | 231187117102.311
commercial lighting | Low-Bay LFL: Mercury Vapor | 2035 | CAPITAL | REPLACEMENT | office-large | USD/gigalumen_year | us | us | 231187117102.311
commercial lighting | Low-Bay LFL: Mercury Vapor | 2035 | CAPITAL | REPLACEMENT | office-small | USD/gigalumen_year | us | us | 231187117102.311
commercial lighting | Low-Bay LFL: Mercury Vapor | 2035 | CAPITAL | REPLACEMENT | other | USD/gigalumen_year | us | us | 231187117102.311
commercial lighting | Low-Bay LFL: Mercury Vapor | 2035 | CAPITAL | REPLACEMENT | warehouse | USD/gigalumen_year | us | us | 231187117102.311
commercial lighting | Low-Bay LFL: Mercury Vapor | 2035 | FIXED_OM | NEW | assembly | USD/gigalumen_year | us | us | 10711372220.9565
commercial lighting | Low-Bay LFL: Mercury Vapor | 2035 | FIXED_OM | NEW | education | USD/gigalumen_year | us | us | 10711372220.9565
commercial lighting | Low-Bay LFL: Mercury Vapor | 2035 | FIXED_OM | NEW | food sales | USD/gigalumen_year | us | us | 10711372220.9565
commercial lighting | Low-Bay LFL: Mercury Vapor | 2035 | FIXED_OM | NEW | food service | USD/gigalumen_year | us | us | 10711372220.9565
commercial lighting | Low-Bay LFL: Mercury Vapor | 2035 | FIXED_OM | NEW | health | USD/gigalumen_year | us | us | 10711372220.9565
commercial lighting | Low-Bay LFL: Mercury Vapor | 2035 | FIXED_OM | NEW | lodging | USD/gigalumen_year | us | us | 10711372220.9565
commercial lighting | Low-Bay LFL: Mercury Vapor | 2035 | FIXED_OM | NEW | merc/service | USD/gigalumen_year | us | us | 10711372220.9565
commercial lighting | Low-Bay LFL: Mercury Vapor | 2035 | FIXED_OM | NEW | office-large | USD/gigalumen_year | us | us | 10711372220.9565
commercial lighting | Low-Bay LFL: Mercury Vapor | 2035 | FIXED_OM | NEW | office-small | USD/gigalumen_year | us | us | 10711372220.9565
commercial lighting | Low-Bay LFL: Mercury Vapor | 2035 | FIXED_OM | NEW | other | USD/gigalumen_year | us | us | 10711372220.9565
commercial lighting | Low-Bay LFL: Mercury Vapor | 2035 | FIXED_OM | NEW | warehouse | USD/gigalumen_year | us | us | 10711372220.9565
commercial lighting | Low-Bay LFL: Mercury Vapor | 2035 | FIXED_OM | REPLACEMENT | assembly | USD/gigalumen_year | us | us | 10711372220.9565
commercial lighting | Low-Bay LFL: Mercury Vapor | 2035 | FIXED_OM | REPLACEMENT | education | USD/gigalumen_year | us | us | 10711372220.9565
commercial lighting | Low-Bay LFL: Mercury Vapor | 2035 | FIXED_OM | REPLACEMENT | food sales | USD/gigalumen_year | us | us | 10711372220.9565
commercial lighting | Low-Bay LFL: Mercury Vapor | 2035 | FIXED_OM | REPLACEMENT | food service | USD/gigalumen_year | us | us | 10711372220.9565
commercial lighting | Low-Bay LFL: Mercury Vapor | 2035 | FIXED_OM | REPLACEMENT | health | USD/gigalumen_year | us | us | 10711372220.9565
commercial lighting | Low-Bay LFL: Mercury Vapor | 2035 | FIXED_OM | REPLACEMENT | lodging | USD/gigalumen_year | us | us | 10711372220.9565
commercial lighting | Low-Bay LFL: Mercury Vapor | 2035 | FIXED_OM | REPLACEMENT | merc/service | USD/gigalumen_year | us | us | 10711372220.9565
commercial lighting | Low-Bay LFL: Mercury Vapor | 2035 | FIXED_OM | REPLACEMENT | office-large | USD/gigalumen_year | us | us | 10711372220.9565
commercial lighting | Low-Bay LFL: Mercury Vapor | 2035 | FIXED_OM | REPLACEMENT | office-small | USD/gigalumen_year | us | us | 10711372220.9565
commercial lighting | Low-Bay LFL: Mercury Vapor | 2035 | FIXED_OM | REPLACEMENT | other | USD/gigalumen_year | us | us | 10711372220.9565
commercial lighting | Low-Bay LFL: Mercury Vapor | 2035 | FIXED_OM | REPLACEMENT | warehouse | USD/gigalumen_year | us | us | 10711372220.9565
commercial lighting | Low-Bay LFL: Mercury Vapor | 2036 | CAPITAL | NEW | assembly | USD/gigalumen_year | us | us | 230689132253.442
commercial lighting | Low-Bay LFL: Mercury Vapor | 2036 | CAPITAL | NEW | education | USD/gigalumen_year | us | us | 230689132253.442
commercial lighting | Low-Bay LFL: Mercury Vapor | 2036 | CAPITAL | NEW | food sales | USD/gigalumen_year | us | us | 230689132253.442
commercial lighting | Low-Bay LFL: Mercury Vapor | 2036 | CAPITAL | NEW | food service | USD/gigalumen_year | us | us | 230689132253.442
commercial lighting | Low-Bay LFL: Mercury Vapor | 2036 | CAPITAL | NEW | health | USD/gigalumen_year | us | us | 230689132253.442
commercial lighting | Low-Bay LFL: Mercury Vapor | 2036 | CAPITAL | NEW | lodging | USD/gigalumen_year | us | us | 230689132253.442
commercial lighting | Low-Bay LFL: Mercury Vapor | 2036 | CAPITAL | NEW | merc/service | USD/gigalumen_year | us | us | 230689132253.442
commercial lighting | Low-Bay LFL: Mercury Vapor | 2036 | CAPITAL | NEW | office-large | USD/gigalumen_year | us | us | 230689132253.442
commercial lighting | Low-Bay LFL: Mercury Vapor | 2036 | CAPITAL | NEW | office-small | USD/gigalumen_year | us | us | 230689132253.442
commercial lighting | Low-Bay LFL: Mercury Vapor | 2036 | CAPITAL | NEW | other | USD/gigalumen_year | us | us | 230689132253.442
commercial lighting | Low-Bay LFL: Mercury Vapor | 2036 | CAPITAL | NEW | warehouse | USD/gigalumen_year | us | us | 230689132253.442
commercial lighting | Low-Bay LFL: Mercury Vapor | 2036 | CAPITAL | REPLACEMENT | assembly | USD/gigalumen_year | us | us | 230689132253.442
commercial lighting | Low-Bay LFL: Mercury Vapor | 2036 | CAPITAL | REPLACEMENT | education | USD/gigalumen_year | us | us | 230689132253.442
commercial lighting | Low-Bay LFL: Mercury Vapor | 2036 | CAPITAL | REPLACEMENT | food sales | USD/gigalumen_year | us | us | 230689132253.442
commercial lighting | Low-Bay LFL: Mercury Vapor | 2036 | CAPITAL | REPLACEMENT | food service | USD/gigalumen_year | us | us | 230689132253.442
commercial lighting | Low-Bay LFL: Mercury Vapor | 2036 | CAPITAL | REPLACEMENT | health | USD/gigalumen_year | us | us | 230689132253.442
commercial lighting | Low-Bay LFL: Mercury Vapor | 2036 | CAPITAL | REPLACEMENT | lodging | USD/gigalumen_year | us | us | 230689132253.442
commercial lighting | Low-Bay LFL: Mercury Vapor | 2036 | CAPITAL | REPLACEMENT | merc/service | USD/gigalumen_year | us | us | 230689132253.442
commercial lighting | Low-Bay LFL: Mercury Vapor | 2036 | CAPITAL | REPLACEMENT | office-large | USD/gigalumen_year | us | us | 230689132253.442
commercial lighting | Low-Bay LFL: Mercury Vapor | 2036 | CAPITAL | REPLACEMENT | office-small | USD/gigalumen_year | us | us | 230689132253.442
commercial lighting | Low-Bay LFL: Mercury Vapor | 2036 | CAPITAL | REPLACEMENT | other | USD/gigalumen_year | us | us | 230689132253.442
commercial lighting | Low-Bay LFL: Mercury Vapor | 2036 | CAPITAL | REPLACEMENT | warehouse | USD/gigalumen_year | us | us | 230689132253.442
commercial lighting | Low-Bay LFL: Mercury Vapor | 2036 | FIXED_OM | NEW | assembly | USD/gigalumen_year | us | us | 10636204696.5989
commercial lighting | Low-Bay LFL: Mercury Vapor | 2036 | FIXED_OM | NEW | education | USD/gigalumen_year | us | us | 10636204696.5989
commercial lighting | Low-Bay LFL: Mercury Vapor | 2036 | FIXED_OM | NEW | food sales | USD/gigalumen_year | us | us | 10636204696.5989
commercial lighting | Low-Bay LFL: Mercury Vapor | 2036 | FIXED_OM | NEW | food service | USD/gigalumen_year | us | us | 10636204696.5989
commercial lighting | Low-Bay LFL: Mercury Vapor | 2036 | FIXED_OM | NEW | health | USD/gigalumen_year | us | us | 10636204696.5989
commercial lighting | Low-Bay LFL: Mercury Vapor | 2036 | FIXED_OM | NEW | lodging | USD/gigalumen_year | us | us | 10636204696.5989
commercial lighting | Low-Bay LFL: Mercury Vapor | 2036 | FIXED_OM | NEW | merc/service | USD/gigalumen_year | us | us | 10636204696.5989
commercial lighting | Low-Bay LFL: Mercury Vapor | 2036 | FIXED_OM | NEW | office-large | USD/gigalumen_year | us | us | 10636204696.5989
commercial lighting | Low-Bay LFL: Mercury Vapor | 2036 | FIXED_OM | NEW | office-small | USD/gigalumen_year | us | us | 10636204696.5989
commercial lighting | Low-Bay LFL: Mercury Vapor | 2036 | FIXED_OM | NEW | other | USD/gigalumen_year | us | us | 10636204696.5989
commercial lighting | Low-Bay LFL: Mercury Vapor | 2036 | FIXED_OM | NEW | warehouse | USD/gigalumen_year | us | us | 10636204696.5989
commercial lighting | Low-Bay LFL: Mercury Vapor | 2036 | FIXED_OM | REPLACEMENT | assembly | USD/gigalumen_year | us | us | 10636204696.5989
commercial lighting | Low-Bay LFL: Mercury Vapor | 2036 | FIXED_OM | REPLACEMENT | education | USD/gigalumen_year | us | us | 10636204696.5989
commercial lighting | Low-Bay LFL: Mercury Vapor | 2036 | FIXED_OM | REPLACEMENT | food sales | USD/gigalumen_year | us | us | 10636204696.5989
commercial lighting | Low-Bay LFL: Mercury Vapor | 2036 | FIXED_OM | REPLACEMENT | food service | USD/gigalumen_year | us | us | 10636204696.5989
commercial lighting | Low-Bay LFL: Mercury Vapor | 2036 | FIXED_OM | REPLACEMENT | health | USD/gigalumen_year | us | us | 10636204696.5989
commercial lighting | Low-Bay LFL: Mercury Vapor | 2036 | FIXED_OM | REPLACEMENT | lodging | USD/gigalumen_year | us | us | 10636204696.5989
commercial lighting | Low-Bay LFL: Mercury Vapor | 2036 | FIXED_OM | REPLACEMENT | merc/service | USD/gigalumen_year | us | us | 10636204696.5989
commercial lighting | Low-Bay LFL: Mercury Vapor | 2036 | FIXED_OM | REPLACEMENT | office-large | USD/gigalumen_year | us | us | 10636204696.5989
commercial lighting | Low-Bay LFL: Mercury Vapor | 2036 | FIXED_OM | REPLACEMENT | office-small | USD/gigalumen_year | us | us | 10636204696.5989
commercial lighting | Low-Bay LFL: Mercury Vapor | 2036 | FIXED_OM | REPLACEMENT | other | USD/gigalumen_year | us | us | 10636204696.5989
commercial lighting | Low-Bay LFL: Mercury Vapor | 2036 | FIXED_OM | REPLACEMENT | warehouse | USD/gigalumen_year | us | us | 10636204696.5989
commercial lighting | Low-Bay LFL: Mercury Vapor | 2037 | CAPITAL | NEW | assembly | USD/gigalumen_year | us | us | 230191147404.573
commercial lighting | Low-Bay LFL: Mercury Vapor | 2037 | CAPITAL | NEW | education | USD/gigalumen_year | us | us | 230191147404.573
commercial lighting | Low-Bay LFL: Mercury Vapor | 2037 | CAPITAL | NEW | food sales | USD/gigalumen_year | us | us | 230191147404.573
commercial lighting | Low-Bay LFL: Mercury Vapor | 2037 | CAPITAL | NEW | food service | USD/gigalumen_year | us | us | 230191147404.573
commercial lighting | Low-Bay LFL: Mercury Vapor | 2037 | CAPITAL | NEW | health | USD/gigalumen_year | us | us | 230191147404.573
commercial lighting | Low-Bay LFL: Mercury Vapor | 2037 | CAPITAL | NEW | lodging | USD/gigalumen_year | us | us | 230191147404.573
commercial lighting | Low-Bay LFL: Mercury Vapor | 2037 | CAPITAL | NEW | merc/service | USD/gigalumen_year | us | us | 230191147404.573
commercial lighting | Low-Bay LFL: Mercury Vapor | 2037 | CAPITAL | NEW | office-large | USD/gigalumen_year | us | us | 230191147404.573
commercial lighting | Low-Bay LFL: Mercury Vapor | 2037 | CAPITAL | NEW | office-small | USD/gigalumen_year | us | us | 230191147404.573
commercial lighting | Low-Bay LFL: Mercury Vapor | 2037 | CAPITAL | NEW | other | USD/gigalumen_year | us | us | 230191147404.573
commercial lighting | Low-Bay LFL: Mercury Vapor | 2037 | CAPITAL | NEW | warehouse | USD/gigalumen_year | us | us | 230191147404.573
commercial lighting | Low-Bay LFL: Mercury Vapor | 2037 | CAPITAL | REPLACEMENT | assembly | USD/gigalumen_year | us | us | 230191147404.573
commercial lighting | Low-Bay LFL: Mercury Vapor | 2037 | CAPITAL | REPLACEMENT | education | USD/gigalumen_year | us | us | 230191147404.573
commercial lighting | Low-Bay LFL: Mercury Vapor | 2037 | CAPITAL | REPLACEMENT | food sales | USD/gigalumen_year | us | us | 230191147404.573
commercial lighting | Low-Bay LFL: Mercury Vapor | 2037 | CAPITAL | REPLACEMENT | food service | USD/gigalumen_year | us | us | 230191147404.573
commercial lighting | Low-Bay LFL: Mercury Vapor | 2037 | CAPITAL | REPLACEMENT | health | USD/gigalumen_year | us | us | 230191147404.573
commercial lighting | Low-Bay LFL: Mercury Vapor | 2037 | CAPITAL | REPLACEMENT | lodging | USD/gigalumen_year | us | us | 230191147404.573
commercial lighting | Low-Bay LFL: Mercury Vapor | 2037 | CAPITAL | REPLACEMENT | merc/service | USD/gigalumen_year | us | us | 230191147404.573
commercial lighting | Low-Bay LFL: Mercury Vapor | 2037 | CAPITAL | REPLACEMENT | office-large | USD/gigalumen_year | us | us | 230191147404.573
commercial lighting | Low-Bay LFL: Mercury Vapor | 2037 | CAPITAL | REPLACEMENT | office-small | USD/gigalumen_year | us | us | 230191147404.573
commercial lighting | Low-Bay LFL: Mercury Vapor | 2037 | CAPITAL | REPLACEMENT | other | USD/gigalumen_year | us | us | 230191147404.573
commercial lighting | Low-Bay LFL: Mercury Vapor | 2037 | CAPITAL | REPLACEMENT | warehouse | USD/gigalumen_year | us | us | 230191147404.573
commercial lighting | Low-Bay LFL: Mercury Vapor | 2037 | FIXED_OM | NEW | assembly | USD/gigalumen_year | us | us | 10561037172.2413
commercial lighting | Low-Bay LFL: Mercury Vapor | 2037 | FIXED_OM | NEW | education | USD/gigalumen_year | us | us | 10561037172.2413
commercial lighting | Low-Bay LFL: Mercury Vapor | 2037 | FIXED_OM | NEW | food sales | USD/gigalumen_year | us | us | 10561037172.2413
commercial lighting | Low-Bay LFL: Mercury Vapor | 2037 | FIXED_OM | NEW | food service | USD/gigalumen_year | us | us | 10561037172.2413
commercial lighting | Low-Bay LFL: Mercury Vapor | 2037 | FIXED_OM | NEW | health | USD/gigalumen_year | us | us | 10561037172.2413
commercial lighting | Low-Bay LFL: Mercury Vapor | 2037 | FIXED_OM | NEW | lodging | USD/gigalumen_year | us | us | 10561037172.2413
commercial lighting | Low-Bay LFL: Mercury Vapor | 2037 | FIXED_OM | NEW | merc/service | USD/gigalumen_year | us | us | 10561037172.2413
commercial lighting | Low-Bay LFL: Mercury Vapor | 2037 | FIXED_OM | NEW | office-large | USD/gigalumen_year | us | us | 10561037172.2413
commercial lighting | Low-Bay LFL: Mercury Vapor | 2037 | FIXED_OM | NEW | office-small | USD/gigalumen_year | us | us | 10561037172.2413
commercial lighting | Low-Bay LFL: Mercury Vapor | 2037 | FIXED_OM | NEW | other | USD/gigalumen_year | us | us | 10561037172.2413
commercial lighting | Low-Bay LFL: Mercury Vapor | 2037 | FIXED_OM | NEW | warehouse | USD/gigalumen_year | us | us | 10561037172.2413
commercial lighting | Low-Bay LFL: Mercury Vapor | 2037 | FIXED_OM | REPLACEMENT | assembly | USD/gigalumen_year | us | us | 10561037172.2413
commercial lighting | Low-Bay LFL: Mercury Vapor | 2037 | FIXED_OM | REPLACEMENT | education | USD/gigalumen_year | us | us | 10561037172.2413
commercial lighting | Low-Bay LFL: Mercury Vapor | 2037 | FIXED_OM | REPLACEMENT | food sales | USD/gigalumen_year | us | us | 10561037172.2413
commercial lighting | Low-Bay LFL: Mercury Vapor | 2037 | FIXED_OM | REPLACEMENT | food service | USD/gigalumen_year | us | us | 10561037172.2413
commercial lighting | Low-Bay LFL: Mercury Vapor | 2037 | FIXED_OM | REPLACEMENT | health | USD/gigalumen_year | us | us | 10561037172.2413
commercial lighting | Low-Bay LFL: Mercury Vapor | 2037 | FIXED_OM | REPLACEMENT | lodging | USD/gigalumen_year | us | us | 10561037172.2413
commercial lighting | Low-Bay LFL: Mercury Vapor | 2037 | FIXED_OM | REPLACEMENT | merc/service | USD/gigalumen_year | us | us | 10561037172.2413
commercial lighting | Low-Bay LFL: Mercury Vapor | 2037 | FIXED_OM | REPLACEMENT | office-large | USD/gigalumen_year | us | us | 10561037172.2413
commercial lighting | Low-Bay LFL: Mercury Vapor | 2037 | FIXED_OM | REPLACEMENT | office-small | USD/gigalumen_year | us | us | 10561037172.2413
commercial lighting | Low-Bay LFL: Mercury Vapor | 2037 | FIXED_OM | REPLACEMENT | other | USD/gigalumen_year | us | us | 10561037172.2413
commercial lighting | Low-Bay LFL: Mercury Vapor | 2037 | FIXED_OM | REPLACEMENT | warehouse | USD/gigalumen_year | us | us | 10561037172.2413
commercial lighting | Low-Bay LFL: Mercury Vapor | 2038 | CAPITAL | NEW | assembly | USD/gigalumen_year | us | us | 229693162555.704
commercial lighting | Low-Bay LFL: Mercury Vapor | 2038 | CAPITAL | NEW | education | USD/gigalumen_year | us | us | 229693162555.704
commercial lighting | Low-Bay LFL: Mercury Vapor | 2038 | CAPITAL | NEW | food sales | USD/gigalumen_year | us | us | 229693162555.704
commercial lighting | Low-Bay LFL: Mercury Vapor | 2038 | CAPITAL | NEW | food service | USD/gigalumen_year | us | us | 229693162555.704
commercial lighting | Low-Bay LFL: Mercury Vapor | 2038 | CAPITAL | NEW | health | USD/gigalumen_year | us | us | 229693162555.704
commercial lighting | Low-Bay LFL: Mercury Vapor | 2038 | CAPITAL | NEW | lodging | USD/gigalumen_year | us | us | 229693162555.704
commercial lighting | Low-Bay LFL: Mercury Vapor | 2038 | CAPITAL | NEW | merc/service | USD/gigalumen_year | us | us | 229693162555.704
commercial lighting | Low-Bay LFL: Mercury Vapor | 2038 | CAPITAL | NEW | office-large | USD/gigalumen_year | us | us | 229693162555.704
commercial lighting | Low-Bay LFL: Mercury Vapor | 2038 | CAPITAL | NEW | office-small | USD/gigalumen_year | us | us | 229693162555.704
commercial lighting | Low-Bay LFL: Mercury Vapor | 2038 | CAPITAL | NEW | other | USD/gigalumen_year | us | us | 229693162555.704
commercial lighting | Low-Bay LFL: Mercury Vapor | 2038 | CAPITAL | NEW | warehouse | USD/gigalumen_year | us | us | 229693162555.704
commercial lighting | Low-Bay LFL: Mercury Vapor | 2038 | CAPITAL | REPLACEMENT | assembly | USD/gigalumen_year | us | us | 229693162555.704
commercial lighting | Low-Bay LFL: Mercury Vapor | 2038 | CAPITAL | REPLACEMENT | education | USD/gigalumen_year | us | us | 229693162555.704
commercial lighting | Low-Bay LFL: Mercury Vapor | 2038 | CAPITAL | REPLACEMENT | food sales | USD/gigalumen_year | us | us | 229693162555.704
commercial lighting | Low-Bay LFL: Mercury Vapor | 2038 | CAPITAL | REPLACEMENT | food service | USD/gigalumen_year | us | us | 229693162555.704
commercial lighting | Low-Bay LFL: Mercury Vapor | 2038 | CAPITAL | REPLACEMENT | health | USD/gigalumen_year | us | us | 229693162555.704
commercial lighting | Low-Bay LFL: Mercury Vapor | 2038 | CAPITAL | REPLACEMENT | lodging | USD/gigalumen_year | us | us | 229693162555.704
commercial lighting | Low-Bay LFL: Mercury Vapor | 2038 | CAPITAL | REPLACEMENT | merc/service | USD/gigalumen_year | us | us | 229693162555.704
commercial lighting | Low-Bay LFL: Mercury Vapor | 2038 | CAPITAL | REPLACEMENT | office-large | USD/gigalumen_year | us | us | 229693162555.704
commercial lighting | Low-Bay LFL: Mercury Vapor | 2038 | CAPITAL | REPLACEMENT | office-small | USD/gigalumen_year | us | us | 229693162555.704
commercial lighting | Low-Bay LFL: Mercury Vapor | 2038 | CAPITAL | REPLACEMENT | other | USD/gigalumen_year | us | us | 229693162555.704
commercial lighting | Low-Bay LFL: Mercury Vapor | 2038 | CAPITAL | REPLACEMENT | warehouse | USD/gigalumen_year | us | us | 229693162555.704
commercial lighting | Low-Bay LFL: Mercury Vapor | 2038 | FIXED_OM | NEW | assembly | USD/gigalumen_year | us | us | 10485869647.8837
commercial lighting | Low-Bay LFL: Mercury Vapor | 2038 | FIXED_OM | NEW | education | USD/gigalumen_year | us | us | 10485869647.8837
commercial lighting | Low-Bay LFL: Mercury Vapor | 2038 | FIXED_OM | NEW | food sales | USD/gigalumen_year | us | us | 10485869647.8837
commercial lighting | Low-Bay LFL: Mercury Vapor | 2038 | FIXED_OM | NEW | food service | USD/gigalumen_year | us | us | 10485869647.8837
commercial lighting | Low-Bay LFL: Mercury Vapor | 2038 | FIXED_OM | NEW | health | USD/gigalumen_year | us | us | 10485869647.8837
commercial lighting | Low-Bay LFL: Mercury Vapor | 2038 | FIXED_OM | NEW | lodging | USD/gigalumen_year | us | us | 10485869647.8837
commercial lighting | Low-Bay LFL: Mercury Vapor | 2038 | FIXED_OM | NEW | merc/service | USD/gigalumen_year | us | us | 10485869647.8837
commercial lighting | Low-Bay LFL: Mercury Vapor | 2038 | FIXED_OM | NEW | office-large | USD/gigalumen_year | us | us | 10485869647.8837
commercial lighting | Low-Bay LFL: Mercury Vapor | 2038 | FIXED_OM | NEW | office-small | USD/gigalumen_year | us | us | 10485869647.8837
commercial lighting | Low-Bay LFL: Mercury Vapor | 2038 | FIXED_OM | NEW | other | USD/gigalumen_year | us | us | 10485869647.8837
commercial lighting | Low-Bay LFL: Mercury Vapor | 2038 | FIXED_OM | NEW | warehouse | USD/gigalumen_year | us | us | 10485869647.8837
commercial lighting | Low-Bay LFL: Mercury Vapor | 2038 | FIXED_OM | REPLACEMENT | assembly | USD/gigalumen_year | us | us | 10485869647.8837
commercial lighting | Low-Bay LFL: Mercury Vapor | 2038 | FIXED_OM | REPLACEMENT | education | USD/gigalumen_year | us | us | 10485869647.8837
commercial lighting | Low-Bay LFL: Mercury Vapor | 2038 | FIXED_OM | REPLACEMENT | food sales | USD/gigalumen_year | us | us | 10485869647.8837
commercial lighting | Low-Bay LFL: Mercury Vapor | 2038 | FIXED_OM | REPLACEMENT | food service | USD/gigalumen_year | us | us | 10485869647.8837
commercial lighting | Low-Bay LFL: Mercury Vapor | 2038 | FIXED_OM | REPLACEMENT | health | USD/gigalumen_year | us | us | 10485869647.8837
commercial lighting | Low-Bay LFL: Mercury Vapor | 2038 | FIXED_OM | REPLACEMENT | lodging | USD/gigalumen_year | us | us | 10485869647.8837
commercial lighting | Low-Bay LFL: Mercury Vapor | 2038 | FIXED_OM | REPLACEMENT | merc/service | USD/gigalumen_year | us | us | 10485869647.8837
commercial lighting | Low-Bay LFL: Mercury Vapor | 2038 | FIXED_OM | REPLACEMENT | office-large | USD/gigalumen_year | us | us | 10485869647.8837
commercial lighting | Low-Bay LFL: Mercury Vapor | 2038 | FIXED_OM | REPLACEMENT | office-small | USD/gigalumen_year | us | us | 10485869647.8837
commercial lighting | Low-Bay LFL: Mercury Vapor | 2038 | FIXED_OM | REPLACEMENT | other | USD/gigalumen_year | us | us | 10485869647.8837
commercial lighting | Low-Bay LFL: Mercury Vapor | 2038 | FIXED_OM | REPLACEMENT | warehouse | USD/gigalumen_year | us | us | 10485869647.8837
commercial lighting | Low-Bay LFL: Mercury Vapor | 2039 | CAPITAL | NEW | assembly | USD/gigalumen_year | us | us | 229195177706.835
commercial lighting | Low-Bay LFL: Mercury Vapor | 2039 | CAPITAL | NEW | education | USD/gigalumen_year | us | us | 229195177706.835
commercial lighting | Low-Bay LFL: Mercury Vapor | 2039 | CAPITAL | NEW | food sales | USD/gigalumen_year | us | us | 229195177706.835
commercial lighting | Low-Bay LFL: Mercury Vapor | 2039 | CAPITAL | NEW | food service | USD/gigalumen_year | us | us | 229195177706.835
commercial lighting | Low-Bay LFL: Mercury Vapor | 2039 | CAPITAL | NEW | health | USD/gigalumen_year | us | us | 229195177706.835
commercial lighting | Low-Bay LFL: Mercury Vapor | 2039 | CAPITAL | NEW | lodging | USD/gigalumen_year | us | us | 229195177706.835
commercial lighting | Low-Bay LFL: Mercury Vapor | 2039 | CAPITAL | NEW | merc/service | USD/gigalumen_year | us | us | 229195177706.835
commercial lighting | Low-Bay LFL: Mercury Vapor | 2039 | CAPITAL | NEW | office-large | USD/gigalumen_year | us | us | 229195177706.835
commercial lighting | Low-Bay LFL: Mercury Vapor | 2039 | CAPITAL | NEW | office-small | USD/gigalumen_year | us | us | 229195177706.835
commercial lighting | Low-Bay LFL: Mercury Vapor | 2039 | CAPITAL | NEW | other | USD/gigalumen_year | us | us | 229195177706.835
commercial lighting | Low-Bay LFL: Mercury Vapor | 2039 | CAPITAL | NEW | warehouse | USD/gigalumen_year | us | us | 229195177706.835
commercial lighting | Low-Bay LFL: Mercury Vapor | 2039 | CAPITAL | REPLACEMENT | assembly | USD/gigalumen_year | us | us | 229195177706.835
commercial lighting | Low-Bay LFL: Mercury Vapor | 2039 | CAPITAL | REPLACEMENT | education | USD/gigalumen_year | us | us | 229195177706.835
commercial lighting | Low-Bay LFL: Mercury Vapor | 2039 | CAPITAL | REPLACEMENT | food sales | USD/gigalumen_year | us | us | 229195177706.835
commercial lighting | Low-Bay LFL: Mercury Vapor | 2039 | CAPITAL | REPLACEMENT | food service | USD/gigalumen_year | us | us | 229195177706.835
commercial lighting | Low-Bay LFL: Mercury Vapor | 2039 | CAPITAL | REPLACEMENT | health | USD/gigalumen_year | us | us | 229195177706.835
commercial lighting | Low-Bay LFL: Mercury Vapor | 2039 | CAPITAL | REPLACEMENT | lodging | USD/gigalumen_year | us | us | 229195177706.835
commercial lighting | Low-Bay LFL: Mercury Vapor | 2039 | CAPITAL | REPLACEMENT | merc/service | USD/gigalumen_year | us | us | 229195177706.835
commercial lighting | Low-Bay LFL: Mercury Vapor | 2039 | CAPITAL | REPLACEMENT | office-large | USD/gigalumen_year | us | us | 229195177706.835
commercial lighting | Low-Bay LFL: Mercury Vapor | 2039 | CAPITAL | REPLACEMENT | office-small | USD/gigalumen_year | us | us | 229195177706.835
commercial lighting | Low-Bay LFL: Mercury Vapor | 2039 | CAPITAL | REPLACEMENT | other | USD/gigalumen_year | us | us | 229195177706.835
commercial lighting | Low-Bay LFL: Mercury Vapor | 2039 | CAPITAL | REPLACEMENT | warehouse | USD/gigalumen_year | us | us | 229195177706.835
commercial lighting | Low-Bay LFL: Mercury Vapor | 2039 | FIXED_OM | NEW | assembly | USD/gigalumen_year | us | us | 10410702123.5261
commercial lighting | Low-Bay LFL: Mercury Vapor | 2039 | FIXED_OM | NEW | education | USD/gigalumen_year | us | us | 10410702123.5261
commercial lighting | Low-Bay LFL: Mercury Vapor | 2039 | FIXED_OM | NEW | food sales | USD/gigalumen_year | us | us | 10410702123.5261
commercial lighting | Low-Bay LFL: Mercury Vapor | 2039 | FIXED_OM | NEW | food service | USD/gigalumen_year | us | us | 10410702123.5261
commercial lighting | Low-Bay LFL: Mercury Vapor | 2039 | FIXED_OM | NEW | health | USD/gigalumen_year | us | us | 10410702123.5261
commercial lighting | Low-Bay LFL: Mercury Vapor | 2039 | FIXED_OM | NEW | lodging | USD/gigalumen_year | us | us | 10410702123.5261
commercial lighting | Low-Bay LFL: Mercury Vapor | 2039 | FIXED_OM | NEW | merc/service | USD/gigalumen_year | us | us | 10410702123.5261
commercial lighting | Low-Bay LFL: Mercury Vapor | 2039 | FIXED_OM | NEW | office-large | USD/gigalumen_year | us | us | 10410702123.5261
commercial lighting | Low-Bay LFL: Mercury Vapor | 2039 | FIXED_OM | NEW | office-small | USD/gigalumen_year | us | us | 10410702123.5261
commercial lighting | Low-Bay LFL: Mercury Vapor | 2039 | FIXED_OM | NEW | other | USD/gigalumen_year | us | us | 10410702123.5261
commercial lighting | Low-Bay LFL: Mercury Vapor | 2039 | FIXED_OM | NEW | warehouse | USD/gigalumen_year | us | us | 10410702123.5261
commercial lighting | Low-Bay LFL: Mercury Vapor | 2039 | FIXED_OM | REPLACEMENT | assembly | USD/gigalumen_year | us | us | 10410702123.5261
commercial lighting | Low-Bay LFL: Mercury Vapor | 2039 | FIXED_OM | REPLACEMENT | education | USD/gigalumen_year | us | us | 10410702123.5261
commercial lighting | Low-Bay LFL: Mercury Vapor | 2039 | FIXED_OM | REPLACEMENT | food sales | USD/gigalumen_year | us | us | 10410702123.5261
commercial lighting | Low-Bay LFL: Mercury Vapor | 2039 | FIXED_OM | REPLACEMENT | food service | USD/gigalumen_year | us | us | 10410702123.5261
commercial lighting | Low-Bay LFL: Mercury Vapor | 2039 | FIXED_OM | REPLACEMENT | health | USD/gigalumen_year | us | us | 10410702123.5261
commercial lighting | Low-Bay LFL: Mercury Vapor | 2039 | FIXED_OM | REPLACEMENT | lodging | USD/gigalumen_year | us | us | 10410702123.5261
commercial lighting | Low-Bay LFL: Mercury Vapor | 2039 | FIXED_OM | REPLACEMENT | merc/service | USD/gigalumen_year | us | us | 10410702123.5261
commercial lighting | Low-Bay LFL: Mercury Vapor | 2039 | FIXED_OM | REPLACEMENT | office-large | USD/gigalumen_year | us | us | 10410702123.5261
commercial lighting | Low-Bay LFL: Mercury Vapor | 2039 | FIXED_OM | REPLACEMENT | office-small | USD/gigalumen_year | us | us | 10410702123.5261
commercial lighting | Low-Bay LFL: Mercury Vapor | 2039 | FIXED_OM | REPLACEMENT | other | USD/gigalumen_year | us | us | 10410702123.5261
commercial lighting | Low-Bay LFL: Mercury Vapor | 2039 | FIXED_OM | REPLACEMENT | warehouse | USD/gigalumen_year | us | us | 10410702123.5261
commercial lighting | Low-Bay LFL: Mercury Vapor | 2040 | CAPITAL | NEW | assembly | USD/gigalumen_year | us | us | 228697192857.966
commercial lighting | Low-Bay LFL: Mercury Vapor | 2040 | CAPITAL | NEW | education | USD/gigalumen_year | us | us | 228697192857.966
commercial lighting | Low-Bay LFL: Mercury Vapor | 2040 | CAPITAL | NEW | food sales | USD/gigalumen_year | us | us | 228697192857.966
commercial lighting | Low-Bay LFL: Mercury Vapor | 2040 | CAPITAL | NEW | food service | USD/gigalumen_year | us | us | 228697192857.966
commercial lighting | Low-Bay LFL: Mercury Vapor | 2040 | CAPITAL | NEW | health | USD/gigalumen_year | us | us | 228697192857.966
commercial lighting | Low-Bay LFL: Mercury Vapor | 2040 | CAPITAL | NEW | lodging | USD/gigalumen_year | us | us | 228697192857.966
commercial lighting | Low-Bay LFL: Mercury Vapor | 2040 | CAPITAL | NEW | merc/service | USD/gigalumen_year | us | us | 228697192857.966
commercial lighting | Low-Bay LFL: Mercury Vapor | 2040 | CAPITAL | NEW | office-large | USD/gigalumen_year | us | us | 228697192857.966
commercial lighting | Low-Bay LFL: Mercury Vapor | 2040 | CAPITAL | NEW | office-small | USD/gigalumen_year | us | us | 228697192857.966
commercial lighting | Low-Bay LFL: Mercury Vapor | 2040 | CAPITAL | NEW | other | USD/gigalumen_year | us | us | 228697192857.966
commercial lighting | Low-Bay LFL: Mercury Vapor | 2040 | CAPITAL | NEW | warehouse | USD/gigalumen_year | us | us | 228697192857.966
commercial lighting | Low-Bay LFL: Mercury Vapor | 2040 | CAPITAL | REPLACEMENT | assembly | USD/gigalumen_year | us | us | 228697192857.966
commercial lighting | Low-Bay LFL: Mercury Vapor | 2040 | CAPITAL | REPLACEMENT | education | USD/gigalumen_year | us | us | 228697192857.966
commercial lighting | Low-Bay LFL: Mercury Vapor | 2040 | CAPITAL | REPLACEMENT | food sales | USD/gigalumen_year | us | us | 228697192857.966
commercial lighting | Low-Bay LFL: Mercury Vapor | 2040 | CAPITAL | REPLACEMENT | food service | USD/gigalumen_year | us | us | 228697192857.966
commercial lighting | Low-Bay LFL: Mercury Vapor | 2040 | CAPITAL | REPLACEMENT | health | USD/gigalumen_year | us | us | 228697192857.966
commercial lighting | Low-Bay LFL: Mercury Vapor | 2040 | CAPITAL | REPLACEMENT | lodging | USD/gigalumen_year | us | us | 228697192857.966
commercial lighting | Low-Bay LFL: Mercury Vapor | 2040 | CAPITAL | REPLACEMENT | merc/service | USD/gigalumen_year | us | us | 228697192857.966
commercial lighting | Low-Bay LFL: Mercury Vapor | 2040 | CAPITAL | REPLACEMENT | office-large | USD/gigalumen_year | us | us | 228697192857.966
commercial lighting | Low-Bay LFL: Mercury Vapor | 2040 | CAPITAL | REPLACEMENT | office-small | USD/gigalumen_year | us | us | 228697192857.966
commercial lighting | Low-Bay LFL: Mercury Vapor | 2040 | CAPITAL | REPLACEMENT | other | USD/gigalumen_year | us | us | 228697192857.966
commercial lighting | Low-Bay LFL: Mercury Vapor | 2040 | CAPITAL | REPLACEMENT | warehouse | USD/gigalumen_year | us | us | 228697192857.966
commercial lighting | Low-Bay LFL: Mercury Vapor | 2040 | FIXED_OM | NEW | assembly | USD/gigalumen_year | us | us | 10335534599.1685
commercial lighting | Low-Bay LFL: Mercury Vapor | 2040 | FIXED_OM | NEW | education | USD/gigalumen_year | us | us | 10335534599.1685
commercial lighting | Low-Bay LFL: Mercury Vapor | 2040 | FIXED_OM | NEW | food sales | USD/gigalumen_year | us | us | 10335534599.1685
commercial lighting | Low-Bay LFL: Mercury Vapor | 2040 | FIXED_OM | NEW | food service | USD/gigalumen_year | us | us | 10335534599.1685
commercial lighting | Low-Bay LFL: Mercury Vapor | 2040 | FIXED_OM | NEW | health | USD/gigalumen_year | us | us | 10335534599.1685
commercial lighting | Low-Bay LFL: Mercury Vapor | 2040 | FIXED_OM | NEW | lodging | USD/gigalumen_year | us | us | 10335534599.1685
commercial lighting | Low-Bay LFL: Mercury Vapor | 2040 | FIXED_OM | NEW | merc/service | USD/gigalumen_year | us | us | 10335534599.1685
commercial lighting | Low-Bay LFL: Mercury Vapor | 2040 | FIXED_OM | NEW | office-large | USD/gigalumen_year | us | us | 10335534599.1685
commercial lighting | Low-Bay LFL: Mercury Vapor | 2040 | FIXED_OM | NEW | office-small | USD/gigalumen_year | us | us | 10335534599.1685
commercial lighting | Low-Bay LFL: Mercury Vapor | 2040 | FIXED_OM | NEW | other | USD/gigalumen_year | us | us | 10335534599.1685
commercial lighting | Low-Bay LFL: Mercury Vapor | 2040 | FIXED_OM | NEW | warehouse | USD/gigalumen_year | us | us | 10335534599.1685
commercial lighting | Low-Bay LFL: Mercury Vapor | 2040 | FIXED_OM | REPLACEMENT | assembly | USD/gigalumen_year | us | us | 10335534599.1685
commercial lighting | Low-Bay LFL: Mercury Vapor | 2040 | FIXED_OM | REPLACEMENT | education | USD/gigalumen_year | us | us | 10335534599.1685
commercial lighting | Low-Bay LFL: Mercury Vapor | 2040 | FIXED_OM | REPLACEMENT | food sales | USD/gigalumen_year | us | us | 10335534599.1685
commercial lighting | Low-Bay LFL: Mercury Vapor | 2040 | FIXED_OM | REPLACEMENT | food service | USD/gigalumen_year | us | us | 10335534599.1685
commercial lighting | Low-Bay LFL: Mercury Vapor | 2040 | FIXED_OM | REPLACEMENT | health | USD/gigalumen_year | us | us | 10335534599.1685
commercial lighting | Low-Bay LFL: Mercury Vapor | 2040 | FIXED_OM | REPLACEMENT | lodging | USD/gigalumen_year | us | us | 10335534599.1685
commercial lighting | Low-Bay LFL: Mercury Vapor | 2040 | FIXED_OM | REPLACEMENT | merc/service | USD/gigalumen_year | us | us | 10335534599.1685
commercial lighting | Low-Bay LFL: Mercury Vapor | 2040 | FIXED_OM | REPLACEMENT | office-large | USD/gigalumen_year | us | us | 10335534599.1685
commercial lighting | Low-Bay LFL: Mercury Vapor | 2040 | FIXED_OM | REPLACEMENT | office-small | USD/gigalumen_year | us | us | 10335534599.1685
commercial lighting | Low-Bay LFL: Mercury Vapor | 2040 | FIXED_OM | REPLACEMENT | other | USD/gigalumen_year | us | us | 10335534599.1685
commercial lighting | Low-Bay LFL: Mercury Vapor | 2040 | FIXED_OM | REPLACEMENT | warehouse | USD/gigalumen_year | us | us | 10335534599.1685
commercial lighting | Low-Bay LFL: Mercury Vapor | 2041 | CAPITAL | NEW | assembly | USD/gigalumen_year | us | us | 228697192857.966
commercial lighting | Low-Bay LFL: Mercury Vapor | 2041 | CAPITAL | NEW | education | USD/gigalumen_year | us | us | 228697192857.966
commercial lighting | Low-Bay LFL: Mercury Vapor | 2041 | CAPITAL | NEW | food sales | USD/gigalumen_year | us | us | 228697192857.966
commercial lighting | Low-Bay LFL: Mercury Vapor | 2041 | CAPITAL | NEW | food service | USD/gigalumen_year | us | us | 228697192857.966
commercial lighting | Low-Bay LFL: Mercury Vapor | 2041 | CAPITAL | NEW | health | USD/gigalumen_year | us | us | 228697192857.966
commercial lighting | Low-Bay LFL: Mercury Vapor | 2041 | CAPITAL | NEW | lodging | USD/gigalumen_year | us | us | 228697192857.966
commercial lighting | Low-Bay LFL: Mercury Vapor | 2041 | CAPITAL | NEW | merc/service | USD/gigalumen_year | us | us | 228697192857.966
commercial lighting | Low-Bay LFL: Mercury Vapor | 2041 | CAPITAL | NEW | office-large | USD/gigalumen_year | us | us | 228697192857.966
commercial lighting | Low-Bay LFL: Mercury Vapor | 2041 | CAPITAL | NEW | office-small | USD/gigalumen_year | us | us | 228697192857.966
commercial lighting | Low-Bay LFL: Mercury Vapor | 2041 | CAPITAL | NEW | other | USD/gigalumen_year | us | us | 228697192857.966
commercial lighting | Low-Bay LFL: Mercury Vapor | 2041 | CAPITAL | NEW | warehouse | USD/gigalumen_year | us | us | 228697192857.966
commercial lighting | Low-Bay LFL: Mercury Vapor | 2041 | CAPITAL | REPLACEMENT | assembly | USD/gigalumen_year | us | us | 228697192857.966
commercial lighting | Low-Bay LFL: Mercury Vapor | 2041 | CAPITAL | REPLACEMENT | education | USD/gigalumen_year | us | us | 228697192857.966
commercial lighting | Low-Bay LFL: Mercury Vapor | 2041 | CAPITAL | REPLACEMENT | food sales | USD/gigalumen_year | us | us | 228697192857.966
commercial lighting | Low-Bay LFL: Mercury Vapor | 2041 | CAPITAL | REPLACEMENT | food service | USD/gigalumen_year | us | us | 228697192857.966
commercial lighting | Low-Bay LFL: Mercury Vapor | 2041 | CAPITAL | REPLACEMENT | health | USD/gigalumen_year | us | us | 228697192857.966
commercial lighting | Low-Bay LFL: Mercury Vapor | 2041 | CAPITAL | REPLACEMENT | lodging | USD/gigalumen_year | us | us | 228697192857.966
commercial lighting | Low-Bay LFL: Mercury Vapor | 2041 | CAPITAL | REPLACEMENT | merc/service | USD/gigalumen_year | us | us | 228697192857.966
commercial lighting | Low-Bay LFL: Mercury Vapor | 2041 | CAPITAL | REPLACEMENT | office-large | USD/gigalumen_year | us | us | 228697192857.966
commercial lighting | Low-Bay LFL: Mercury Vapor | 2041 | CAPITAL | REPLACEMENT | office-small | USD/gigalumen_year | us | us | 228697192857.966
commercial lighting | Low-Bay LFL: Mercury Vapor | 2041 | CAPITAL | REPLACEMENT | other | USD/gigalumen_year | us | us | 228697192857.966
commercial lighting | Low-Bay LFL: Mercury Vapor | 2041 | CAPITAL | REPLACEMENT | warehouse | USD/gigalumen_year | us | us | 228697192857.966
commercial lighting | Low-Bay LFL: Mercury Vapor | 2041 | FIXED_OM | NEW | assembly | USD/gigalumen_year | us | us | 10335534599.1685
commercial lighting | Low-Bay LFL: Mercury Vapor | 2041 | FIXED_OM | NEW | education | USD/gigalumen_year | us | us | 10335534599.1685
commercial lighting | Low-Bay LFL: Mercury Vapor | 2041 | FIXED_OM | NEW | food sales | USD/gigalumen_year | us | us | 10335534599.1685
commercial lighting | Low-Bay LFL: Mercury Vapor | 2041 | FIXED_OM | NEW | food service | USD/gigalumen_year | us | us | 10335534599.1685
commercial lighting | Low-Bay LFL: Mercury Vapor | 2041 | FIXED_OM | NEW | health | USD/gigalumen_year | us | us | 10335534599.1685
commercial lighting | Low-Bay LFL: Mercury Vapor | 2041 | FIXED_OM | NEW | lodging | USD/gigalumen_year | us | us | 10335534599.1685
commercial lighting | Low-Bay LFL: Mercury Vapor | 2041 | FIXED_OM | NEW | merc/service | USD/gigalumen_year | us | us | 10335534599.1685
commercial lighting | Low-Bay LFL: Mercury Vapor | 2041 | FIXED_OM | NEW | office-large | USD/gigalumen_year | us | us | 10335534599.1685
commercial lighting | Low-Bay LFL: Mercury Vapor | 2041 | FIXED_OM | NEW | office-small | USD/gigalumen_year | us | us | 10335534599.1685
commercial lighting | Low-Bay LFL: Mercury Vapor | 2041 | FIXED_OM | NEW | other | USD/gigalumen_year | us | us | 10335534599.1685
commercial lighting | Low-Bay LFL: Mercury Vapor | 2041 | FIXED_OM | NEW | warehouse | USD/gigalumen_year | us | us | 10335534599.1685
commercial lighting | Low-Bay LFL: Mercury Vapor | 2041 | FIXED_OM | REPLACEMENT | assembly | USD/gigalumen_year | us | us | 10335534599.1685
commercial lighting | Low-Bay LFL: Mercury Vapor | 2041 | FIXED_OM | REPLACEMENT | education | USD/gigalumen_year | us | us | 10335534599.1685
commercial lighting | Low-Bay LFL: Mercury Vapor | 2041 | FIXED_OM | REPLACEMENT | food sales | USD/gigalumen_year | us | us | 10335534599.1685
commercial lighting | Low-Bay LFL: Mercury Vapor | 2041 | FIXED_OM | REPLACEMENT | food service | USD/gigalumen_year | us | us | 10335534599.1685
commercial lighting | Low-Bay LFL: Mercury Vapor | 2041 | FIXED_OM | REPLACEMENT | health | USD/gigalumen_year | us | us | 10335534599.1685
commercial lighting | Low-Bay LFL: Mercury Vapor | 2041 | FIXED_OM | REPLACEMENT | lodging | USD/gigalumen_year | us | us | 10335534599.1685
commercial lighting | Low-Bay LFL: Mercury Vapor | 2041 | FIXED_OM | REPLACEMENT | merc/service | USD/gigalumen_year | us | us | 10335534599.1685
commercial lighting | Low-Bay LFL: Mercury Vapor | 2041 | FIXED_OM | REPLACEMENT | office-large | USD/gigalumen_year | us | us | 10335534599.1685
commercial lighting | Low-Bay LFL: Mercury Vapor | 2041 | FIXED_OM | REPLACEMENT | office-small | USD/gigalumen_year | us | us | 10335534599.1685
commercial lighting | Low-Bay LFL: Mercury Vapor | 2041 | FIXED_OM | REPLACEMENT | other | USD/gigalumen_year | us | us | 10335534599.1685
commercial lighting | Low-Bay LFL: Mercury Vapor | 2041 | FIXED_OM | REPLACEMENT | warehouse | USD/gigalumen_year | us | us | 10335534599.1685
commercial lighting | Low-Bay LFL: Mercury Vapor | 2042 | CAPITAL | NEW | assembly | USD/gigalumen_year | us | us | 228697192857.966
commercial lighting | Low-Bay LFL: Mercury Vapor | 2042 | CAPITAL | NEW | education | USD/gigalumen_year | us | us | 228697192857.966
commercial lighting | Low-Bay LFL: Mercury Vapor | 2042 | CAPITAL | NEW | food sales | USD/gigalumen_year | us | us | 228697192857.966
commercial lighting | Low-Bay LFL: Mercury Vapor | 2042 | CAPITAL | NEW | food service | USD/gigalumen_year | us | us | 228697192857.966
commercial lighting | Low-Bay LFL: Mercury Vapor | 2042 | CAPITAL | NEW | health | USD/gigalumen_year | us | us | 228697192857.966
commercial lighting | Low-Bay LFL: Mercury Vapor | 2042 | CAPITAL | NEW | lodging | USD/gigalumen_year | us | us | 228697192857.966
commercial lighting | Low-Bay LFL: Mercury Vapor | 2042 | CAPITAL | NEW | merc/service | USD/gigalumen_year | us | us | 228697192857.966
commercial lighting | Low-Bay LFL: Mercury Vapor | 2042 | CAPITAL | NEW | office-large | USD/gigalumen_year | us | us | 228697192857.966
commercial lighting | Low-Bay LFL: Mercury Vapor | 2042 | CAPITAL | NEW | office-small | USD/gigalumen_year | us | us | 228697192857.966
commercial lighting | Low-Bay LFL: Mercury Vapor | 2042 | CAPITAL | NEW | other | USD/gigalumen_year | us | us | 228697192857.966
commercial lighting | Low-Bay LFL: Mercury Vapor | 2042 | CAPITAL | NEW | warehouse | USD/gigalumen_year | us | us | 228697192857.966
commercial lighting | Low-Bay LFL: Mercury Vapor | 2042 | CAPITAL | REPLACEMENT | assembly | USD/gigalumen_year | us | us | 228697192857.966
commercial lighting | Low-Bay LFL: Mercury Vapor | 2042 | CAPITAL | REPLACEMENT | education | USD/gigalumen_year | us | us | 228697192857.966
commercial lighting | Low-Bay LFL: Mercury Vapor | 2042 | CAPITAL | REPLACEMENT | food sales | USD/gigalumen_year | us | us | 228697192857.966
commercial lighting | Low-Bay LFL: Mercury Vapor | 2042 | CAPITAL | REPLACEMENT | food service | USD/gigalumen_year | us | us | 228697192857.966
commercial lighting | Low-Bay LFL: Mercury Vapor | 2042 | CAPITAL | REPLACEMENT | health | USD/gigalumen_year | us | us | 228697192857.966
commercial lighting | Low-Bay LFL: Mercury Vapor | 2042 | CAPITAL | REPLACEMENT | lodging | USD/gigalumen_year | us | us | 228697192857.966
commercial lighting | Low-Bay LFL: Mercury Vapor | 2042 | CAPITAL | REPLACEMENT | merc/service | USD/gigalumen_year | us | us | 228697192857.966
commercial lighting | Low-Bay LFL: Mercury Vapor | 2042 | CAPITAL | REPLACEMENT | office-large | USD/gigalumen_year | us | us | 228697192857.966
commercial lighting | Low-Bay LFL: Mercury Vapor | 2042 | CAPITAL | REPLACEMENT | office-small | USD/gigalumen_year | us | us | 228697192857.966
commercial lighting | Low-Bay LFL: Mercury Vapor | 2042 | CAPITAL | REPLACEMENT | other | USD/gigalumen_year | us | us | 228697192857.966
commercial lighting | Low-Bay LFL: Mercury Vapor | 2042 | CAPITAL | REPLACEMENT | warehouse | USD/gigalumen_year | us | us | 228697192857.966
commercial lighting | Low-Bay LFL: Mercury Vapor | 2042 | FIXED_OM | NEW | assembly | USD/gigalumen_year | us | us | 10335534599.1685
commercial lighting | Low-Bay LFL: Mercury Vapor | 2042 | FIXED_OM | NEW | education | USD/gigalumen_year | us | us | 10335534599.1685
commercial lighting | Low-Bay LFL: Mercury Vapor | 2042 | FIXED_OM | NEW | food sales | USD/gigalumen_year | us | us | 10335534599.1685
commercial lighting | Low-Bay LFL: Mercury Vapor | 2042 | FIXED_OM | NEW | food service | USD/gigalumen_year | us | us | 10335534599.1685
commercial lighting | Low-Bay LFL: Mercury Vapor | 2042 | FIXED_OM | NEW | health | USD/gigalumen_year | us | us | 10335534599.1685
commercial lighting | Low-Bay LFL: Mercury Vapor | 2042 | FIXED_OM | NEW | lodging | USD/gigalumen_year | us | us | 10335534599.1685
commercial lighting | Low-Bay LFL: Mercury Vapor | 2042 | FIXED_OM | NEW | merc/service | USD/gigalumen_year | us | us | 10335534599.1685
commercial lighting | Low-Bay LFL: Mercury Vapor | 2042 | FIXED_OM | NEW | office-large | USD/gigalumen_year | us | us | 10335534599.1685
commercial lighting | Low-Bay LFL: Mercury Vapor | 2042 | FIXED_OM | NEW | office-small | USD/gigalumen_year | us | us | 10335534599.1685
commercial lighting | Low-Bay LFL: Mercury Vapor | 2042 | FIXED_OM | NEW | other | USD/gigalumen_year | us | us | 10335534599.1685
commercial lighting | Low-Bay LFL: Mercury Vapor | 2042 | FIXED_OM | NEW | warehouse | USD/gigalumen_year | us | us | 10335534599.1685
commercial lighting | Low-Bay LFL: Mercury Vapor | 2042 | FIXED_OM | REPLACEMENT | assembly | USD/gigalumen_year | us | us | 10335534599.1685
commercial lighting | Low-Bay LFL: Mercury Vapor | 2042 | FIXED_OM | REPLACEMENT | education | USD/gigalumen_year | us | us | 10335534599.1685
commercial lighting | Low-Bay LFL: Mercury Vapor | 2042 | FIXED_OM | REPLACEMENT | food sales | USD/gigalumen_year | us | us | 10335534599.1685
commercial lighting | Low-Bay LFL: Mercury Vapor | 2042 | FIXED_OM | REPLACEMENT | food service | USD/gigalumen_year | us | us | 10335534599.1685
commercial lighting | Low-Bay LFL: Mercury Vapor | 2042 | FIXED_OM | REPLACEMENT | health | USD/gigalumen_year | us | us | 10335534599.1685
commercial lighting | Low-Bay LFL: Mercury Vapor | 2042 | FIXED_OM | REPLACEMENT | lodging | USD/gigalumen_year | us | us | 10335534599.1685
commercial lighting | Low-Bay LFL: Mercury Vapor | 2042 | FIXED_OM | REPLACEMENT | merc/service | USD/gigalumen_year | us | us | 10335534599.1685
commercial lighting | Low-Bay LFL: Mercury Vapor | 2042 | FIXED_OM | REPLACEMENT | office-large | USD/gigalumen_year | us | us | 10335534599.1685
commercial lighting | Low-Bay LFL: Mercury Vapor | 2042 | FIXED_OM | REPLACEMENT | office-small | USD/gigalumen_year | us | us | 10335534599.1685
commercial lighting | Low-Bay LFL: Mercury Vapor | 2042 | FIXED_OM | REPLACEMENT | other | USD/gigalumen_year | us | us | 10335534599.1685
commercial lighting | Low-Bay LFL: Mercury Vapor | 2042 | FIXED_OM | REPLACEMENT | warehouse | USD/gigalumen_year | us | us | 10335534599.1685
commercial lighting | Low-Bay LFL: Mercury Vapor | 2043 | CAPITAL | NEW | assembly | USD/gigalumen_year | us | us | 228697192857.966
commercial lighting | Low-Bay LFL: Mercury Vapor | 2043 | CAPITAL | NEW | education | USD/gigalumen_year | us | us | 228697192857.966
commercial lighting | Low-Bay LFL: Mercury Vapor | 2043 | CAPITAL | NEW | food sales | USD/gigalumen_year | us | us | 228697192857.966
commercial lighting | Low-Bay LFL: Mercury Vapor | 2043 | CAPITAL | NEW | food service | USD/gigalumen_year | us | us | 228697192857.966
commercial lighting | Low-Bay LFL: Mercury Vapor | 2043 | CAPITAL | NEW | health | USD/gigalumen_year | us | us | 228697192857.966
commercial lighting | Low-Bay LFL: Mercury Vapor | 2043 | CAPITAL | NEW | lodging | USD/gigalumen_year | us | us | 228697192857.966
commercial lighting | Low-Bay LFL: Mercury Vapor | 2043 | CAPITAL | NEW | merc/service | USD/gigalumen_year | us | us | 228697192857.966
commercial lighting | Low-Bay LFL: Mercury Vapor | 2043 | CAPITAL | NEW | office-large | USD/gigalumen_year | us | us | 228697192857.966
commercial lighting | Low-Bay LFL: Mercury Vapor | 2043 | CAPITAL | NEW | office-small | USD/gigalumen_year | us | us | 228697192857.966
commercial lighting | Low-Bay LFL: Mercury Vapor | 2043 | CAPITAL | NEW | other | USD/gigalumen_year | us | us | 228697192857.966
commercial lighting | Low-Bay LFL: Mercury Vapor | 2043 | CAPITAL | NEW | warehouse | USD/gigalumen_year | us | us | 228697192857.966
commercial lighting | Low-Bay LFL: Mercury Vapor | 2043 | CAPITAL | REPLACEMENT | assembly | USD/gigalumen_year | us | us | 228697192857.966
commercial lighting | Low-Bay LFL: Mercury Vapor | 2043 | CAPITAL | REPLACEMENT | education | USD/gigalumen_year | us | us | 228697192857.966
commercial lighting | Low-Bay LFL: Mercury Vapor | 2043 | CAPITAL | REPLACEMENT | food sales | USD/gigalumen_year | us | us | 228697192857.966
commercial lighting | Low-Bay LFL: Mercury Vapor | 2043 | CAPITAL | REPLACEMENT | food service | USD/gigalumen_year | us | us | 228697192857.966
commercial lighting | Low-Bay LFL: Mercury Vapor | 2043 | CAPITAL | REPLACEMENT | health | USD/gigalumen_year | us | us | 228697192857.966
commercial lighting | Low-Bay LFL: Mercury Vapor | 2043 | CAPITAL | REPLACEMENT | lodging | USD/gigalumen_year | us | us | 228697192857.966
commercial lighting | Low-Bay LFL: Mercury Vapor | 2043 | CAPITAL | REPLACEMENT | merc/service | USD/gigalumen_year | us | us | 228697192857.966
commercial lighting | Low-Bay LFL: Mercury Vapor | 2043 | CAPITAL | REPLACEMENT | office-large | USD/gigalumen_year | us | us | 228697192857.966
commercial lighting | Low-Bay LFL: Mercury Vapor | 2043 | CAPITAL | REPLACEMENT | office-small | USD/gigalumen_year | us | us | 228697192857.966
commercial lighting | Low-Bay LFL: Mercury Vapor | 2043 | CAPITAL | REPLACEMENT | other | USD/gigalumen_year | us | us | 228697192857.966
commercial lighting | Low-Bay LFL: Mercury Vapor | 2043 | CAPITAL | REPLACEMENT | warehouse | USD/gigalumen_year | us | us | 228697192857.966
commercial lighting | Low-Bay LFL: Mercury Vapor | 2043 | FIXED_OM | NEW | assembly | USD/gigalumen_year | us | us | 10335534599.1685
commercial lighting | Low-Bay LFL: Mercury Vapor | 2043 | FIXED_OM | NEW | education | USD/gigalumen_year | us | us | 10335534599.1685
commercial lighting | Low-Bay LFL: Mercury Vapor | 2043 | FIXED_OM | NEW | food sales | USD/gigalumen_year | us | us | 10335534599.1685
commercial lighting | Low-Bay LFL: Mercury Vapor | 2043 | FIXED_OM | NEW | food service | USD/gigalumen_year | us | us | 10335534599.1685
commercial lighting | Low-Bay LFL: Mercury Vapor | 2043 | FIXED_OM | NEW | health | USD/gigalumen_year | us | us | 10335534599.1685
commercial lighting | Low-Bay LFL: Mercury Vapor | 2043 | FIXED_OM | NEW | lodging | USD/gigalumen_year | us | us | 10335534599.1685
commercial lighting | Low-Bay LFL: Mercury Vapor | 2043 | FIXED_OM | NEW | merc/service | USD/gigalumen_year | us | us | 10335534599.1685
commercial lighting | Low-Bay LFL: Mercury Vapor | 2043 | FIXED_OM | NEW | office-large | USD/gigalumen_year | us | us | 10335534599.1685
commercial lighting | Low-Bay LFL: Mercury Vapor | 2043 | FIXED_OM | NEW | office-small | USD/gigalumen_year | us | us | 10335534599.1685
commercial lighting | Low-Bay LFL: Mercury Vapor | 2043 | FIXED_OM | NEW | other | USD/gigalumen_year | us | us | 10335534599.1685
commercial lighting | Low-Bay LFL: Mercury Vapor | 2043 | FIXED_OM | NEW | warehouse | USD/gigalumen_year | us | us | 10335534599.1685
commercial lighting | Low-Bay LFL: Mercury Vapor | 2043 | FIXED_OM | REPLACEMENT | assembly | USD/gigalumen_year | us | us | 10335534599.1685
commercial lighting | Low-Bay LFL: Mercury Vapor | 2043 | FIXED_OM | REPLACEMENT | education | USD/gigalumen_year | us | us | 10335534599.1685
commercial lighting | Low-Bay LFL: Mercury Vapor | 2043 | FIXED_OM | REPLACEMENT | food sales | USD/gigalumen_year | us | us | 10335534599.1685
commercial lighting | Low-Bay LFL: Mercury Vapor | 2043 | FIXED_OM | REPLACEMENT | food service | USD/gigalumen_year | us | us | 10335534599.1685
commercial lighting | Low-Bay LFL: Mercury Vapor | 2043 | FIXED_OM | REPLACEMENT | health | USD/gigalumen_year | us | us | 10335534599.1685
commercial lighting | Low-Bay LFL: Mercury Vapor | 2043 | FIXED_OM | REPLACEMENT | lodging | USD/gigalumen_year | us | us | 10335534599.1685
commercial lighting | Low-Bay LFL: Mercury Vapor | 2043 | FIXED_OM | REPLACEMENT | merc/service | USD/gigalumen_year | us | us | 10335534599.1685
commercial lighting | Low-Bay LFL: Mercury Vapor | 2043 | FIXED_OM | REPLACEMENT | office-large | USD/gigalumen_year | us | us | 10335534599.1685
commercial lighting | Low-Bay LFL: Mercury Vapor | 2043 | FIXED_OM | REPLACEMENT | office-small | USD/gigalumen_year | us | us | 10335534599.1685
commercial lighting | Low-Bay LFL: Mercury Vapor | 2043 | FIXED_OM | REPLACEMENT | other | USD/gigalumen_year | us | us | 10335534599.1685
commercial lighting | Low-Bay LFL: Mercury Vapor | 2043 | FIXED_OM | REPLACEMENT | warehouse | USD/gigalumen_year | us | us | 10335534599.1685
commercial lighting | Low-Bay LFL: Mercury Vapor | 2044 | CAPITAL | NEW | assembly | USD/gigalumen_year | us | us | 228697192857.966
commercial lighting | Low-Bay LFL: Mercury Vapor | 2044 | CAPITAL | NEW | education | USD/gigalumen_year | us | us | 228697192857.966
commercial lighting | Low-Bay LFL: Mercury Vapor | 2044 | CAPITAL | NEW | food sales | USD/gigalumen_year | us | us | 228697192857.966
commercial lighting | Low-Bay LFL: Mercury Vapor | 2044 | CAPITAL | NEW | food service | USD/gigalumen_year | us | us | 228697192857.966
commercial lighting | Low-Bay LFL: Mercury Vapor | 2044 | CAPITAL | NEW | health | USD/gigalumen_year | us | us | 228697192857.966
commercial lighting | Low-Bay LFL: Mercury Vapor | 2044 | CAPITAL | NEW | lodging | USD/gigalumen_year | us | us | 228697192857.966
commercial lighting | Low-Bay LFL: Mercury Vapor | 2044 | CAPITAL | NEW | merc/service | USD/gigalumen_year | us | us | 228697192857.966
commercial lighting | Low-Bay LFL: Mercury Vapor | 2044 | CAPITAL | NEW | office-large | USD/gigalumen_year | us | us | 228697192857.966
commercial lighting | Low-Bay LFL: Mercury Vapor | 2044 | CAPITAL | NEW | office-small | USD/gigalumen_year | us | us | 228697192857.966
commercial lighting | Low-Bay LFL: Mercury Vapor | 2044 | CAPITAL | NEW | other | USD/gigalumen_year | us | us | 228697192857.966
commercial lighting | Low-Bay LFL: Mercury Vapor | 2044 | CAPITAL | NEW | warehouse | USD/gigalumen_year | us | us | 228697192857.966
commercial lighting | Low-Bay LFL: Mercury Vapor | 2044 | CAPITAL | REPLACEMENT | assembly | USD/gigalumen_year | us | us | 228697192857.966
commercial lighting | Low-Bay LFL: Mercury Vapor | 2044 | CAPITAL | REPLACEMENT | education | USD/gigalumen_year | us | us | 228697192857.966
commercial lighting | Low-Bay LFL: Mercury Vapor | 2044 | CAPITAL | REPLACEMENT | food sales | USD/gigalumen_year | us | us | 228697192857.966
commercial lighting | Low-Bay LFL: Mercury Vapor | 2044 | CAPITAL | REPLACEMENT | food service | USD/gigalumen_year | us | us | 228697192857.966
commercial lighting | Low-Bay LFL: Mercury Vapor | 2044 | CAPITAL | REPLACEMENT | health | USD/gigalumen_year | us | us | 228697192857.966
commercial lighting | Low-Bay LFL: Mercury Vapor | 2044 | CAPITAL | REPLACEMENT | lodging | USD/gigalumen_year | us | us | 228697192857.966
commercial lighting | Low-Bay LFL: Mercury Vapor | 2044 | CAPITAL | REPLACEMENT | merc/service | USD/gigalumen_year | us | us | 228697192857.966
commercial lighting | Low-Bay LFL: Mercury Vapor | 2044 | CAPITAL | REPLACEMENT | office-large | USD/gigalumen_year | us | us | 228697192857.966
commercial lighting | Low-Bay LFL: Mercury Vapor | 2044 | CAPITAL | REPLACEMENT | office-small | USD/gigalumen_year | us | us | 228697192857.966
commercial lighting | Low-Bay LFL: Mercury Vapor | 2044 | CAPITAL | REPLACEMENT | other | USD/gigalumen_year | us | us | 228697192857.966
commercial lighting | Low-Bay LFL: Mercury Vapor | 2044 | CAPITAL | REPLACEMENT | warehouse | USD/gigalumen_year | us | us | 228697192857.966
commercial lighting | Low-Bay LFL: Mercury Vapor | 2044 | FIXED_OM | NEW | assembly | USD/gigalumen_year | us | us | 10335534599.1685
commercial lighting | Low-Bay LFL: Mercury Vapor | 2044 | FIXED_OM | NEW | education | USD/gigalumen_year | us | us | 10335534599.1685
commercial lighting | Low-Bay LFL: Mercury Vapor | 2044 | FIXED_OM | NEW | food sales | USD/gigalumen_year | us | us | 10335534599.1685
commercial lighting | Low-Bay LFL: Mercury Vapor | 2044 | FIXED_OM | NEW | food service | USD/gigalumen_year | us | us | 10335534599.1685
commercial lighting | Low-Bay LFL: Mercury Vapor | 2044 | FIXED_OM | NEW | health | USD/gigalumen_year | us | us | 10335534599.1685
commercial lighting | Low-Bay LFL: Mercury Vapor | 2044 | FIXED_OM | NEW | lodging | USD/gigalumen_year | us | us | 10335534599.1685
commercial lighting | Low-Bay LFL: Mercury Vapor | 2044 | FIXED_OM | NEW | merc/service | USD/gigalumen_year | us | us | 10335534599.1685
commercial lighting | Low-Bay LFL: Mercury Vapor | 2044 | FIXED_OM | NEW | office-large | USD/gigalumen_year | us | us | 10335534599.1685
commercial lighting | Low-Bay LFL: Mercury Vapor | 2044 | FIXED_OM | NEW | office-small | USD/gigalumen_year | us | us | 10335534599.1685
commercial lighting | Low-Bay LFL: Mercury Vapor | 2044 | FIXED_OM | NEW | other | USD/gigalumen_year | us | us | 10335534599.1685
commercial lighting | Low-Bay LFL: Mercury Vapor | 2044 | FIXED_OM | NEW | warehouse | USD/gigalumen_year | us | us | 10335534599.1685
commercial lighting | Low-Bay LFL: Mercury Vapor | 2044 | FIXED_OM | REPLACEMENT | assembly | USD/gigalumen_year | us | us | 10335534599.1685
commercial lighting | Low-Bay LFL: Mercury Vapor | 2044 | FIXED_OM | REPLACEMENT | education | USD/gigalumen_year | us | us | 10335534599.1685
commercial lighting | Low-Bay LFL: Mercury Vapor | 2044 | FIXED_OM | REPLACEMENT | food sales | USD/gigalumen_year | us | us | 10335534599.1685
commercial lighting | Low-Bay LFL: Mercury Vapor | 2044 | FIXED_OM | REPLACEMENT | food service | USD/gigalumen_year | us | us | 10335534599.1685
commercial lighting | Low-Bay LFL: Mercury Vapor | 2044 | FIXED_OM | REPLACEMENT | health | USD/gigalumen_year | us | us | 10335534599.1685
commercial lighting | Low-Bay LFL: Mercury Vapor | 2044 | FIXED_OM | REPLACEMENT | lodging | USD/gigalumen_year | us | us | 10335534599.1685
commercial lighting | Low-Bay LFL: Mercury Vapor | 2044 | FIXED_OM | REPLACEMENT | merc/service | USD/gigalumen_year | us | us | 10335534599.1685
commercial lighting | Low-Bay LFL: Mercury Vapor | 2044 | FIXED_OM | REPLACEMENT | office-large | USD/gigalumen_year | us | us | 10335534599.1685
commercial lighting | Low-Bay LFL: Mercury Vapor | 2044 | FIXED_OM | REPLACEMENT | office-small | USD/gigalumen_year | us | us | 10335534599.1685
commercial lighting | Low-Bay LFL: Mercury Vapor | 2044 | FIXED_OM | REPLACEMENT | other | USD/gigalumen_year | us | us | 10335534599.1685
commercial lighting | Low-Bay LFL: Mercury Vapor | 2044 | FIXED_OM | REPLACEMENT | warehouse | USD/gigalumen_year | us | us | 10335534599.1685
commercial lighting | Low-Bay LFL: Mercury Vapor | 2045 | CAPITAL | NEW | assembly | USD/gigalumen_year | us | us | 228697192857.966
commercial lighting | Low-Bay LFL: Mercury Vapor | 2045 | CAPITAL | NEW | education | USD/gigalumen_year | us | us | 228697192857.966
commercial lighting | Low-Bay LFL: Mercury Vapor | 2045 | CAPITAL | NEW | food sales | USD/gigalumen_year | us | us | 228697192857.966
commercial lighting | Low-Bay LFL: Mercury Vapor | 2045 | CAPITAL | NEW | food service | USD/gigalumen_year | us | us | 228697192857.966
commercial lighting | Low-Bay LFL: Mercury Vapor | 2045 | CAPITAL | NEW | health | USD/gigalumen_year | us | us | 228697192857.966
commercial lighting | Low-Bay LFL: Mercury Vapor | 2045 | CAPITAL | NEW | lodging | USD/gigalumen_year | us | us | 228697192857.966
commercial lighting | Low-Bay LFL: Mercury Vapor | 2045 | CAPITAL | NEW | merc/service | USD/gigalumen_year | us | us | 228697192857.966
commercial lighting | Low-Bay LFL: Mercury Vapor | 2045 | CAPITAL | NEW | office-large | USD/gigalumen_year | us | us | 228697192857.966
commercial lighting | Low-Bay LFL: Mercury Vapor | 2045 | CAPITAL | NEW | office-small | USD/gigalumen_year | us | us | 228697192857.966
commercial lighting | Low-Bay LFL: Mercury Vapor | 2045 | CAPITAL | NEW | other | USD/gigalumen_year | us | us | 228697192857.966
commercial lighting | Low-Bay LFL: Mercury Vapor | 2045 | CAPITAL | NEW | warehouse | USD/gigalumen_year | us | us | 228697192857.966
commercial lighting | Low-Bay LFL: Mercury Vapor | 2045 | CAPITAL | REPLACEMENT | assembly | USD/gigalumen_year | us | us | 228697192857.966
commercial lighting | Low-Bay LFL: Mercury Vapor | 2045 | CAPITAL | REPLACEMENT | education | USD/gigalumen_year | us | us | 228697192857.966
commercial lighting | Low-Bay LFL: Mercury Vapor | 2045 | CAPITAL | REPLACEMENT | food sales | USD/gigalumen_year | us | us | 228697192857.966
commercial lighting | Low-Bay LFL: Mercury Vapor | 2045 | CAPITAL | REPLACEMENT | food service | USD/gigalumen_year | us | us | 228697192857.966
commercial lighting | Low-Bay LFL: Mercury Vapor | 2045 | CAPITAL | REPLACEMENT | health | USD/gigalumen_year | us | us | 228697192857.966
commercial lighting | Low-Bay LFL: Mercury Vapor | 2045 | CAPITAL | REPLACEMENT | lodging | USD/gigalumen_year | us | us | 228697192857.966
commercial lighting | Low-Bay LFL: Mercury Vapor | 2045 | CAPITAL | REPLACEMENT | merc/service | USD/gigalumen_year | us | us | 228697192857.966
commercial lighting | Low-Bay LFL: Mercury Vapor | 2045 | CAPITAL | REPLACEMENT | office-large | USD/gigalumen_year | us | us | 228697192857.966
commercial lighting | Low-Bay LFL: Mercury Vapor | 2045 | CAPITAL | REPLACEMENT | office-small | USD/gigalumen_year | us | us | 228697192857.966
commercial lighting | Low-Bay LFL: Mercury Vapor | 2045 | CAPITAL | REPLACEMENT | other | USD/gigalumen_year | us | us | 228697192857.966
commercial lighting | Low-Bay LFL: Mercury Vapor | 2045 | CAPITAL | REPLACEMENT | warehouse | USD/gigalumen_year | us | us | 228697192857.966
commercial lighting | Low-Bay LFL: Mercury Vapor | 2045 | FIXED_OM | NEW | assembly | USD/gigalumen_year | us | us | 10335534599.1685
commercial lighting | Low-Bay LFL: Mercury Vapor | 2045 | FIXED_OM | NEW | education | USD/gigalumen_year | us | us | 10335534599.1685
commercial lighting | Low-Bay LFL: Mercury Vapor | 2045 | FIXED_OM | NEW | food sales | USD/gigalumen_year | us | us | 10335534599.1685
commercial lighting | Low-Bay LFL: Mercury Vapor | 2045 | FIXED_OM | NEW | food service | USD/gigalumen_year | us | us | 10335534599.1685
commercial lighting | Low-Bay LFL: Mercury Vapor | 2045 | FIXED_OM | NEW | health | USD/gigalumen_year | us | us | 10335534599.1685
commercial lighting | Low-Bay LFL: Mercury Vapor | 2045 | FIXED_OM | NEW | lodging | USD/gigalumen_year | us | us | 10335534599.1685
commercial lighting | Low-Bay LFL: Mercury Vapor | 2045 | FIXED_OM | NEW | merc/service | USD/gigalumen_year | us | us | 10335534599.1685
commercial lighting | Low-Bay LFL: Mercury Vapor | 2045 | FIXED_OM | NEW | office-large | USD/gigalumen_year | us | us | 10335534599.1685
commercial lighting | Low-Bay LFL: Mercury Vapor | 2045 | FIXED_OM | NEW | office-small | USD/gigalumen_year | us | us | 10335534599.1685
commercial lighting | Low-Bay LFL: Mercury Vapor | 2045 | FIXED_OM | NEW | other | USD/gigalumen_year | us | us | 10335534599.1685
commercial lighting | Low-Bay LFL: Mercury Vapor | 2045 | FIXED_OM | NEW | warehouse | USD/gigalumen_year | us | us | 10335534599.1685
commercial lighting | Low-Bay LFL: Mercury Vapor | 2045 | FIXED_OM | REPLACEMENT | assembly | USD/gigalumen_year | us | us | 10335534599.1685
commercial lighting | Low-Bay LFL: Mercury Vapor | 2045 | FIXED_OM | REPLACEMENT | education | USD/gigalumen_year | us | us | 10335534599.1685
commercial lighting | Low-Bay LFL: Mercury Vapor | 2045 | FIXED_OM | REPLACEMENT | food sales | USD/gigalumen_year | us | us | 10335534599.1685
commercial lighting | Low-Bay LFL: Mercury Vapor | 2045 | FIXED_OM | REPLACEMENT | food service | USD/gigalumen_year | us | us | 10335534599.1685
commercial lighting | Low-Bay LFL: Mercury Vapor | 2045 | FIXED_OM | REPLACEMENT | health | USD/gigalumen_year | us | us | 10335534599.1685
commercial lighting | Low-Bay LFL: Mercury Vapor | 2045 | FIXED_OM | REPLACEMENT | lodging | USD/gigalumen_year | us | us | 10335534599.1685
commercial lighting | Low-Bay LFL: Mercury Vapor | 2045 | FIXED_OM | REPLACEMENT | merc/service | USD/gigalumen_year | us | us | 10335534599.1685
commercial lighting | Low-Bay LFL: Mercury Vapor | 2045 | FIXED_OM | REPLACEMENT | office-large | USD/gigalumen_year | us | us | 10335534599.1685
commercial lighting | Low-Bay LFL: Mercury Vapor | 2045 | FIXED_OM | REPLACEMENT | office-small | USD/gigalumen_year | us | us | 10335534599.1685
commercial lighting | Low-Bay LFL: Mercury Vapor | 2045 | FIXED_OM | REPLACEMENT | other | USD/gigalumen_year | us | us | 10335534599.1685
commercial lighting | Low-Bay LFL: Mercury Vapor | 2045 | FIXED_OM | REPLACEMENT | warehouse | USD/gigalumen_year | us | us | 10335534599.1685
commercial lighting | Low-Bay LFL: Mercury Vapor | 2046 | CAPITAL | NEW | assembly | USD/gigalumen_year | us | us | 228697192857.966
commercial lighting | Low-Bay LFL: Mercury Vapor | 2046 | CAPITAL | NEW | education | USD/gigalumen_year | us | us | 228697192857.966
commercial lighting | Low-Bay LFL: Mercury Vapor | 2046 | CAPITAL | NEW | food sales | USD/gigalumen_year | us | us | 228697192857.966
commercial lighting | Low-Bay LFL: Mercury Vapor | 2046 | CAPITAL | NEW | food service | USD/gigalumen_year | us | us | 228697192857.966
commercial lighting | Low-Bay LFL: Mercury Vapor | 2046 | CAPITAL | NEW | health | USD/gigalumen_year | us | us | 228697192857.966
commercial lighting | Low-Bay LFL: Mercury Vapor | 2046 | CAPITAL | NEW | lodging | USD/gigalumen_year | us | us | 228697192857.966
commercial lighting | Low-Bay LFL: Mercury Vapor | 2046 | CAPITAL | NEW | merc/service | USD/gigalumen_year | us | us | 228697192857.966
commercial lighting | Low-Bay LFL: Mercury Vapor | 2046 | CAPITAL | NEW | office-large | USD/gigalumen_year | us | us | 228697192857.966
commercial lighting | Low-Bay LFL: Mercury Vapor | 2046 | CAPITAL | NEW | office-small | USD/gigalumen_year | us | us | 228697192857.966
commercial lighting | Low-Bay LFL: Mercury Vapor | 2046 | CAPITAL | NEW | other | USD/gigalumen_year | us | us | 228697192857.966
commercial lighting | Low-Bay LFL: Mercury Vapor | 2046 | CAPITAL | NEW | warehouse | USD/gigalumen_year | us | us | 228697192857.966
commercial lighting | Low-Bay LFL: Mercury Vapor | 2046 | CAPITAL | REPLACEMENT | assembly | USD/gigalumen_year | us | us | 228697192857.966
commercial lighting | Low-Bay LFL: Mercury Vapor | 2046 | CAPITAL | REPLACEMENT | education | USD/gigalumen_year | us | us | 228697192857.966
commercial lighting | Low-Bay LFL: Mercury Vapor | 2046 | CAPITAL | REPLACEMENT | food sales | USD/gigalumen_year | us | us | 228697192857.966
commercial lighting | Low-Bay LFL: Mercury Vapor | 2046 | CAPITAL | REPLACEMENT | food service | USD/gigalumen_year | us | us | 228697192857.966
commercial lighting | Low-Bay LFL: Mercury Vapor | 2046 | CAPITAL | REPLACEMENT | health | USD/gigalumen_year | us | us | 228697192857.966
commercial lighting | Low-Bay LFL: Mercury Vapor | 2046 | CAPITAL | REPLACEMENT | lodging | USD/gigalumen_year | us | us | 228697192857.966
commercial lighting | Low-Bay LFL: Mercury Vapor | 2046 | CAPITAL | REPLACEMENT | merc/service | USD/gigalumen_year | us | us | 228697192857.966
commercial lighting | Low-Bay LFL: Mercury Vapor | 2046 | CAPITAL | REPLACEMENT | office-large | USD/gigalumen_year | us | us | 228697192857.966
commercial lighting | Low-Bay LFL: Mercury Vapor | 2046 | CAPITAL | REPLACEMENT | office-small | USD/gigalumen_year | us | us | 228697192857.966
commercial lighting | Low-Bay LFL: Mercury Vapor | 2046 | CAPITAL | REPLACEMENT | other | USD/gigalumen_year | us | us | 228697192857.966
commercial lighting | Low-Bay LFL: Mercury Vapor | 2046 | CAPITAL | REPLACEMENT | warehouse | USD/gigalumen_year | us | us | 228697192857.966
commercial lighting | Low-Bay LFL: Mercury Vapor | 2046 | FIXED_OM | NEW | assembly | USD/gigalumen_year | us | us | 10335534599.1685
commercial lighting | Low-Bay LFL: Mercury Vapor | 2046 | FIXED_OM | NEW | education | USD/gigalumen_year | us | us | 10335534599.1685
commercial lighting | Low-Bay LFL: Mercury Vapor | 2046 | FIXED_OM | NEW | food sales | USD/gigalumen_year | us | us | 10335534599.1685
commercial lighting | Low-Bay LFL: Mercury Vapor | 2046 | FIXED_OM | NEW | food service | USD/gigalumen_year | us | us | 10335534599.1685
commercial lighting | Low-Bay LFL: Mercury Vapor | 2046 | FIXED_OM | NEW | health | USD/gigalumen_year | us | us | 10335534599.1685
commercial lighting | Low-Bay LFL: Mercury Vapor | 2046 | FIXED_OM | NEW | lodging | USD/gigalumen_year | us | us | 10335534599.1685
commercial lighting | Low-Bay LFL: Mercury Vapor | 2046 | FIXED_OM | NEW | merc/service | USD/gigalumen_year | us | us | 10335534599.1685
commercial lighting | Low-Bay LFL: Mercury Vapor | 2046 | FIXED_OM | NEW | office-large | USD/gigalumen_year | us | us | 10335534599.1685
commercial lighting | Low-Bay LFL: Mercury Vapor | 2046 | FIXED_OM | NEW | office-small | USD/gigalumen_year | us | us | 10335534599.1685
commercial lighting | Low-Bay LFL: Mercury Vapor | 2046 | FIXED_OM | NEW | other | USD/gigalumen_year | us | us | 10335534599.1685
commercial lighting | Low-Bay LFL: Mercury Vapor | 2046 | FIXED_OM | NEW | warehouse | USD/gigalumen_year | us | us | 10335534599.1685
commercial lighting | Low-Bay LFL: Mercury Vapor | 2046 | FIXED_OM | REPLACEMENT | assembly | USD/gigalumen_year | us | us | 10335534599.1685
commercial lighting | Low-Bay LFL: Mercury Vapor | 2046 | FIXED_OM | REPLACEMENT | education | USD/gigalumen_year | us | us | 10335534599.1685
commercial lighting | Low-Bay LFL: Mercury Vapor | 2046 | FIXED_OM | REPLACEMENT | food sales | USD/gigalumen_year | us | us | 10335534599.1685
commercial lighting | Low-Bay LFL: Mercury Vapor | 2046 | FIXED_OM | REPLACEMENT | food service | USD/gigalumen_year | us | us | 10335534599.1685
commercial lighting | Low-Bay LFL: Mercury Vapor | 2046 | FIXED_OM | REPLACEMENT | health | USD/gigalumen_year | us | us | 10335534599.1685
commercial lighting | Low-Bay LFL: Mercury Vapor | 2046 | FIXED_OM | REPLACEMENT | lodging | USD/gigalumen_year | us | us | 10335534599.1685
commercial lighting | Low-Bay LFL: Mercury Vapor | 2046 | FIXED_OM | REPLACEMENT | merc/service | USD/gigalumen_year | us | us | 10335534599.1685
commercial lighting | Low-Bay LFL: Mercury Vapor | 2046 | FIXED_OM | REPLACEMENT | office-large | USD/gigalumen_year | us | us | 10335534599.1685
commercial lighting | Low-Bay LFL: Mercury Vapor | 2046 | FIXED_OM | REPLACEMENT | office-small | USD/gigalumen_year | us | us | 10335534599.1685
commercial lighting | Low-Bay LFL: Mercury Vapor | 2046 | FIXED_OM | REPLACEMENT | other | USD/gigalumen_year | us | us | 10335534599.1685
commercial lighting | Low-Bay LFL: Mercury Vapor | 2046 | FIXED_OM | REPLACEMENT | warehouse | USD/gigalumen_year | us | us | 10335534599.1685
commercial lighting | Low-Bay LFL: Mercury Vapor | 2047 | CAPITAL | NEW | assembly | USD/gigalumen_year | us | us | 228697192857.966
commercial lighting | Low-Bay LFL: Mercury Vapor | 2047 | CAPITAL | NEW | education | USD/gigalumen_year | us | us | 228697192857.966
commercial lighting | Low-Bay LFL: Mercury Vapor | 2047 | CAPITAL | NEW | food sales | USD/gigalumen_year | us | us | 228697192857.966
commercial lighting | Low-Bay LFL: Mercury Vapor | 2047 | CAPITAL | NEW | food service | USD/gigalumen_year | us | us | 228697192857.966
commercial lighting | Low-Bay LFL: Mercury Vapor | 2047 | CAPITAL | NEW | health | USD/gigalumen_year | us | us | 228697192857.966
commercial lighting | Low-Bay LFL: Mercury Vapor | 2047 | CAPITAL | NEW | lodging | USD/gigalumen_year | us | us | 228697192857.966
commercial lighting | Low-Bay LFL: Mercury Vapor | 2047 | CAPITAL | NEW | merc/service | USD/gigalumen_year | us | us | 228697192857.966
commercial lighting | Low-Bay LFL: Mercury Vapor | 2047 | CAPITAL | NEW | office-large | USD/gigalumen_year | us | us | 228697192857.966
commercial lighting | Low-Bay LFL: Mercury Vapor | 2047 | CAPITAL | NEW | office-small | USD/gigalumen_year | us | us | 228697192857.966
commercial lighting | Low-Bay LFL: Mercury Vapor | 2047 | CAPITAL | NEW | other | USD/gigalumen_year | us | us | 228697192857.966
commercial lighting | Low-Bay LFL: Mercury Vapor | 2047 | CAPITAL | NEW | warehouse | USD/gigalumen_year | us | us | 228697192857.966
commercial lighting | Low-Bay LFL: Mercury Vapor | 2047 | CAPITAL | REPLACEMENT | assembly | USD/gigalumen_year | us | us | 228697192857.966
commercial lighting | Low-Bay LFL: Mercury Vapor | 2047 | CAPITAL | REPLACEMENT | education | USD/gigalumen_year | us | us | 228697192857.966
commercial lighting | Low-Bay LFL: Mercury Vapor | 2047 | CAPITAL | REPLACEMENT | food sales | USD/gigalumen_year | us | us | 228697192857.966
commercial lighting | Low-Bay LFL: Mercury Vapor | 2047 | CAPITAL | REPLACEMENT | food service | USD/gigalumen_year | us | us | 228697192857.966
commercial lighting | Low-Bay LFL: Mercury Vapor | 2047 | CAPITAL | REPLACEMENT | health | USD/gigalumen_year | us | us | 228697192857.966
commercial lighting | Low-Bay LFL: Mercury Vapor | 2047 | CAPITAL | REPLACEMENT | lodging | USD/gigalumen_year | us | us | 228697192857.966
commercial lighting | Low-Bay LFL: Mercury Vapor | 2047 | CAPITAL | REPLACEMENT | merc/service | USD/gigalumen_year | us | us | 228697192857.966
commercial lighting | Low-Bay LFL: Mercury Vapor | 2047 | CAPITAL | REPLACEMENT | office-large | USD/gigalumen_year | us | us | 228697192857.966
commercial lighting | Low-Bay LFL: Mercury Vapor | 2047 | CAPITAL | REPLACEMENT | office-small | USD/gigalumen_year | us | us | 228697192857.966
commercial lighting | Low-Bay LFL: Mercury Vapor | 2047 | CAPITAL | REPLACEMENT | other | USD/gigalumen_year | us | us | 228697192857.966
commercial lighting | Low-Bay LFL: Mercury Vapor | 2047 | CAPITAL | REPLACEMENT | warehouse | USD/gigalumen_year | us | us | 228697192857.966
commercial lighting | Low-Bay LFL: Mercury Vapor | 2047 | FIXED_OM | NEW | assembly | USD/gigalumen_year | us | us | 10335534599.1685
commercial lighting | Low-Bay LFL: Mercury Vapor | 2047 | FIXED_OM | NEW | education | USD/gigalumen_year | us | us | 10335534599.1685
commercial lighting | Low-Bay LFL: Mercury Vapor | 2047 | FIXED_OM | NEW | food sales | USD/gigalumen_year | us | us | 10335534599.1685
commercial lighting | Low-Bay LFL: Mercury Vapor | 2047 | FIXED_OM | NEW | food service | USD/gigalumen_year | us | us | 10335534599.1685
commercial lighting | Low-Bay LFL: Mercury Vapor | 2047 | FIXED_OM | NEW | health | USD/gigalumen_year | us | us | 10335534599.1685
commercial lighting | Low-Bay LFL: Mercury Vapor | 2047 | FIXED_OM | NEW | lodging | USD/gigalumen_year | us | us | 10335534599.1685
commercial lighting | Low-Bay LFL: Mercury Vapor | 2047 | FIXED_OM | NEW | merc/service | USD/gigalumen_year | us | us | 10335534599.1685
commercial lighting | Low-Bay LFL: Mercury Vapor | 2047 | FIXED_OM | NEW | office-large | USD/gigalumen_year | us | us | 10335534599.1685
commercial lighting | Low-Bay LFL: Mercury Vapor | 2047 | FIXED_OM | NEW | office-small | USD/gigalumen_year | us | us | 10335534599.1685
commercial lighting | Low-Bay LFL: Mercury Vapor | 2047 | FIXED_OM | NEW | other | USD/gigalumen_year | us | us | 10335534599.1685
commercial lighting | Low-Bay LFL: Mercury Vapor | 2047 | FIXED_OM | NEW | warehouse | USD/gigalumen_year | us | us | 10335534599.1685
commercial lighting | Low-Bay LFL: Mercury Vapor | 2047 | FIXED_OM | REPLACEMENT | assembly | USD/gigalumen_year | us | us | 10335534599.1685
commercial lighting | Low-Bay LFL: Mercury Vapor | 2047 | FIXED_OM | REPLACEMENT | education | USD/gigalumen_year | us | us | 10335534599.1685
commercial lighting | Low-Bay LFL: Mercury Vapor | 2047 | FIXED_OM | REPLACEMENT | food sales | USD/gigalumen_year | us | us | 10335534599.1685
commercial lighting | Low-Bay LFL: Mercury Vapor | 2047 | FIXED_OM | REPLACEMENT | food service | USD/gigalumen_year | us | us | 10335534599.1685
commercial lighting | Low-Bay LFL: Mercury Vapor | 2047 | FIXED_OM | REPLACEMENT | health | USD/gigalumen_year | us | us | 10335534599.1685
commercial lighting | Low-Bay LFL: Mercury Vapor | 2047 | FIXED_OM | REPLACEMENT | lodging | USD/gigalumen_year | us | us | 10335534599.1685
commercial lighting | Low-Bay LFL: Mercury Vapor | 2047 | FIXED_OM | REPLACEMENT | merc/service | USD/gigalumen_year | us | us | 10335534599.1685
commercial lighting | Low-Bay LFL: Mercury Vapor | 2047 | FIXED_OM | REPLACEMENT | office-large | USD/gigalumen_year | us | us | 10335534599.1685
commercial lighting | Low-Bay LFL: Mercury Vapor | 2047 | FIXED_OM | REPLACEMENT | office-small | USD/gigalumen_year | us | us | 10335534599.1685
commercial lighting | Low-Bay LFL: Mercury Vapor | 2047 | FIXED_OM | REPLACEMENT | other | USD/gigalumen_year | us | us | 10335534599.1685
commercial lighting | Low-Bay LFL: Mercury Vapor | 2047 | FIXED_OM | REPLACEMENT | warehouse | USD/gigalumen_year | us | us | 10335534599.1685
commercial lighting | Low-Bay LFL: Mercury Vapor | 2048 | CAPITAL | NEW | assembly | USD/gigalumen_year | us | us | 228697192857.966
commercial lighting | Low-Bay LFL: Mercury Vapor | 2048 | CAPITAL | NEW | education | USD/gigalumen_year | us | us | 228697192857.966
commercial lighting | Low-Bay LFL: Mercury Vapor | 2048 | CAPITAL | NEW | food sales | USD/gigalumen_year | us | us | 228697192857.966
commercial lighting | Low-Bay LFL: Mercury Vapor | 2048 | CAPITAL | NEW | food service | USD/gigalumen_year | us | us | 228697192857.966
commercial lighting | Low-Bay LFL: Mercury Vapor | 2048 | CAPITAL | NEW | health | USD/gigalumen_year | us | us | 228697192857.966
commercial lighting | Low-Bay LFL: Mercury Vapor | 2048 | CAPITAL | NEW | lodging | USD/gigalumen_year | us | us | 228697192857.966
commercial lighting | Low-Bay LFL: Mercury Vapor | 2048 | CAPITAL | NEW | merc/service | USD/gigalumen_year | us | us | 228697192857.966
commercial lighting | Low-Bay LFL: Mercury Vapor | 2048 | CAPITAL | NEW | office-large | USD/gigalumen_year | us | us | 228697192857.966
commercial lighting | Low-Bay LFL: Mercury Vapor | 2048 | CAPITAL | NEW | office-small | USD/gigalumen_year | us | us | 228697192857.966
commercial lighting | Low-Bay LFL: Mercury Vapor | 2048 | CAPITAL | NEW | other | USD/gigalumen_year | us | us | 228697192857.966
commercial lighting | Low-Bay LFL: Mercury Vapor | 2048 | CAPITAL | NEW | warehouse | USD/gigalumen_year | us | us | 228697192857.966
commercial lighting | Low-Bay LFL: Mercury Vapor | 2048 | CAPITAL | REPLACEMENT | assembly | USD/gigalumen_year | us | us | 228697192857.966
commercial lighting | Low-Bay LFL: Mercury Vapor | 2048 | CAPITAL | REPLACEMENT | education | USD/gigalumen_year | us | us | 228697192857.966
commercial lighting | Low-Bay LFL: Mercury Vapor | 2048 | CAPITAL | REPLACEMENT | food sales | USD/gigalumen_year | us | us | 228697192857.966
commercial lighting | Low-Bay LFL: Mercury Vapor | 2048 | CAPITAL | REPLACEMENT | food service | USD/gigalumen_year | us | us | 228697192857.966
commercial lighting | Low-Bay LFL: Mercury Vapor | 2048 | CAPITAL | REPLACEMENT | health | USD/gigalumen_year | us | us | 228697192857.966
commercial lighting | Low-Bay LFL: Mercury Vapor | 2048 | CAPITAL | REPLACEMENT | lodging | USD/gigalumen_year | us | us | 228697192857.966
commercial lighting | Low-Bay LFL: Mercury Vapor | 2048 | CAPITAL | REPLACEMENT | merc/service | USD/gigalumen_year | us | us | 228697192857.966
commercial lighting | Low-Bay LFL: Mercury Vapor | 2048 | CAPITAL | REPLACEMENT | office-large | USD/gigalumen_year | us | us | 228697192857.966
commercial lighting | Low-Bay LFL: Mercury Vapor | 2048 | CAPITAL | REPLACEMENT | office-small | USD/gigalumen_year | us | us | 228697192857.966
commercial lighting | Low-Bay LFL: Mercury Vapor | 2048 | CAPITAL | REPLACEMENT | other | USD/gigalumen_year | us | us | 228697192857.966
commercial lighting | Low-Bay LFL: Mercury Vapor | 2048 | CAPITAL | REPLACEMENT | warehouse | USD/gigalumen_year | us | us | 228697192857.966
commercial lighting | Low-Bay LFL: Mercury Vapor | 2048 | FIXED_OM | NEW | assembly | USD/gigalumen_year | us | us | 10335534599.1685
commercial lighting | Low-Bay LFL: Mercury Vapor | 2048 | FIXED_OM | NEW | education | USD/gigalumen_year | us | us | 10335534599.1685
commercial lighting | Low-Bay LFL: Mercury Vapor | 2048 | FIXED_OM | NEW | food sales | USD/gigalumen_year | us | us | 10335534599.1685
commercial lighting | Low-Bay LFL: Mercury Vapor | 2048 | FIXED_OM | NEW | food service | USD/gigalumen_year | us | us | 10335534599.1685
commercial lighting | Low-Bay LFL: Mercury Vapor | 2048 | FIXED_OM | NEW | health | USD/gigalumen_year | us | us | 10335534599.1685
commercial lighting | Low-Bay LFL: Mercury Vapor | 2048 | FIXED_OM | NEW | lodging | USD/gigalumen_year | us | us | 10335534599.1685
commercial lighting | Low-Bay LFL: Mercury Vapor | 2048 | FIXED_OM | NEW | merc/service | USD/gigalumen_year | us | us | 10335534599.1685
commercial lighting | Low-Bay LFL: Mercury Vapor | 2048 | FIXED_OM | NEW | office-large | USD/gigalumen_year | us | us | 10335534599.1685
commercial lighting | Low-Bay LFL: Mercury Vapor | 2048 | FIXED_OM | NEW | office-small | USD/gigalumen_year | us | us | 10335534599.1685
commercial lighting | Low-Bay LFL: Mercury Vapor | 2048 | FIXED_OM | NEW | other | USD/gigalumen_year | us | us | 10335534599.1685
commercial lighting | Low-Bay LFL: Mercury Vapor | 2048 | FIXED_OM | NEW | warehouse | USD/gigalumen_year | us | us | 10335534599.1685
commercial lighting | Low-Bay LFL: Mercury Vapor | 2048 | FIXED_OM | REPLACEMENT | assembly | USD/gigalumen_year | us | us | 10335534599.1685
commercial lighting | Low-Bay LFL: Mercury Vapor | 2048 | FIXED_OM | REPLACEMENT | education | USD/gigalumen_year | us | us | 10335534599.1685
commercial lighting | Low-Bay LFL: Mercury Vapor | 2048 | FIXED_OM | REPLACEMENT | food sales | USD/gigalumen_year | us | us | 10335534599.1685
commercial lighting | Low-Bay LFL: Mercury Vapor | 2048 | FIXED_OM | REPLACEMENT | food service | USD/gigalumen_year | us | us | 10335534599.1685
commercial lighting | Low-Bay LFL: Mercury Vapor | 2048 | FIXED_OM | REPLACEMENT | health | USD/gigalumen_year | us | us | 10335534599.1685
commercial lighting | Low-Bay LFL: Mercury Vapor | 2048 | FIXED_OM | REPLACEMENT | lodging | USD/gigalumen_year | us | us | 10335534599.1685
commercial lighting | Low-Bay LFL: Mercury Vapor | 2048 | FIXED_OM | REPLACEMENT | merc/service | USD/gigalumen_year | us | us | 10335534599.1685
commercial lighting | Low-Bay LFL: Mercury Vapor | 2048 | FIXED_OM | REPLACEMENT | office-large | USD/gigalumen_year | us | us | 10335534599.1685
commercial lighting | Low-Bay LFL: Mercury Vapor | 2048 | FIXED_OM | REPLACEMENT | office-small | USD/gigalumen_year | us | us | 10335534599.1685
commercial lighting | Low-Bay LFL: Mercury Vapor | 2048 | FIXED_OM | REPLACEMENT | other | USD/gigalumen_year | us | us | 10335534599.1685
commercial lighting | Low-Bay LFL: Mercury Vapor | 2048 | FIXED_OM | REPLACEMENT | warehouse | USD/gigalumen_year | us | us | 10335534599.1685
commercial lighting | Low-Bay LFL: Mercury Vapor | 2049 | CAPITAL | NEW | assembly | USD/gigalumen_year | us | us | 228697192857.966
commercial lighting | Low-Bay LFL: Mercury Vapor | 2049 | CAPITAL | NEW | education | USD/gigalumen_year | us | us | 228697192857.966
commercial lighting | Low-Bay LFL: Mercury Vapor | 2049 | CAPITAL | NEW | food sales | USD/gigalumen_year | us | us | 228697192857.966
commercial lighting | Low-Bay LFL: Mercury Vapor | 2049 | CAPITAL | NEW | food service | USD/gigalumen_year | us | us | 228697192857.966
commercial lighting | Low-Bay LFL: Mercury Vapor | 2049 | CAPITAL | NEW | health | USD/gigalumen_year | us | us | 228697192857.966
commercial lighting | Low-Bay LFL: Mercury Vapor | 2049 | CAPITAL | NEW | lodging | USD/gigalumen_year | us | us | 228697192857.966
commercial lighting | Low-Bay LFL: Mercury Vapor | 2049 | CAPITAL | NEW | merc/service | USD/gigalumen_year | us | us | 228697192857.966
commercial lighting | Low-Bay LFL: Mercury Vapor | 2049 | CAPITAL | NEW | office-large | USD/gigalumen_year | us | us | 228697192857.966
commercial lighting | Low-Bay LFL: Mercury Vapor | 2049 | CAPITAL | NEW | office-small | USD/gigalumen_year | us | us | 228697192857.966
commercial lighting | Low-Bay LFL: Mercury Vapor | 2049 | CAPITAL | NEW | other | USD/gigalumen_year | us | us | 228697192857.966
commercial lighting | Low-Bay LFL: Mercury Vapor | 2049 | CAPITAL | NEW | warehouse | USD/gigalumen_year | us | us | 228697192857.966
commercial lighting | Low-Bay LFL: Mercury Vapor | 2049 | CAPITAL | REPLACEMENT | assembly | USD/gigalumen_year | us | us | 228697192857.966
commercial lighting | Low-Bay LFL: Mercury Vapor | 2049 | CAPITAL | REPLACEMENT | education | USD/gigalumen_year | us | us | 228697192857.966
commercial lighting | Low-Bay LFL: Mercury Vapor | 2049 | CAPITAL | REPLACEMENT | food sales | USD/gigalumen_year | us | us | 228697192857.966
commercial lighting | Low-Bay LFL: Mercury Vapor | 2049 | CAPITAL | REPLACEMENT | food service | USD/gigalumen_year | us | us | 228697192857.966
commercial lighting | Low-Bay LFL: Mercury Vapor | 2049 | CAPITAL | REPLACEMENT | health | USD/gigalumen_year | us | us | 228697192857.966
commercial lighting | Low-Bay LFL: Mercury Vapor | 2049 | CAPITAL | REPLACEMENT | lodging | USD/gigalumen_year | us | us | 228697192857.966
commercial lighting | Low-Bay LFL: Mercury Vapor | 2049 | CAPITAL | REPLACEMENT | merc/service | USD/gigalumen_year | us | us | 228697192857.966
commercial lighting | Low-Bay LFL: Mercury Vapor | 2049 | CAPITAL | REPLACEMENT | office-large | USD/gigalumen_year | us | us | 228697192857.966
commercial lighting | Low-Bay LFL: Mercury Vapor | 2049 | CAPITAL | REPLACEMENT | office-small | USD/gigalumen_year | us | us | 228697192857.966
commercial lighting | Low-Bay LFL: Mercury Vapor | 2049 | CAPITAL | REPLACEMENT | other | USD/gigalumen_year | us | us | 228697192857.966
commercial lighting | Low-Bay LFL: Mercury Vapor | 2049 | CAPITAL | REPLACEMENT | warehouse | USD/gigalumen_year | us | us | 228697192857.966
commercial lighting | Low-Bay LFL: Mercury Vapor | 2049 | FIXED_OM | NEW | assembly | USD/gigalumen_year | us | us | 10335534599.1685
commercial lighting | Low-Bay LFL: Mercury Vapor | 2049 | FIXED_OM | NEW | education | USD/gigalumen_year | us | us | 10335534599.1685
commercial lighting | Low-Bay LFL: Mercury Vapor | 2049 | FIXED_OM | NEW | food sales | USD/gigalumen_year | us | us | 10335534599.1685
commercial lighting | Low-Bay LFL: Mercury Vapor | 2049 | FIXED_OM | NEW | food service | USD/gigalumen_year | us | us | 10335534599.1685
commercial lighting | Low-Bay LFL: Mercury Vapor | 2049 | FIXED_OM | NEW | health | USD/gigalumen_year | us | us | 10335534599.1685
commercial lighting | Low-Bay LFL: Mercury Vapor | 2049 | FIXED_OM | NEW | lodging | USD/gigalumen_year | us | us | 10335534599.1685
commercial lighting | Low-Bay LFL: Mercury Vapor | 2049 | FIXED_OM | NEW | merc/service | USD/gigalumen_year | us | us | 10335534599.1685
commercial lighting | Low-Bay LFL: Mercury Vapor | 2049 | FIXED_OM | NEW | office-large | USD/gigalumen_year | us | us | 10335534599.1685
commercial lighting | Low-Bay LFL: Mercury Vapor | 2049 | FIXED_OM | NEW | office-small | USD/gigalumen_year | us | us | 10335534599.1685
commercial lighting | Low-Bay LFL: Mercury Vapor | 2049 | FIXED_OM | NEW | other | USD/gigalumen_year | us | us | 10335534599.1685
commercial lighting | Low-Bay LFL: Mercury Vapor | 2049 | FIXED_OM | NEW | warehouse | USD/gigalumen_year | us | us | 10335534599.1685
commercial lighting | Low-Bay LFL: Mercury Vapor | 2049 | FIXED_OM | REPLACEMENT | assembly | USD/gigalumen_year | us | us | 10335534599.1685
commercial lighting | Low-Bay LFL: Mercury Vapor | 2049 | FIXED_OM | REPLACEMENT | education | USD/gigalumen_year | us | us | 10335534599.1685
commercial lighting | Low-Bay LFL: Mercury Vapor | 2049 | FIXED_OM | REPLACEMENT | food sales | USD/gigalumen_year | us | us | 10335534599.1685
commercial lighting | Low-Bay LFL: Mercury Vapor | 2049 | FIXED_OM | REPLACEMENT | food service | USD/gigalumen_year | us | us | 10335534599.1685
commercial lighting | Low-Bay LFL: Mercury Vapor | 2049 | FIXED_OM | REPLACEMENT | health | USD/gigalumen_year | us | us | 10335534599.1685
commercial lighting | Low-Bay LFL: Mercury Vapor | 2049 | FIXED_OM | REPLACEMENT | lodging | USD/gigalumen_year | us | us | 10335534599.1685
commercial lighting | Low-Bay LFL: Mercury Vapor | 2049 | FIXED_OM | REPLACEMENT | merc/service | USD/gigalumen_year | us | us | 10335534599.1685
commercial lighting | Low-Bay LFL: Mercury Vapor | 2049 | FIXED_OM | REPLACEMENT | office-large | USD/gigalumen_year | us | us | 10335534599.1685
commercial lighting | Low-Bay LFL: Mercury Vapor | 2049 | FIXED_OM | REPLACEMENT | office-small | USD/gigalumen_year | us | us | 10335534599.1685
commercial lighting | Low-Bay LFL: Mercury Vapor | 2049 | FIXED_OM | REPLACEMENT | other | USD/gigalumen_year | us | us | 10335534599.1685
commercial lighting | Low-Bay LFL: Mercury Vapor | 2049 | FIXED_OM | REPLACEMENT | warehouse | USD/gigalumen_year | us | us | 10335534599.1685
commercial lighting | Low-Bay LFL: Mercury Vapor | 2050 | CAPITAL | NEW | assembly | USD/gigalumen_year | us | us | 228697192857.966
commercial lighting | Low-Bay LFL: Mercury Vapor | 2050 | CAPITAL | NEW | education | USD/gigalumen_year | us | us | 228697192857.966
commercial lighting | Low-Bay LFL: Mercury Vapor | 2050 | CAPITAL | NEW | food sales | USD/gigalumen_year | us | us | 228697192857.966
commercial lighting | Low-Bay LFL: Mercury Vapor | 2050 | CAPITAL | NEW | food service | USD/gigalumen_year | us | us | 228697192857.966
commercial lighting | Low-Bay LFL: Mercury Vapor | 2050 | CAPITAL | NEW | health | USD/gigalumen_year | us | us | 228697192857.966
commercial lighting | Low-Bay LFL: Mercury Vapor | 2050 | CAPITAL | NEW | lodging | USD/gigalumen_year | us | us | 228697192857.966
commercial lighting | Low-Bay LFL: Mercury Vapor | 2050 | CAPITAL | NEW | merc/service | USD/gigalumen_year | us | us | 228697192857.966
commercial lighting | Low-Bay LFL: Mercury Vapor | 2050 | CAPITAL | NEW | office-large | USD/gigalumen_year | us | us | 228697192857.966
commercial lighting | Low-Bay LFL: Mercury Vapor | 2050 | CAPITAL | NEW | office-small | USD/gigalumen_year | us | us | 228697192857.966
commercial lighting | Low-Bay LFL: Mercury Vapor | 2050 | CAPITAL | NEW | other | USD/gigalumen_year | us | us | 228697192857.966
commercial lighting | Low-Bay LFL: Mercury Vapor | 2050 | CAPITAL | NEW | warehouse | USD/gigalumen_year | us | us | 228697192857.966
commercial lighting | Low-Bay LFL: Mercury Vapor | 2050 | CAPITAL | REPLACEMENT | assembly | USD/gigalumen_year | us | us | 228697192857.966
commercial lighting | Low-Bay LFL: Mercury Vapor | 2050 | CAPITAL | REPLACEMENT | education | USD/gigalumen_year | us | us | 228697192857.966
commercial lighting | Low-Bay LFL: Mercury Vapor | 2050 | CAPITAL | REPLACEMENT | food sales | USD/gigalumen_year | us | us | 228697192857.966
commercial lighting | Low-Bay LFL: Mercury Vapor | 2050 | CAPITAL | REPLACEMENT | food service | USD/gigalumen_year | us | us | 228697192857.966
commercial lighting | Low-Bay LFL: Mercury Vapor | 2050 | CAPITAL | REPLACEMENT | health | USD/gigalumen_year | us | us | 228697192857.966
commercial lighting | Low-Bay LFL: Mercury Vapor | 2050 | CAPITAL | REPLACEMENT | lodging | USD/gigalumen_year | us | us | 228697192857.966
commercial lighting | Low-Bay LFL: Mercury Vapor | 2050 | CAPITAL | REPLACEMENT | merc/service | USD/gigalumen_year | us | us | 228697192857.966
commercial lighting | Low-Bay LFL: Mercury Vapor | 2050 | CAPITAL | REPLACEMENT | office-large | USD/gigalumen_year | us | us | 228697192857.966
commercial lighting | Low-Bay LFL: Mercury Vapor | 2050 | CAPITAL | REPLACEMENT | office-small | USD/gigalumen_year | us | us | 228697192857.966
commercial lighting | Low-Bay LFL: Mercury Vapor | 2050 | CAPITAL | REPLACEMENT | other | USD/gigalumen_year | us | us | 228697192857.966
commercial lighting | Low-Bay LFL: Mercury Vapor | 2050 | CAPITAL | REPLACEMENT | warehouse | USD/gigalumen_year | us | us | 228697192857.966
commercial lighting | Low-Bay LFL: Mercury Vapor | 2050 | FIXED_OM | NEW | assembly | USD/gigalumen_year | us | us | 10335534599.1685
commercial lighting | Low-Bay LFL: Mercury Vapor | 2050 | FIXED_OM | NEW | education | USD/gigalumen_year | us | us | 10335534599.1685
commercial lighting | Low-Bay LFL: Mercury Vapor | 2050 | FIXED_OM | NEW | food sales | USD/gigalumen_year | us | us | 10335534599.1685
commercial lighting | Low-Bay LFL: Mercury Vapor | 2050 | FIXED_OM | NEW | food service | USD/gigalumen_year | us | us | 10335534599.1685
commercial lighting | Low-Bay LFL: Mercury Vapor | 2050 | FIXED_OM | NEW | health | USD/gigalumen_year | us | us | 10335534599.1685
commercial lighting | Low-Bay LFL: Mercury Vapor | 2050 | FIXED_OM | NEW | lodging | USD/gigalumen_year | us | us | 10335534599.1685
commercial lighting | Low-Bay LFL: Mercury Vapor | 2050 | FIXED_OM | NEW | merc/service | USD/gigalumen_year | us | us | 10335534599.1685
commercial lighting | Low-Bay LFL: Mercury Vapor | 2050 | FIXED_OM | NEW | office-large | USD/gigalumen_year | us | us | 10335534599.1685
commercial lighting | Low-Bay LFL: Mercury Vapor | 2050 | FIXED_OM | NEW | office-small | USD/gigalumen_year | us | us | 10335534599.1685
commercial lighting | Low-Bay LFL: Mercury Vapor | 2050 | FIXED_OM | NEW | other | USD/gigalumen_year | us | us | 10335534599.1685
commercial lighting | Low-Bay LFL: Mercury Vapor | 2050 | FIXED_OM | NEW | warehouse | USD/gigalumen_year | us | us | 10335534599.1685
commercial lighting | Low-Bay LFL: Mercury Vapor | 2050 | FIXED_OM | REPLACEMENT | assembly | USD/gigalumen_year | us | us | 10335534599.1685
commercial lighting | Low-Bay LFL: Mercury Vapor | 2050 | FIXED_OM | REPLACEMENT | education | USD/gigalumen_year | us | us | 10335534599.1685
commercial lighting | Low-Bay LFL: Mercury Vapor | 2050 | FIXED_OM | REPLACEMENT | food sales | USD/gigalumen_year | us | us | 10335534599.1685
commercial lighting | Low-Bay LFL: Mercury Vapor | 2050 | FIXED_OM | REPLACEMENT | food service | USD/gigalumen_year | us | us | 10335534599.1685
commercial lighting | Low-Bay LFL: Mercury Vapor | 2050 | FIXED_OM | REPLACEMENT | health | USD/gigalumen_year | us | us | 10335534599.1685
commercial lighting | Low-Bay LFL: Mercury Vapor | 2050 | FIXED_OM | REPLACEMENT | lodging | USD/gigalumen_year | us | us | 10335534599.1685
commercial lighting | Low-Bay LFL: Mercury Vapor | 2050 | FIXED_OM | REPLACEMENT | merc/service | USD/gigalumen_year | us | us | 10335534599.1685
commercial lighting | Low-Bay LFL: Mercury Vapor | 2050 | FIXED_OM | REPLACEMENT | office-large | USD/gigalumen_year | us | us | 10335534599.1685
commercial lighting | Low-Bay LFL: Mercury Vapor | 2050 | FIXED_OM | REPLACEMENT | office-small | USD/gigalumen_year | us | us | 10335534599.1685
commercial lighting | Low-Bay LFL: Mercury Vapor | 2050 | FIXED_OM | REPLACEMENT | other | USD/gigalumen_year | us | us | 10335534599.1685
commercial lighting | Low-Bay LFL: Mercury Vapor | 2050 | FIXED_OM | REPLACEMENT | warehouse | USD/gigalumen_year | us | us | 10335534599.1685
commercial lighting | Low-Bay LFL: Metal Halide | 2020 | CAPITAL | NEW | assembly | USD/gigalumen_year | us | us | 255757501626.698
commercial lighting | Low-Bay LFL: Metal Halide | 2020 | CAPITAL | NEW | education | USD/gigalumen_year | us | us | 255757501626.698
commercial lighting | Low-Bay LFL: Metal Halide | 2020 | CAPITAL | NEW | food sales | USD/gigalumen_year | us | us | 255757501626.698
commercial lighting | Low-Bay LFL: Metal Halide | 2020 | CAPITAL | NEW | food service | USD/gigalumen_year | us | us | 255757501626.698
commercial lighting | Low-Bay LFL: Metal Halide | 2020 | CAPITAL | NEW | health | USD/gigalumen_year | us | us | 255757501626.698
commercial lighting | Low-Bay LFL: Metal Halide | 2020 | CAPITAL | NEW | lodging | USD/gigalumen_year | us | us | 255757501626.698
commercial lighting | Low-Bay LFL: Metal Halide | 2020 | CAPITAL | NEW | merc/service | USD/gigalumen_year | us | us | 255757501626.698
commercial lighting | Low-Bay LFL: Metal Halide | 2020 | CAPITAL | NEW | office-large | USD/gigalumen_year | us | us | 255757501626.698
commercial lighting | Low-Bay LFL: Metal Halide | 2020 | CAPITAL | NEW | office-small | USD/gigalumen_year | us | us | 255757501626.698
commercial lighting | Low-Bay LFL: Metal Halide | 2020 | CAPITAL | NEW | other | USD/gigalumen_year | us | us | 255757501626.698
commercial lighting | Low-Bay LFL: Metal Halide | 2020 | CAPITAL | NEW | warehouse | USD/gigalumen_year | us | us | 255757501626.698
commercial lighting | Low-Bay LFL: Metal Halide | 2020 | CAPITAL | REPLACEMENT | assembly | USD/gigalumen_year | us | us | 255757501626.698
commercial lighting | Low-Bay LFL: Metal Halide | 2020 | CAPITAL | REPLACEMENT | education | USD/gigalumen_year | us | us | 255757501626.698
commercial lighting | Low-Bay LFL: Metal Halide | 2020 | CAPITAL | REPLACEMENT | food sales | USD/gigalumen_year | us | us | 255757501626.698
commercial lighting | Low-Bay LFL: Metal Halide | 2020 | CAPITAL | REPLACEMENT | food service | USD/gigalumen_year | us | us | 255757501626.698
commercial lighting | Low-Bay LFL: Metal Halide | 2020 | CAPITAL | REPLACEMENT | health | USD/gigalumen_year | us | us | 255757501626.698
commercial lighting | Low-Bay LFL: Metal Halide | 2020 | CAPITAL | REPLACEMENT | lodging | USD/gigalumen_year | us | us | 255757501626.698
commercial lighting | Low-Bay LFL: Metal Halide | 2020 | CAPITAL | REPLACEMENT | merc/service | USD/gigalumen_year | us | us | 255757501626.698
commercial lighting | Low-Bay LFL: Metal Halide | 2020 | CAPITAL | REPLACEMENT | office-large | USD/gigalumen_year | us | us | 255757501626.698
commercial lighting | Low-Bay LFL: Metal Halide | 2020 | CAPITAL | REPLACEMENT | office-small | USD/gigalumen_year | us | us | 255757501626.698
commercial lighting | Low-Bay LFL: Metal Halide | 2020 | CAPITAL | REPLACEMENT | other | USD/gigalumen_year | us | us | 255757501626.698
commercial lighting | Low-Bay LFL: Metal Halide | 2020 | CAPITAL | REPLACEMENT | warehouse | USD/gigalumen_year | us | us | 255757501626.698
commercial lighting | Low-Bay LFL: Metal Halide | 2020 | FIXED_OM | NEW | assembly | USD/gigalumen_year | us | us | 24617364227.1105
commercial lighting | Low-Bay LFL: Metal Halide | 2020 | FIXED_OM | NEW | education | USD/gigalumen_year | us | us | 24617364227.1105
commercial lighting | Low-Bay LFL: Metal Halide | 2020 | FIXED_OM | NEW | food sales | USD/gigalumen_year | us | us | 24617364227.1105
commercial lighting | Low-Bay LFL: Metal Halide | 2020 | FIXED_OM | NEW | food service | USD/gigalumen_year | us | us | 24617364227.1105
commercial lighting | Low-Bay LFL: Metal Halide | 2020 | FIXED_OM | NEW | health | USD/gigalumen_year | us | us | 24617364227.1105
commercial lighting | Low-Bay LFL: Metal Halide | 2020 | FIXED_OM | NEW | lodging | USD/gigalumen_year | us | us | 24617364227.1105
commercial lighting | Low-Bay LFL: Metal Halide | 2020 | FIXED_OM | NEW | merc/service | USD/gigalumen_year | us | us | 24617364227.1105
commercial lighting | Low-Bay LFL: Metal Halide | 2020 | FIXED_OM | NEW | office-large | USD/gigalumen_year | us | us | 24617364227.1105
commercial lighting | Low-Bay LFL: Metal Halide | 2020 | FIXED_OM | NEW | office-small | USD/gigalumen_year | us | us | 24617364227.1105
commercial lighting | Low-Bay LFL: Metal Halide | 2020 | FIXED_OM | NEW | other | USD/gigalumen_year | us | us | 24617364227.1105
commercial lighting | Low-Bay LFL: Metal Halide | 2020 | FIXED_OM | NEW | warehouse | USD/gigalumen_year | us | us | 24617364227.1105
commercial lighting | Low-Bay LFL: Metal Halide | 2020 | FIXED_OM | REPLACEMENT | assembly | USD/gigalumen_year | us | us | 24617364227.1105
commercial lighting | Low-Bay LFL: Metal Halide | 2020 | FIXED_OM | REPLACEMENT | education | USD/gigalumen_year | us | us | 24617364227.1105
commercial lighting | Low-Bay LFL: Metal Halide | 2020 | FIXED_OM | REPLACEMENT | food sales | USD/gigalumen_year | us | us | 24617364227.1105
commercial lighting | Low-Bay LFL: Metal Halide | 2020 | FIXED_OM | REPLACEMENT | food service | USD/gigalumen_year | us | us | 24617364227.1105
commercial lighting | Low-Bay LFL: Metal Halide | 2020 | FIXED_OM | REPLACEMENT | health | USD/gigalumen_year | us | us | 24617364227.1105
commercial lighting | Low-Bay LFL: Metal Halide | 2020 | FIXED_OM | REPLACEMENT | lodging | USD/gigalumen_year | us | us | 24617364227.1105
commercial lighting | Low-Bay LFL: Metal Halide | 2020 | FIXED_OM | REPLACEMENT | merc/service | USD/gigalumen_year | us | us | 24617364227.1105
commercial lighting | Low-Bay LFL: Metal Halide | 2020 | FIXED_OM | REPLACEMENT | office-large | USD/gigalumen_year | us | us | 24617364227.1105
commercial lighting | Low-Bay LFL: Metal Halide | 2020 | FIXED_OM | REPLACEMENT | office-small | USD/gigalumen_year | us | us | 24617364227.1105
commercial lighting | Low-Bay LFL: Metal Halide | 2020 | FIXED_OM | REPLACEMENT | other | USD/gigalumen_year | us | us | 24617364227.1105
commercial lighting | Low-Bay LFL: Metal Halide | 2020 | FIXED_OM | REPLACEMENT | warehouse | USD/gigalumen_year | us | us | 24617364227.1105
commercial lighting | Low-Bay LFL: Metal Halide | 2021 | CAPITAL | NEW | assembly | USD/gigalumen_year | us | us | 255146765491.293
commercial lighting | Low-Bay LFL: Metal Halide | 2021 | CAPITAL | NEW | education | USD/gigalumen_year | us | us | 255146765491.293
commercial lighting | Low-Bay LFL: Metal Halide | 2021 | CAPITAL | NEW | food sales | USD/gigalumen_year | us | us | 255146765491.293
commercial lighting | Low-Bay LFL: Metal Halide | 2021 | CAPITAL | NEW | food service | USD/gigalumen_year | us | us | 255146765491.293
commercial lighting | Low-Bay LFL: Metal Halide | 2021 | CAPITAL | NEW | health | USD/gigalumen_year | us | us | 255146765491.293
commercial lighting | Low-Bay LFL: Metal Halide | 2021 | CAPITAL | NEW | lodging | USD/gigalumen_year | us | us | 255146765491.293
commercial lighting | Low-Bay LFL: Metal Halide | 2021 | CAPITAL | NEW | merc/service | USD/gigalumen_year | us | us | 255146765491.293
commercial lighting | Low-Bay LFL: Metal Halide | 2021 | CAPITAL | NEW | office-large | USD/gigalumen_year | us | us | 255146765491.293
commercial lighting | Low-Bay LFL: Metal Halide | 2021 | CAPITAL | NEW | office-small | USD/gigalumen_year | us | us | 255146765491.293
commercial lighting | Low-Bay LFL: Metal Halide | 2021 | CAPITAL | NEW | other | USD/gigalumen_year | us | us | 255146765491.293
commercial lighting | Low-Bay LFL: Metal Halide | 2021 | CAPITAL | NEW | warehouse | USD/gigalumen_year | us | us | 255146765491.293
commercial lighting | Low-Bay LFL: Metal Halide | 2021 | CAPITAL | REPLACEMENT | assembly | USD/gigalumen_year | us | us | 255146765491.293
commercial lighting | Low-Bay LFL: Metal Halide | 2021 | CAPITAL | REPLACEMENT | education | USD/gigalumen_year | us | us | 255146765491.293
commercial lighting | Low-Bay LFL: Metal Halide | 2021 | CAPITAL | REPLACEMENT | food sales | USD/gigalumen_year | us | us | 255146765491.293
commercial lighting | Low-Bay LFL: Metal Halide | 2021 | CAPITAL | REPLACEMENT | food service | USD/gigalumen_year | us | us | 255146765491.293
commercial lighting | Low-Bay LFL: Metal Halide | 2021 | CAPITAL | REPLACEMENT | health | USD/gigalumen_year | us | us | 255146765491.293
commercial lighting | Low-Bay LFL: Metal Halide | 2021 | CAPITAL | REPLACEMENT | lodging | USD/gigalumen_year | us | us | 255146765491.293
commercial lighting | Low-Bay LFL: Metal Halide | 2021 | CAPITAL | REPLACEMENT | merc/service | USD/gigalumen_year | us | us | 255146765491.293
commercial lighting | Low-Bay LFL: Metal Halide | 2021 | CAPITAL | REPLACEMENT | office-large | USD/gigalumen_year | us | us | 255146765491.293
commercial lighting | Low-Bay LFL: Metal Halide | 2021 | CAPITAL | REPLACEMENT | office-small | USD/gigalumen_year | us | us | 255146765491.293
commercial lighting | Low-Bay LFL: Metal Halide | 2021 | CAPITAL | REPLACEMENT | other | USD/gigalumen_year | us | us | 255146765491.293
commercial lighting | Low-Bay LFL: Metal Halide | 2021 | CAPITAL | REPLACEMENT | warehouse | USD/gigalumen_year | us | us | 255146765491.293
commercial lighting | Low-Bay LFL: Metal Halide | 2021 | FIXED_OM | NEW | assembly | USD/gigalumen_year | us | us | 24429445416.2166
commercial lighting | Low-Bay LFL: Metal Halide | 2021 | FIXED_OM | NEW | education | USD/gigalumen_year | us | us | 24429445416.2166
commercial lighting | Low-Bay LFL: Metal Halide | 2021 | FIXED_OM | NEW | food sales | USD/gigalumen_year | us | us | 24429445416.2166
commercial lighting | Low-Bay LFL: Metal Halide | 2021 | FIXED_OM | NEW | food service | USD/gigalumen_year | us | us | 24429445416.2166
commercial lighting | Low-Bay LFL: Metal Halide | 2021 | FIXED_OM | NEW | health | USD/gigalumen_year | us | us | 24429445416.2166
commercial lighting | Low-Bay LFL: Metal Halide | 2021 | FIXED_OM | NEW | lodging | USD/gigalumen_year | us | us | 24429445416.2166
commercial lighting | Low-Bay LFL: Metal Halide | 2021 | FIXED_OM | NEW | merc/service | USD/gigalumen_year | us | us | 24429445416.2166
commercial lighting | Low-Bay LFL: Metal Halide | 2021 | FIXED_OM | NEW | office-large | USD/gigalumen_year | us | us | 24429445416.2166
commercial lighting | Low-Bay LFL: Metal Halide | 2021 | FIXED_OM | NEW | office-small | USD/gigalumen_year | us | us | 24429445416.2166
commercial lighting | Low-Bay LFL: Metal Halide | 2021 | FIXED_OM | NEW | other | USD/gigalumen_year | us | us | 24429445416.2166
commercial lighting | Low-Bay LFL: Metal Halide | 2021 | FIXED_OM | NEW | warehouse | USD/gigalumen_year | us | us | 24429445416.2166
commercial lighting | Low-Bay LFL: Metal Halide | 2021 | FIXED_OM | REPLACEMENT | assembly | USD/gigalumen_year | us | us | 24429445416.2166
commercial lighting | Low-Bay LFL: Metal Halide | 2021 | FIXED_OM | REPLACEMENT | education | USD/gigalumen_year | us | us | 24429445416.2166
commercial lighting | Low-Bay LFL: Metal Halide | 2021 | FIXED_OM | REPLACEMENT | food sales | USD/gigalumen_year | us | us | 24429445416.2166
commercial lighting | Low-Bay LFL: Metal Halide | 2021 | FIXED_OM | REPLACEMENT | food service | USD/gigalumen_year | us | us | 24429445416.2166
commercial lighting | Low-Bay LFL: Metal Halide | 2021 | FIXED_OM | REPLACEMENT | health | USD/gigalumen_year | us | us | 24429445416.2166
commercial lighting | Low-Bay LFL: Metal Halide | 2021 | FIXED_OM | REPLACEMENT | lodging | USD/gigalumen_year | us | us | 24429445416.2166
commercial lighting | Low-Bay LFL: Metal Halide | 2021 | FIXED_OM | REPLACEMENT | merc/service | USD/gigalumen_year | us | us | 24429445416.2166
commercial lighting | Low-Bay LFL: Metal Halide | 2021 | FIXED_OM | REPLACEMENT | office-large | USD/gigalumen_year | us | us | 24429445416.2166
commercial lighting | Low-Bay LFL: Metal Halide | 2021 | FIXED_OM | REPLACEMENT | office-small | USD/gigalumen_year | us | us | 24429445416.2166
commercial lighting | Low-Bay LFL: Metal Halide | 2021 | FIXED_OM | REPLACEMENT | other | USD/gigalumen_year | us | us | 24429445416.2166
commercial lighting | Low-Bay LFL: Metal Halide | 2021 | FIXED_OM | REPLACEMENT | warehouse | USD/gigalumen_year | us | us | 24429445416.2166
commercial lighting | Low-Bay LFL: Metal Halide | 2022 | CAPITAL | NEW | assembly | USD/gigalumen_year | us | us | 254536029355.887
commercial lighting | Low-Bay LFL: Metal Halide | 2022 | CAPITAL | NEW | education | USD/gigalumen_year | us | us | 254536029355.887
commercial lighting | Low-Bay LFL: Metal Halide | 2022 | CAPITAL | NEW | food sales | USD/gigalumen_year | us | us | 254536029355.887
commercial lighting | Low-Bay LFL: Metal Halide | 2022 | CAPITAL | NEW | food service | USD/gigalumen_year | us | us | 254536029355.887
commercial lighting | Low-Bay LFL: Metal Halide | 2022 | CAPITAL | NEW | health | USD/gigalumen_year | us | us | 254536029355.887
commercial lighting | Low-Bay LFL: Metal Halide | 2022 | CAPITAL | NEW | lodging | USD/gigalumen_year | us | us | 254536029355.887
commercial lighting | Low-Bay LFL: Metal Halide | 2022 | CAPITAL | NEW | merc/service | USD/gigalumen_year | us | us | 254536029355.887
commercial lighting | Low-Bay LFL: Metal Halide | 2022 | CAPITAL | NEW | office-large | USD/gigalumen_year | us | us | 254536029355.887
commercial lighting | Low-Bay LFL: Metal Halide | 2022 | CAPITAL | NEW | office-small | USD/gigalumen_year | us | us | 254536029355.887
commercial lighting | Low-Bay LFL: Metal Halide | 2022 | CAPITAL | NEW | other | USD/gigalumen_year | us | us | 254536029355.887
commercial lighting | Low-Bay LFL: Metal Halide | 2022 | CAPITAL | NEW | warehouse | USD/gigalumen_year | us | us | 254536029355.887
commercial lighting | Low-Bay LFL: Metal Halide | 2022 | CAPITAL | REPLACEMENT | assembly | USD/gigalumen_year | us | us | 254536029355.887
commercial lighting | Low-Bay LFL: Metal Halide | 2022 | CAPITAL | REPLACEMENT | education | USD/gigalumen_year | us | us | 254536029355.887
commercial lighting | Low-Bay LFL: Metal Halide | 2022 | CAPITAL | REPLACEMENT | food sales | USD/gigalumen_year | us | us | 254536029355.887
commercial lighting | Low-Bay LFL: Metal Halide | 2022 | CAPITAL | REPLACEMENT | food service | USD/gigalumen_year | us | us | 254536029355.887
commercial lighting | Low-Bay LFL: Metal Halide | 2022 | CAPITAL | REPLACEMENT | health | USD/gigalumen_year | us | us | 254536029355.887
commercial lighting | Low-Bay LFL: Metal Halide | 2022 | CAPITAL | REPLACEMENT | lodging | USD/gigalumen_year | us | us | 254536029355.887
commercial lighting | Low-Bay LFL: Metal Halide | 2022 | CAPITAL | REPLACEMENT | merc/service | USD/gigalumen_year | us | us | 254536029355.887
commercial lighting | Low-Bay LFL: Metal Halide | 2022 | CAPITAL | REPLACEMENT | office-large | USD/gigalumen_year | us | us | 254536029355.887
commercial lighting | Low-Bay LFL: Metal Halide | 2022 | CAPITAL | REPLACEMENT | office-small | USD/gigalumen_year | us | us | 254536029355.887
commercial lighting | Low-Bay LFL: Metal Halide | 2022 | CAPITAL | REPLACEMENT | other | USD/gigalumen_year | us | us | 254536029355.887
commercial lighting | Low-Bay LFL: Metal Halide | 2022 | CAPITAL | REPLACEMENT | warehouse | USD/gigalumen_year | us | us | 254536029355.887
commercial lighting | Low-Bay LFL: Metal Halide | 2022 | FIXED_OM | NEW | assembly | USD/gigalumen_year | us | us | 24241526605.3226
commercial lighting | Low-Bay LFL: Metal Halide | 2022 | FIXED_OM | NEW | education | USD/gigalumen_year | us | us | 24241526605.3226
commercial lighting | Low-Bay LFL: Metal Halide | 2022 | FIXED_OM | NEW | food sales | USD/gigalumen_year | us | us | 24241526605.3226
commercial lighting | Low-Bay LFL: Metal Halide | 2022 | FIXED_OM | NEW | food service | USD/gigalumen_year | us | us | 24241526605.3226
commercial lighting | Low-Bay LFL: Metal Halide | 2022 | FIXED_OM | NEW | health | USD/gigalumen_year | us | us | 24241526605.3226
commercial lighting | Low-Bay LFL: Metal Halide | 2022 | FIXED_OM | NEW | lodging | USD/gigalumen_year | us | us | 24241526605.3226
commercial lighting | Low-Bay LFL: Metal Halide | 2022 | FIXED_OM | NEW | merc/service | USD/gigalumen_year | us | us | 24241526605.3226
commercial lighting | Low-Bay LFL: Metal Halide | 2022 | FIXED_OM | NEW | office-large | USD/gigalumen_year | us | us | 24241526605.3226
commercial lighting | Low-Bay LFL: Metal Halide | 2022 | FIXED_OM | NEW | office-small | USD/gigalumen_year | us | us | 24241526605.3226
commercial lighting | Low-Bay LFL: Metal Halide | 2022 | FIXED_OM | NEW | other | USD/gigalumen_year | us | us | 24241526605.3226
commercial lighting | Low-Bay LFL: Metal Halide | 2022 | FIXED_OM | NEW | warehouse | USD/gigalumen_year | us | us | 24241526605.3226
commercial lighting | Low-Bay LFL: Metal Halide | 2022 | FIXED_OM | REPLACEMENT | assembly | USD/gigalumen_year | us | us | 24241526605.3226
commercial lighting | Low-Bay LFL: Metal Halide | 2022 | FIXED_OM | REPLACEMENT | education | USD/gigalumen_year | us | us | 24241526605.3226
commercial lighting | Low-Bay LFL: Metal Halide | 2022 | FIXED_OM | REPLACEMENT | food sales | USD/gigalumen_year | us | us | 24241526605.3226
commercial lighting | Low-Bay LFL: Metal Halide | 2022 | FIXED_OM | REPLACEMENT | food service | USD/gigalumen_year | us | us | 24241526605.3226
commercial lighting | Low-Bay LFL: Metal Halide | 2022 | FIXED_OM | REPLACEMENT | health | USD/gigalumen_year | us | us | 24241526605.3226
commercial lighting | Low-Bay LFL: Metal Halide | 2022 | FIXED_OM | REPLACEMENT | lodging | USD/gigalumen_year | us | us | 24241526605.3226
commercial lighting | Low-Bay LFL: Metal Halide | 2022 | FIXED_OM | REPLACEMENT | merc/service | USD/gigalumen_year | us | us | 24241526605.3226
commercial lighting | Low-Bay LFL: Metal Halide | 2022 | FIXED_OM | REPLACEMENT | office-large | USD/gigalumen_year | us | us | 24241526605.3226
commercial lighting | Low-Bay LFL: Metal Halide | 2022 | FIXED_OM | REPLACEMENT | office-small | USD/gigalumen_year | us | us | 24241526605.3226
commercial lighting | Low-Bay LFL: Metal Halide | 2022 | FIXED_OM | REPLACEMENT | other | USD/gigalumen_year | us | us | 24241526605.3226
commercial lighting | Low-Bay LFL: Metal Halide | 2022 | FIXED_OM | REPLACEMENT | warehouse | USD/gigalumen_year | us | us | 24241526605.3226
commercial lighting | Low-Bay LFL: Metal Halide | 2023 | CAPITAL | NEW | assembly | USD/gigalumen_year | us | us | 253925293220.482
commercial lighting | Low-Bay LFL: Metal Halide | 2023 | CAPITAL | NEW | education | USD/gigalumen_year | us | us | 253925293220.482
commercial lighting | Low-Bay LFL: Metal Halide | 2023 | CAPITAL | NEW | food sales | USD/gigalumen_year | us | us | 253925293220.482
commercial lighting | Low-Bay LFL: Metal Halide | 2023 | CAPITAL | NEW | food service | USD/gigalumen_year | us | us | 253925293220.482
commercial lighting | Low-Bay LFL: Metal Halide | 2023 | CAPITAL | NEW | health | USD/gigalumen_year | us | us | 253925293220.482
commercial lighting | Low-Bay LFL: Metal Halide | 2023 | CAPITAL | NEW | lodging | USD/gigalumen_year | us | us | 253925293220.482
commercial lighting | Low-Bay LFL: Metal Halide | 2023 | CAPITAL | NEW | merc/service | USD/gigalumen_year | us | us | 253925293220.482
commercial lighting | Low-Bay LFL: Metal Halide | 2023 | CAPITAL | NEW | office-large | USD/gigalumen_year | us | us | 253925293220.482
commercial lighting | Low-Bay LFL: Metal Halide | 2023 | CAPITAL | NEW | office-small | USD/gigalumen_year | us | us | 253925293220.482
commercial lighting | Low-Bay LFL: Metal Halide | 2023 | CAPITAL | NEW | other | USD/gigalumen_year | us | us | 253925293220.482
commercial lighting | Low-Bay LFL: Metal Halide | 2023 | CAPITAL | NEW | warehouse | USD/gigalumen_year | us | us | 253925293220.482
commercial lighting | Low-Bay LFL: Metal Halide | 2023 | CAPITAL | REPLACEMENT | assembly | USD/gigalumen_year | us | us | 253925293220.482
commercial lighting | Low-Bay LFL: Metal Halide | 2023 | CAPITAL | REPLACEMENT | education | USD/gigalumen_year | us | us | 253925293220.482
commercial lighting | Low-Bay LFL: Metal Halide | 2023 | CAPITAL | REPLACEMENT | food sales | USD/gigalumen_year | us | us | 253925293220.482
commercial lighting | Low-Bay LFL: Metal Halide | 2023 | CAPITAL | REPLACEMENT | food service | USD/gigalumen_year | us | us | 253925293220.482
commercial lighting | Low-Bay LFL: Metal Halide | 2023 | CAPITAL | REPLACEMENT | health | USD/gigalumen_year | us | us | 253925293220.482
commercial lighting | Low-Bay LFL: Metal Halide | 2023 | CAPITAL | REPLACEMENT | lodging | USD/gigalumen_year | us | us | 253925293220.482
commercial lighting | Low-Bay LFL: Metal Halide | 2023 | CAPITAL | REPLACEMENT | merc/service | USD/gigalumen_year | us | us | 253925293220.482
commercial lighting | Low-Bay LFL: Metal Halide | 2023 | CAPITAL | REPLACEMENT | office-large | USD/gigalumen_year | us | us | 253925293220.482
commercial lighting | Low-Bay LFL: Metal Halide | 2023 | CAPITAL | REPLACEMENT | office-small | USD/gigalumen_year | us | us | 253925293220.482
commercial lighting | Low-Bay LFL: Metal Halide | 2023 | CAPITAL | REPLACEMENT | other | USD/gigalumen_year | us | us | 253925293220.482
commercial lighting | Low-Bay LFL: Metal Halide | 2023 | CAPITAL | REPLACEMENT | warehouse | USD/gigalumen_year | us | us | 253925293220.482
commercial lighting | Low-Bay LFL: Metal Halide | 2023 | FIXED_OM | NEW | assembly | USD/gigalumen_year | us | us | 24053607794.4286
commercial lighting | Low-Bay LFL: Metal Halide | 2023 | FIXED_OM | NEW | education | USD/gigalumen_year | us | us | 24053607794.4286
commercial lighting | Low-Bay LFL: Metal Halide | 2023 | FIXED_OM | NEW | food sales | USD/gigalumen_year | us | us | 24053607794.4286
commercial lighting | Low-Bay LFL: Metal Halide | 2023 | FIXED_OM | NEW | food service | USD/gigalumen_year | us | us | 24053607794.4286
commercial lighting | Low-Bay LFL: Metal Halide | 2023 | FIXED_OM | NEW | health | USD/gigalumen_year | us | us | 24053607794.4286
commercial lighting | Low-Bay LFL: Metal Halide | 2023 | FIXED_OM | NEW | lodging | USD/gigalumen_year | us | us | 24053607794.4286
commercial lighting | Low-Bay LFL: Metal Halide | 2023 | FIXED_OM | NEW | merc/service | USD/gigalumen_year | us | us | 24053607794.4286
commercial lighting | Low-Bay LFL: Metal Halide | 2023 | FIXED_OM | NEW | office-large | USD/gigalumen_year | us | us | 24053607794.4286
commercial lighting | Low-Bay LFL: Metal Halide | 2023 | FIXED_OM | NEW | office-small | USD/gigalumen_year | us | us | 24053607794.4286
commercial lighting | Low-Bay LFL: Metal Halide | 2023 | FIXED_OM | NEW | other | USD/gigalumen_year | us | us | 24053607794.4286
commercial lighting | Low-Bay LFL: Metal Halide | 2023 | FIXED_OM | NEW | warehouse | USD/gigalumen_year | us | us | 24053607794.4286
commercial lighting | Low-Bay LFL: Metal Halide | 2023 | FIXED_OM | REPLACEMENT | assembly | USD/gigalumen_year | us | us | 24053607794.4286
commercial lighting | Low-Bay LFL: Metal Halide | 2023 | FIXED_OM | REPLACEMENT | education | USD/gigalumen_year | us | us | 24053607794.4286
commercial lighting | Low-Bay LFL: Metal Halide | 2023 | FIXED_OM | REPLACEMENT | food sales | USD/gigalumen_year | us | us | 24053607794.4286
commercial lighting | Low-Bay LFL: Metal Halide | 2023 | FIXED_OM | REPLACEMENT | food service | USD/gigalumen_year | us | us | 24053607794.4286
commercial lighting | Low-Bay LFL: Metal Halide | 2023 | FIXED_OM | REPLACEMENT | health | USD/gigalumen_year | us | us | 24053607794.4286
commercial lighting | Low-Bay LFL: Metal Halide | 2023 | FIXED_OM | REPLACEMENT | lodging | USD/gigalumen_year | us | us | 24053607794.4286
commercial lighting | Low-Bay LFL: Metal Halide | 2023 | FIXED_OM | REPLACEMENT | merc/service | USD/gigalumen_year | us | us | 24053607794.4286
commercial lighting | Low-Bay LFL: Metal Halide | 2023 | FIXED_OM | REPLACEMENT | office-large | USD/gigalumen_year | us | us | 24053607794.4286
commercial lighting | Low-Bay LFL: Metal Halide | 2023 | FIXED_OM | REPLACEMENT | office-small | USD/gigalumen_year | us | us | 24053607794.4286
commercial lighting | Low-Bay LFL: Metal Halide | 2023 | FIXED_OM | REPLACEMENT | other | USD/gigalumen_year | us | us | 24053607794.4286
commercial lighting | Low-Bay LFL: Metal Halide | 2023 | FIXED_OM | REPLACEMENT | warehouse | USD/gigalumen_year | us | us | 24053607794.4286
commercial lighting | Low-Bay LFL: Metal Halide | 2024 | CAPITAL | NEW | assembly | USD/gigalumen_year | us | us | 253314557085.076
commercial lighting | Low-Bay LFL: Metal Halide | 2024 | CAPITAL | NEW | education | USD/gigalumen_year | us | us | 253314557085.076
commercial lighting | Low-Bay LFL: Metal Halide | 2024 | CAPITAL | NEW | food sales | USD/gigalumen_year | us | us | 253314557085.076
commercial lighting | Low-Bay LFL: Metal Halide | 2024 | CAPITAL | NEW | food service | USD/gigalumen_year | us | us | 253314557085.076
commercial lighting | Low-Bay LFL: Metal Halide | 2024 | CAPITAL | NEW | health | USD/gigalumen_year | us | us | 253314557085.076
commercial lighting | Low-Bay LFL: Metal Halide | 2024 | CAPITAL | NEW | lodging | USD/gigalumen_year | us | us | 253314557085.076
commercial lighting | Low-Bay LFL: Metal Halide | 2024 | CAPITAL | NEW | merc/service | USD/gigalumen_year | us | us | 253314557085.076
commercial lighting | Low-Bay LFL: Metal Halide | 2024 | CAPITAL | NEW | office-large | USD/gigalumen_year | us | us | 253314557085.076
commercial lighting | Low-Bay LFL: Metal Halide | 2024 | CAPITAL | NEW | office-small | USD/gigalumen_year | us | us | 253314557085.076
commercial lighting | Low-Bay LFL: Metal Halide | 2024 | CAPITAL | NEW | other | USD/gigalumen_year | us | us | 253314557085.076
commercial lighting | Low-Bay LFL: Metal Halide | 2024 | CAPITAL | NEW | warehouse | USD/gigalumen_year | us | us | 253314557085.076
commercial lighting | Low-Bay LFL: Metal Halide | 2024 | CAPITAL | REPLACEMENT | assembly | USD/gigalumen_year | us | us | 253314557085.076
commercial lighting | Low-Bay LFL: Metal Halide | 2024 | CAPITAL | REPLACEMENT | education | USD/gigalumen_year | us | us | 253314557085.076
commercial lighting | Low-Bay LFL: Metal Halide | 2024 | CAPITAL | REPLACEMENT | food sales | USD/gigalumen_year | us | us | 253314557085.076
commercial lighting | Low-Bay LFL: Metal Halide | 2024 | CAPITAL | REPLACEMENT | food service | USD/gigalumen_year | us | us | 253314557085.076
commercial lighting | Low-Bay LFL: Metal Halide | 2024 | CAPITAL | REPLACEMENT | health | USD/gigalumen_year | us | us | 253314557085.076
commercial lighting | Low-Bay LFL: Metal Halide | 2024 | CAPITAL | REPLACEMENT | lodging | USD/gigalumen_year | us | us | 253314557085.076
commercial lighting | Low-Bay LFL: Metal Halide | 2024 | CAPITAL | REPLACEMENT | merc/service | USD/gigalumen_year | us | us | 253314557085.076
commercial lighting | Low-Bay LFL: Metal Halide | 2024 | CAPITAL | REPLACEMENT | office-large | USD/gigalumen_year | us | us | 253314557085.076
commercial lighting | Low-Bay LFL: Metal Halide | 2024 | CAPITAL | REPLACEMENT | office-small | USD/gigalumen_year | us | us | 253314557085.076
commercial lighting | Low-Bay LFL: Metal Halide | 2024 | CAPITAL | REPLACEMENT | other | USD/gigalumen_year | us | us | 253314557085.076
commercial lighting | Low-Bay LFL: Metal Halide | 2024 | CAPITAL | REPLACEMENT | warehouse | USD/gigalumen_year | us | us | 253314557085.076
commercial lighting | Low-Bay LFL: Metal Halide | 2024 | FIXED_OM | NEW | assembly | USD/gigalumen_year | us | us | 23865688983.5346
commercial lighting | Low-Bay LFL: Metal Halide | 2024 | FIXED_OM | NEW | education | USD/gigalumen_year | us | us | 23865688983.5346
commercial lighting | Low-Bay LFL: Metal Halide | 2024 | FIXED_OM | NEW | food sales | USD/gigalumen_year | us | us | 23865688983.5346
commercial lighting | Low-Bay LFL: Metal Halide | 2024 | FIXED_OM | NEW | food service | USD/gigalumen_year | us | us | 23865688983.5346
commercial lighting | Low-Bay LFL: Metal Halide | 2024 | FIXED_OM | NEW | health | USD/gigalumen_year | us | us | 23865688983.5346
commercial lighting | Low-Bay LFL: Metal Halide | 2024 | FIXED_OM | NEW | lodging | USD/gigalumen_year | us | us | 23865688983.5346
commercial lighting | Low-Bay LFL: Metal Halide | 2024 | FIXED_OM | NEW | merc/service | USD/gigalumen_year | us | us | 23865688983.5346
commercial lighting | Low-Bay LFL: Metal Halide | 2024 | FIXED_OM | NEW | office-large | USD/gigalumen_year | us | us | 23865688983.5346
commercial lighting | Low-Bay LFL: Metal Halide | 2024 | FIXED_OM | NEW | office-small | USD/gigalumen_year | us | us | 23865688983.5346
commercial lighting | Low-Bay LFL: Metal Halide | 2024 | FIXED_OM | NEW | other | USD/gigalumen_year | us | us | 23865688983.5346
commercial lighting | Low-Bay LFL: Metal Halide | 2024 | FIXED_OM | NEW | warehouse | USD/gigalumen_year | us | us | 23865688983.5346
commercial lighting | Low-Bay LFL: Metal Halide | 2024 | FIXED_OM | REPLACEMENT | assembly | USD/gigalumen_year | us | us | 23865688983.5346
commercial lighting | Low-Bay LFL: Metal Halide | 2024 | FIXED_OM | REPLACEMENT | education | USD/gigalumen_year | us | us | 23865688983.5346
commercial lighting | Low-Bay LFL: Metal Halide | 2024 | FIXED_OM | REPLACEMENT | food sales | USD/gigalumen_year | us | us | 23865688983.5346
commercial lighting | Low-Bay LFL: Metal Halide | 2024 | FIXED_OM | REPLACEMENT | food service | USD/gigalumen_year | us | us | 23865688983.5346
commercial lighting | Low-Bay LFL: Metal Halide | 2024 | FIXED_OM | REPLACEMENT | health | USD/gigalumen_year | us | us | 23865688983.5346
commercial lighting | Low-Bay LFL: Metal Halide | 2024 | FIXED_OM | REPLACEMENT | lodging | USD/gigalumen_year | us | us | 23865688983.5346
commercial lighting | Low-Bay LFL: Metal Halide | 2024 | FIXED_OM | REPLACEMENT | merc/service | USD/gigalumen_year | us | us | 23865688983.5346
commercial lighting | Low-Bay LFL: Metal Halide | 2024 | FIXED_OM | REPLACEMENT | office-large | USD/gigalumen_year | us | us | 23865688983.5346
commercial lighting | Low-Bay LFL: Metal Halide | 2024 | FIXED_OM | REPLACEMENT | office-small | USD/gigalumen_year | us | us | 23865688983.5346
commercial lighting | Low-Bay LFL: Metal Halide | 2024 | FIXED_OM | REPLACEMENT | other | USD/gigalumen_year | us | us | 23865688983.5346
commercial lighting | Low-Bay LFL: Metal Halide | 2024 | FIXED_OM | REPLACEMENT | warehouse | USD/gigalumen_year | us | us | 23865688983.5346
commercial lighting | Low-Bay LFL: Metal Halide | 2025 | CAPITAL | NEW | assembly | USD/gigalumen_year | us | us | 252703820949.671
commercial lighting | Low-Bay LFL: Metal Halide | 2025 | CAPITAL | NEW | education | USD/gigalumen_year | us | us | 252703820949.671
commercial lighting | Low-Bay LFL: Metal Halide | 2025 | CAPITAL | NEW | food sales | USD/gigalumen_year | us | us | 252703820949.671
commercial lighting | Low-Bay LFL: Metal Halide | 2025 | CAPITAL | NEW | food service | USD/gigalumen_year | us | us | 252703820949.671
commercial lighting | Low-Bay LFL: Metal Halide | 2025 | CAPITAL | NEW | health | USD/gigalumen_year | us | us | 252703820949.671
commercial lighting | Low-Bay LFL: Metal Halide | 2025 | CAPITAL | NEW | lodging | USD/gigalumen_year | us | us | 252703820949.671
commercial lighting | Low-Bay LFL: Metal Halide | 2025 | CAPITAL | NEW | merc/service | USD/gigalumen_year | us | us | 252703820949.671
commercial lighting | Low-Bay LFL: Metal Halide | 2025 | CAPITAL | NEW | office-large | USD/gigalumen_year | us | us | 252703820949.671
commercial lighting | Low-Bay LFL: Metal Halide | 2025 | CAPITAL | NEW | office-small | USD/gigalumen_year | us | us | 252703820949.671
commercial lighting | Low-Bay LFL: Metal Halide | 2025 | CAPITAL | NEW | other | USD/gigalumen_year | us | us | 252703820949.671
commercial lighting | Low-Bay LFL: Metal Halide | 2025 | CAPITAL | NEW | warehouse | USD/gigalumen_year | us | us | 252703820949.671
commercial lighting | Low-Bay LFL: Metal Halide | 2025 | CAPITAL | REPLACEMENT | assembly | USD/gigalumen_year | us | us | 252703820949.671
commercial lighting | Low-Bay LFL: Metal Halide | 2025 | CAPITAL | REPLACEMENT | education | USD/gigalumen_year | us | us | 252703820949.671
commercial lighting | Low-Bay LFL: Metal Halide | 2025 | CAPITAL | REPLACEMENT | food sales | USD/gigalumen_year | us | us | 252703820949.671
commercial lighting | Low-Bay LFL: Metal Halide | 2025 | CAPITAL | REPLACEMENT | food service | USD/gigalumen_year | us | us | 252703820949.671
commercial lighting | Low-Bay LFL: Metal Halide | 2025 | CAPITAL | REPLACEMENT | health | USD/gigalumen_year | us | us | 252703820949.671
commercial lighting | Low-Bay LFL: Metal Halide | 2025 | CAPITAL | REPLACEMENT | lodging | USD/gigalumen_year | us | us | 252703820949.671
commercial lighting | Low-Bay LFL: Metal Halide | 2025 | CAPITAL | REPLACEMENT | merc/service | USD/gigalumen_year | us | us | 252703820949.671
commercial lighting | Low-Bay LFL: Metal Halide | 2025 | CAPITAL | REPLACEMENT | office-large | USD/gigalumen_year | us | us | 252703820949.671
commercial lighting | Low-Bay LFL: Metal Halide | 2025 | CAPITAL | REPLACEMENT | office-small | USD/gigalumen_year | us | us | 252703820949.671
commercial lighting | Low-Bay LFL: Metal Halide | 2025 | CAPITAL | REPLACEMENT | other | USD/gigalumen_year | us | us | 252703820949.671
commercial lighting | Low-Bay LFL: Metal Halide | 2025 | CAPITAL | REPLACEMENT | warehouse | USD/gigalumen_year | us | us | 252703820949.671
commercial lighting | Low-Bay LFL: Metal Halide | 2025 | FIXED_OM | NEW | assembly | USD/gigalumen_year | us | us | 23677770172.6407
commercial lighting | Low-Bay LFL: Metal Halide | 2025 | FIXED_OM | NEW | education | USD/gigalumen_year | us | us | 23677770172.6407
commercial lighting | Low-Bay LFL: Metal Halide | 2025 | FIXED_OM | NEW | food sales | USD/gigalumen_year | us | us | 23677770172.6407
commercial lighting | Low-Bay LFL: Metal Halide | 2025 | FIXED_OM | NEW | food service | USD/gigalumen_year | us | us | 23677770172.6407
commercial lighting | Low-Bay LFL: Metal Halide | 2025 | FIXED_OM | NEW | health | USD/gigalumen_year | us | us | 23677770172.6407
commercial lighting | Low-Bay LFL: Metal Halide | 2025 | FIXED_OM | NEW | lodging | USD/gigalumen_year | us | us | 23677770172.6407
commercial lighting | Low-Bay LFL: Metal Halide | 2025 | FIXED_OM | NEW | merc/service | USD/gigalumen_year | us | us | 23677770172.6407
commercial lighting | Low-Bay LFL: Metal Halide | 2025 | FIXED_OM | NEW | office-large | USD/gigalumen_year | us | us | 23677770172.6407
commercial lighting | Low-Bay LFL: Metal Halide | 2025 | FIXED_OM | NEW | office-small | USD/gigalumen_year | us | us | 23677770172.6407
commercial lighting | Low-Bay LFL: Metal Halide | 2025 | FIXED_OM | NEW | other | USD/gigalumen_year | us | us | 23677770172.6407
commercial lighting | Low-Bay LFL: Metal Halide | 2025 | FIXED_OM | NEW | warehouse | USD/gigalumen_year | us | us | 23677770172.6407
commercial lighting | Low-Bay LFL: Metal Halide | 2025 | FIXED_OM | REPLACEMENT | assembly | USD/gigalumen_year | us | us | 23677770172.6407
commercial lighting | Low-Bay LFL: Metal Halide | 2025 | FIXED_OM | REPLACEMENT | education | USD/gigalumen_year | us | us | 23677770172.6407
commercial lighting | Low-Bay LFL: Metal Halide | 2025 | FIXED_OM | REPLACEMENT | food sales | USD/gigalumen_year | us | us | 23677770172.6407
commercial lighting | Low-Bay LFL: Metal Halide | 2025 | FIXED_OM | REPLACEMENT | food service | USD/gigalumen_year | us | us | 23677770172.6407
commercial lighting | Low-Bay LFL: Metal Halide | 2025 | FIXED_OM | REPLACEMENT | health | USD/gigalumen_year | us | us | 23677770172.6407
commercial lighting | Low-Bay LFL: Metal Halide | 2025 | FIXED_OM | REPLACEMENT | lodging | USD/gigalumen_year | us | us | 23677770172.6407
commercial lighting | Low-Bay LFL: Metal Halide | 2025 | FIXED_OM | REPLACEMENT | merc/service | USD/gigalumen_year | us | us | 23677770172.6407
commercial lighting | Low-Bay LFL: Metal Halide | 2025 | FIXED_OM | REPLACEMENT | office-large | USD/gigalumen_year | us | us | 23677770172.6407
commercial lighting | Low-Bay LFL: Metal Halide | 2025 | FIXED_OM | REPLACEMENT | office-small | USD/gigalumen_year | us | us | 23677770172.6407
commercial lighting | Low-Bay LFL: Metal Halide | 2025 | FIXED_OM | REPLACEMENT | other | USD/gigalumen_year | us | us | 23677770172.6407
commercial lighting | Low-Bay LFL: Metal Halide | 2025 | FIXED_OM | REPLACEMENT | warehouse | USD/gigalumen_year | us | us | 23677770172.6407
commercial lighting | Low-Bay LFL: Metal Halide | 2026 | CAPITAL | NEW | assembly | USD/gigalumen_year | us | us | 252093084814.266
commercial lighting | Low-Bay LFL: Metal Halide | 2026 | CAPITAL | NEW | education | USD/gigalumen_year | us | us | 252093084814.266
commercial lighting | Low-Bay LFL: Metal Halide | 2026 | CAPITAL | NEW | food sales | USD/gigalumen_year | us | us | 252093084814.266
commercial lighting | Low-Bay LFL: Metal Halide | 2026 | CAPITAL | NEW | food service | USD/gigalumen_year | us | us | 252093084814.266
commercial lighting | Low-Bay LFL: Metal Halide | 2026 | CAPITAL | NEW | health | USD/gigalumen_year | us | us | 252093084814.266
commercial lighting | Low-Bay LFL: Metal Halide | 2026 | CAPITAL | NEW | lodging | USD/gigalumen_year | us | us | 252093084814.266
commercial lighting | Low-Bay LFL: Metal Halide | 2026 | CAPITAL | NEW | merc/service | USD/gigalumen_year | us | us | 252093084814.266
commercial lighting | Low-Bay LFL: Metal Halide | 2026 | CAPITAL | NEW | office-large | USD/gigalumen_year | us | us | 252093084814.266
commercial lighting | Low-Bay LFL: Metal Halide | 2026 | CAPITAL | NEW | office-small | USD/gigalumen_year | us | us | 252093084814.266
commercial lighting | Low-Bay LFL: Metal Halide | 2026 | CAPITAL | NEW | other | USD/gigalumen_year | us | us | 252093084814.266
commercial lighting | Low-Bay LFL: Metal Halide | 2026 | CAPITAL | NEW | warehouse | USD/gigalumen_year | us | us | 252093084814.266
commercial lighting | Low-Bay LFL: Metal Halide | 2026 | CAPITAL | REPLACEMENT | assembly | USD/gigalumen_year | us | us | 252093084814.266
commercial lighting | Low-Bay LFL: Metal Halide | 2026 | CAPITAL | REPLACEMENT | education | USD/gigalumen_year | us | us | 252093084814.266
commercial lighting | Low-Bay LFL: Metal Halide | 2026 | CAPITAL | REPLACEMENT | food sales | USD/gigalumen_year | us | us | 252093084814.266
commercial lighting | Low-Bay LFL: Metal Halide | 2026 | CAPITAL | REPLACEMENT | food service | USD/gigalumen_year | us | us | 252093084814.266
commercial lighting | Low-Bay LFL: Metal Halide | 2026 | CAPITAL | REPLACEMENT | health | USD/gigalumen_year | us | us | 252093084814.266
commercial lighting | Low-Bay LFL: Metal Halide | 2026 | CAPITAL | REPLACEMENT | lodging | USD/gigalumen_year | us | us | 252093084814.266
commercial lighting | Low-Bay LFL: Metal Halide | 2026 | CAPITAL | REPLACEMENT | merc/service | USD/gigalumen_year | us | us | 252093084814.266
commercial lighting | Low-Bay LFL: Metal Halide | 2026 | CAPITAL | REPLACEMENT | office-large | USD/gigalumen_year | us | us | 252093084814.266
commercial lighting | Low-Bay LFL: Metal Halide | 2026 | CAPITAL | REPLACEMENT | office-small | USD/gigalumen_year | us | us | 252093084814.266
commercial lighting | Low-Bay LFL: Metal Halide | 2026 | CAPITAL | REPLACEMENT | other | USD/gigalumen_year | us | us | 252093084814.266
commercial lighting | Low-Bay LFL: Metal Halide | 2026 | CAPITAL | REPLACEMENT | warehouse | USD/gigalumen_year | us | us | 252093084814.266
commercial lighting | Low-Bay LFL: Metal Halide | 2026 | FIXED_OM | NEW | assembly | USD/gigalumen_year | us | us | 23489851361.7467
commercial lighting | Low-Bay LFL: Metal Halide | 2026 | FIXED_OM | NEW | education | USD/gigalumen_year | us | us | 23489851361.7467
commercial lighting | Low-Bay LFL: Metal Halide | 2026 | FIXED_OM | NEW | food sales | USD/gigalumen_year | us | us | 23489851361.7467
commercial lighting | Low-Bay LFL: Metal Halide | 2026 | FIXED_OM | NEW | food service | USD/gigalumen_year | us | us | 23489851361.7467
commercial lighting | Low-Bay LFL: Metal Halide | 2026 | FIXED_OM | NEW | health | USD/gigalumen_year | us | us | 23489851361.7467
commercial lighting | Low-Bay LFL: Metal Halide | 2026 | FIXED_OM | NEW | lodging | USD/gigalumen_year | us | us | 23489851361.7467
commercial lighting | Low-Bay LFL: Metal Halide | 2026 | FIXED_OM | NEW | merc/service | USD/gigalumen_year | us | us | 23489851361.7467
commercial lighting | Low-Bay LFL: Metal Halide | 2026 | FIXED_OM | NEW | office-large | USD/gigalumen_year | us | us | 23489851361.7467
commercial lighting | Low-Bay LFL: Metal Halide | 2026 | FIXED_OM | NEW | office-small | USD/gigalumen_year | us | us | 23489851361.7467
commercial lighting | Low-Bay LFL: Metal Halide | 2026 | FIXED_OM | NEW | other | USD/gigalumen_year | us | us | 23489851361.7467
commercial lighting | Low-Bay LFL: Metal Halide | 2026 | FIXED_OM | NEW | warehouse | USD/gigalumen_year | us | us | 23489851361.7467
commercial lighting | Low-Bay LFL: Metal Halide | 2026 | FIXED_OM | REPLACEMENT | assembly | USD/gigalumen_year | us | us | 23489851361.7467
commercial lighting | Low-Bay LFL: Metal Halide | 2026 | FIXED_OM | REPLACEMENT | education | USD/gigalumen_year | us | us | 23489851361.7467
commercial lighting | Low-Bay LFL: Metal Halide | 2026 | FIXED_OM | REPLACEMENT | food sales | USD/gigalumen_year | us | us | 23489851361.7467
commercial lighting | Low-Bay LFL: Metal Halide | 2026 | FIXED_OM | REPLACEMENT | food service | USD/gigalumen_year | us | us | 23489851361.7467
commercial lighting | Low-Bay LFL: Metal Halide | 2026 | FIXED_OM | REPLACEMENT | health | USD/gigalumen_year | us | us | 23489851361.7467
commercial lighting | Low-Bay LFL: Metal Halide | 2026 | FIXED_OM | REPLACEMENT | lodging | USD/gigalumen_year | us | us | 23489851361.7467
commercial lighting | Low-Bay LFL: Metal Halide | 2026 | FIXED_OM | REPLACEMENT | merc/service | USD/gigalumen_year | us | us | 23489851361.7467
commercial lighting | Low-Bay LFL: Metal Halide | 2026 | FIXED_OM | REPLACEMENT | office-large | USD/gigalumen_year | us | us | 23489851361.7467
commercial lighting | Low-Bay LFL: Metal Halide | 2026 | FIXED_OM | REPLACEMENT | office-small | USD/gigalumen_year | us | us | 23489851361.7467
commercial lighting | Low-Bay LFL: Metal Halide | 2026 | FIXED_OM | REPLACEMENT | other | USD/gigalumen_year | us | us | 23489851361.7467
commercial lighting | Low-Bay LFL: Metal Halide | 2026 | FIXED_OM | REPLACEMENT | warehouse | USD/gigalumen_year | us | us | 23489851361.7467
commercial lighting | Low-Bay LFL: Metal Halide | 2027 | CAPITAL | NEW | assembly | USD/gigalumen_year | us | us | 251482348678.86
commercial lighting | Low-Bay LFL: Metal Halide | 2027 | CAPITAL | NEW | education | USD/gigalumen_year | us | us | 251482348678.86
commercial lighting | Low-Bay LFL: Metal Halide | 2027 | CAPITAL | NEW | food sales | USD/gigalumen_year | us | us | 251482348678.86
commercial lighting | Low-Bay LFL: Metal Halide | 2027 | CAPITAL | NEW | food service | USD/gigalumen_year | us | us | 251482348678.86
commercial lighting | Low-Bay LFL: Metal Halide | 2027 | CAPITAL | NEW | health | USD/gigalumen_year | us | us | 251482348678.86
commercial lighting | Low-Bay LFL: Metal Halide | 2027 | CAPITAL | NEW | lodging | USD/gigalumen_year | us | us | 251482348678.86
commercial lighting | Low-Bay LFL: Metal Halide | 2027 | CAPITAL | NEW | merc/service | USD/gigalumen_year | us | us | 251482348678.86
commercial lighting | Low-Bay LFL: Metal Halide | 2027 | CAPITAL | NEW | office-large | USD/gigalumen_year | us | us | 251482348678.86
commercial lighting | Low-Bay LFL: Metal Halide | 2027 | CAPITAL | NEW | office-small | USD/gigalumen_year | us | us | 251482348678.86
commercial lighting | Low-Bay LFL: Metal Halide | 2027 | CAPITAL | NEW | other | USD/gigalumen_year | us | us | 251482348678.86
commercial lighting | Low-Bay LFL: Metal Halide | 2027 | CAPITAL | NEW | warehouse | USD/gigalumen_year | us | us | 251482348678.86
commercial lighting | Low-Bay LFL: Metal Halide | 2027 | CAPITAL | REPLACEMENT | assembly | USD/gigalumen_year | us | us | 251482348678.86
commercial lighting | Low-Bay LFL: Metal Halide | 2027 | CAPITAL | REPLACEMENT | education | USD/gigalumen_year | us | us | 251482348678.86
commercial lighting | Low-Bay LFL: Metal Halide | 2027 | CAPITAL | REPLACEMENT | food sales | USD/gigalumen_year | us | us | 251482348678.86
commercial lighting | Low-Bay LFL: Metal Halide | 2027 | CAPITAL | REPLACEMENT | food service | USD/gigalumen_year | us | us | 251482348678.86
commercial lighting | Low-Bay LFL: Metal Halide | 2027 | CAPITAL | REPLACEMENT | health | USD/gigalumen_year | us | us | 251482348678.86
commercial lighting | Low-Bay LFL: Metal Halide | 2027 | CAPITAL | REPLACEMENT | lodging | USD/gigalumen_year | us | us | 251482348678.86
commercial lighting | Low-Bay LFL: Metal Halide | 2027 | CAPITAL | REPLACEMENT | merc/service | USD/gigalumen_year | us | us | 251482348678.86
commercial lighting | Low-Bay LFL: Metal Halide | 2027 | CAPITAL | REPLACEMENT | office-large | USD/gigalumen_year | us | us | 251482348678.86
commercial lighting | Low-Bay LFL: Metal Halide | 2027 | CAPITAL | REPLACEMENT | office-small | USD/gigalumen_year | us | us | 251482348678.86
commercial lighting | Low-Bay LFL: Metal Halide | 2027 | CAPITAL | REPLACEMENT | other | USD/gigalumen_year | us | us | 251482348678.86
commercial lighting | Low-Bay LFL: Metal Halide | 2027 | CAPITAL | REPLACEMENT | warehouse | USD/gigalumen_year | us | us | 251482348678.86
commercial lighting | Low-Bay LFL: Metal Halide | 2027 | FIXED_OM | NEW | assembly | USD/gigalumen_year | us | us | 23301932550.8527
commercial lighting | Low-Bay LFL: Metal Halide | 2027 | FIXED_OM | NEW | education | USD/gigalumen_year | us | us | 23301932550.8527
commercial lighting | Low-Bay LFL: Metal Halide | 2027 | FIXED_OM | NEW | food sales | USD/gigalumen_year | us | us | 23301932550.8527
commercial lighting | Low-Bay LFL: Metal Halide | 2027 | FIXED_OM | NEW | food service | USD/gigalumen_year | us | us | 23301932550.8527
commercial lighting | Low-Bay LFL: Metal Halide | 2027 | FIXED_OM | NEW | health | USD/gigalumen_year | us | us | 23301932550.8527
commercial lighting | Low-Bay LFL: Metal Halide | 2027 | FIXED_OM | NEW | lodging | USD/gigalumen_year | us | us | 23301932550.8527
commercial lighting | Low-Bay LFL: Metal Halide | 2027 | FIXED_OM | NEW | merc/service | USD/gigalumen_year | us | us | 23301932550.8527
commercial lighting | Low-Bay LFL: Metal Halide | 2027 | FIXED_OM | NEW | office-large | USD/gigalumen_year | us | us | 23301932550.8527
commercial lighting | Low-Bay LFL: Metal Halide | 2027 | FIXED_OM | NEW | office-small | USD/gigalumen_year | us | us | 23301932550.8527
commercial lighting | Low-Bay LFL: Metal Halide | 2027 | FIXED_OM | NEW | other | USD/gigalumen_year | us | us | 23301932550.8527
commercial lighting | Low-Bay LFL: Metal Halide | 2027 | FIXED_OM | NEW | warehouse | USD/gigalumen_year | us | us | 23301932550.8527
commercial lighting | Low-Bay LFL: Metal Halide | 2027 | FIXED_OM | REPLACEMENT | assembly | USD/gigalumen_year | us | us | 23301932550.8527
commercial lighting | Low-Bay LFL: Metal Halide | 2027 | FIXED_OM | REPLACEMENT | education | USD/gigalumen_year | us | us | 23301932550.8527
commercial lighting | Low-Bay LFL: Metal Halide | 2027 | FIXED_OM | REPLACEMENT | food sales | USD/gigalumen_year | us | us | 23301932550.8527
commercial lighting | Low-Bay LFL: Metal Halide | 2027 | FIXED_OM | REPLACEMENT | food service | USD/gigalumen_year | us | us | 23301932550.8527
commercial lighting | Low-Bay LFL: Metal Halide | 2027 | FIXED_OM | REPLACEMENT | health | USD/gigalumen_year | us | us | 23301932550.8527
commercial lighting | Low-Bay LFL: Metal Halide | 2027 | FIXED_OM | REPLACEMENT | lodging | USD/gigalumen_year | us | us | 23301932550.8527
commercial lighting | Low-Bay LFL: Metal Halide | 2027 | FIXED_OM | REPLACEMENT | merc/service | USD/gigalumen_year | us | us | 23301932550.8527
commercial lighting | Low-Bay LFL: Metal Halide | 2027 | FIXED_OM | REPLACEMENT | office-large | USD/gigalumen_year | us | us | 23301932550.8527
commercial lighting | Low-Bay LFL: Metal Halide | 2027 | FIXED_OM | REPLACEMENT | office-small | USD/gigalumen_year | us | us | 23301932550.8527
commercial lighting | Low-Bay LFL: Metal Halide | 2027 | FIXED_OM | REPLACEMENT | other | USD/gigalumen_year | us | us | 23301932550.8527
commercial lighting | Low-Bay LFL: Metal Halide | 2027 | FIXED_OM | REPLACEMENT | warehouse | USD/gigalumen_year | us | us | 23301932550.8527
commercial lighting | Low-Bay LFL: Metal Halide | 2028 | CAPITAL | NEW | assembly | USD/gigalumen_year | us | us | 250871612543.455
commercial lighting | Low-Bay LFL: Metal Halide | 2028 | CAPITAL | NEW | education | USD/gigalumen_year | us | us | 250871612543.455
commercial lighting | Low-Bay LFL: Metal Halide | 2028 | CAPITAL | NEW | food sales | USD/gigalumen_year | us | us | 250871612543.455
commercial lighting | Low-Bay LFL: Metal Halide | 2028 | CAPITAL | NEW | food service | USD/gigalumen_year | us | us | 250871612543.455
commercial lighting | Low-Bay LFL: Metal Halide | 2028 | CAPITAL | NEW | health | USD/gigalumen_year | us | us | 250871612543.455
commercial lighting | Low-Bay LFL: Metal Halide | 2028 | CAPITAL | NEW | lodging | USD/gigalumen_year | us | us | 250871612543.455
commercial lighting | Low-Bay LFL: Metal Halide | 2028 | CAPITAL | NEW | merc/service | USD/gigalumen_year | us | us | 250871612543.455
commercial lighting | Low-Bay LFL: Metal Halide | 2028 | CAPITAL | NEW | office-large | USD/gigalumen_year | us | us | 250871612543.455
commercial lighting | Low-Bay LFL: Metal Halide | 2028 | CAPITAL | NEW | office-small | USD/gigalumen_year | us | us | 250871612543.455
commercial lighting | Low-Bay LFL: Metal Halide | 2028 | CAPITAL | NEW | other | USD/gigalumen_year | us | us | 250871612543.455
commercial lighting | Low-Bay LFL: Metal Halide | 2028 | CAPITAL | NEW | warehouse | USD/gigalumen_year | us | us | 250871612543.455
commercial lighting | Low-Bay LFL: Metal Halide | 2028 | CAPITAL | REPLACEMENT | assembly | USD/gigalumen_year | us | us | 250871612543.455
commercial lighting | Low-Bay LFL: Metal Halide | 2028 | CAPITAL | REPLACEMENT | education | USD/gigalumen_year | us | us | 250871612543.455
commercial lighting | Low-Bay LFL: Metal Halide | 2028 | CAPITAL | REPLACEMENT | food sales | USD/gigalumen_year | us | us | 250871612543.455
commercial lighting | Low-Bay LFL: Metal Halide | 2028 | CAPITAL | REPLACEMENT | food service | USD/gigalumen_year | us | us | 250871612543.455
commercial lighting | Low-Bay LFL: Metal Halide | 2028 | CAPITAL | REPLACEMENT | health | USD/gigalumen_year | us | us | 250871612543.455
commercial lighting | Low-Bay LFL: Metal Halide | 2028 | CAPITAL | REPLACEMENT | lodging | USD/gigalumen_year | us | us | 250871612543.455
commercial lighting | Low-Bay LFL: Metal Halide | 2028 | CAPITAL | REPLACEMENT | merc/service | USD/gigalumen_year | us | us | 250871612543.455
commercial lighting | Low-Bay LFL: Metal Halide | 2028 | CAPITAL | REPLACEMENT | office-large | USD/gigalumen_year | us | us | 250871612543.455
commercial lighting | Low-Bay LFL: Metal Halide | 2028 | CAPITAL | REPLACEMENT | office-small | USD/gigalumen_year | us | us | 250871612543.455
commercial lighting | Low-Bay LFL: Metal Halide | 2028 | CAPITAL | REPLACEMENT | other | USD/gigalumen_year | us | us | 250871612543.455
commercial lighting | Low-Bay LFL: Metal Halide | 2028 | CAPITAL | REPLACEMENT | warehouse | USD/gigalumen_year | us | us | 250871612543.455
commercial lighting | Low-Bay LFL: Metal Halide | 2028 | FIXED_OM | NEW | assembly | USD/gigalumen_year | us | us | 23114013739.9587
commercial lighting | Low-Bay LFL: Metal Halide | 2028 | FIXED_OM | NEW | education | USD/gigalumen_year | us | us | 23114013739.9587
commercial lighting | Low-Bay LFL: Metal Halide | 2028 | FIXED_OM | NEW | food sales | USD/gigalumen_year | us | us | 23114013739.9587
commercial lighting | Low-Bay LFL: Metal Halide | 2028 | FIXED_OM | NEW | food service | USD/gigalumen_year | us | us | 23114013739.9587
commercial lighting | Low-Bay LFL: Metal Halide | 2028 | FIXED_OM | NEW | health | USD/gigalumen_year | us | us | 23114013739.9587
commercial lighting | Low-Bay LFL: Metal Halide | 2028 | FIXED_OM | NEW | lodging | USD/gigalumen_year | us | us | 23114013739.9587
commercial lighting | Low-Bay LFL: Metal Halide | 2028 | FIXED_OM | NEW | merc/service | USD/gigalumen_year | us | us | 23114013739.9587
commercial lighting | Low-Bay LFL: Metal Halide | 2028 | FIXED_OM | NEW | office-large | USD/gigalumen_year | us | us | 23114013739.9587
commercial lighting | Low-Bay LFL: Metal Halide | 2028 | FIXED_OM | NEW | office-small | USD/gigalumen_year | us | us | 23114013739.9587
commercial lighting | Low-Bay LFL: Metal Halide | 2028 | FIXED_OM | NEW | other | USD/gigalumen_year | us | us | 23114013739.9587
commercial lighting | Low-Bay LFL: Metal Halide | 2028 | FIXED_OM | NEW | warehouse | USD/gigalumen_year | us | us | 23114013739.9587
commercial lighting | Low-Bay LFL: Metal Halide | 2028 | FIXED_OM | REPLACEMENT | assembly | USD/gigalumen_year | us | us | 23114013739.9587
commercial lighting | Low-Bay LFL: Metal Halide | 2028 | FIXED_OM | REPLACEMENT | education | USD/gigalumen_year | us | us | 23114013739.9587
commercial lighting | Low-Bay LFL: Metal Halide | 2028 | FIXED_OM | REPLACEMENT | food sales | USD/gigalumen_year | us | us | 23114013739.9587
commercial lighting | Low-Bay LFL: Metal Halide | 2028 | FIXED_OM | REPLACEMENT | food service | USD/gigalumen_year | us | us | 23114013739.9587
commercial lighting | Low-Bay LFL: Metal Halide | 2028 | FIXED_OM | REPLACEMENT | health | USD/gigalumen_year | us | us | 23114013739.9587
commercial lighting | Low-Bay LFL: Metal Halide | 2028 | FIXED_OM | REPLACEMENT | lodging | USD/gigalumen_year | us | us | 23114013739.9587
commercial lighting | Low-Bay LFL: Metal Halide | 2028 | FIXED_OM | REPLACEMENT | merc/service | USD/gigalumen_year | us | us | 23114013739.9587
commercial lighting | Low-Bay LFL: Metal Halide | 2028 | FIXED_OM | REPLACEMENT | office-large | USD/gigalumen_year | us | us | 23114013739.9587
commercial lighting | Low-Bay LFL: Metal Halide | 2028 | FIXED_OM | REPLACEMENT | office-small | USD/gigalumen_year | us | us | 23114013739.9587
commercial lighting | Low-Bay LFL: Metal Halide | 2028 | FIXED_OM | REPLACEMENT | other | USD/gigalumen_year | us | us | 23114013739.9587
commercial lighting | Low-Bay LFL: Metal Halide | 2028 | FIXED_OM | REPLACEMENT | warehouse | USD/gigalumen_year | us | us | 23114013739.9587
commercial lighting | Low-Bay LFL: Metal Halide | 2029 | CAPITAL | NEW | assembly | USD/gigalumen_year | us | us | 250260876408.049
commercial lighting | Low-Bay LFL: Metal Halide | 2029 | CAPITAL | NEW | education | USD/gigalumen_year | us | us | 250260876408.049
commercial lighting | Low-Bay LFL: Metal Halide | 2029 | CAPITAL | NEW | food sales | USD/gigalumen_year | us | us | 250260876408.049
commercial lighting | Low-Bay LFL: Metal Halide | 2029 | CAPITAL | NEW | food service | USD/gigalumen_year | us | us | 250260876408.049
commercial lighting | Low-Bay LFL: Metal Halide | 2029 | CAPITAL | NEW | health | USD/gigalumen_year | us | us | 250260876408.049
commercial lighting | Low-Bay LFL: Metal Halide | 2029 | CAPITAL | NEW | lodging | USD/gigalumen_year | us | us | 250260876408.049
commercial lighting | Low-Bay LFL: Metal Halide | 2029 | CAPITAL | NEW | merc/service | USD/gigalumen_year | us | us | 250260876408.049
commercial lighting | Low-Bay LFL: Metal Halide | 2029 | CAPITAL | NEW | office-large | USD/gigalumen_year | us | us | 250260876408.049
commercial lighting | Low-Bay LFL: Metal Halide | 2029 | CAPITAL | NEW | office-small | USD/gigalumen_year | us | us | 250260876408.049
commercial lighting | Low-Bay LFL: Metal Halide | 2029 | CAPITAL | NEW | other | USD/gigalumen_year | us | us | 250260876408.049
commercial lighting | Low-Bay LFL: Metal Halide | 2029 | CAPITAL | NEW | warehouse | USD/gigalumen_year | us | us | 250260876408.049
commercial lighting | Low-Bay LFL: Metal Halide | 2029 | CAPITAL | REPLACEMENT | assembly | USD/gigalumen_year | us | us | 250260876408.049
commercial lighting | Low-Bay LFL: Metal Halide | 2029 | CAPITAL | REPLACEMENT | education | USD/gigalumen_year | us | us | 250260876408.049
commercial lighting | Low-Bay LFL: Metal Halide | 2029 | CAPITAL | REPLACEMENT | food sales | USD/gigalumen_year | us | us | 250260876408.049
commercial lighting | Low-Bay LFL: Metal Halide | 2029 | CAPITAL | REPLACEMENT | food service | USD/gigalumen_year | us | us | 250260876408.049
commercial lighting | Low-Bay LFL: Metal Halide | 2029 | CAPITAL | REPLACEMENT | health | USD/gigalumen_year | us | us | 250260876408.049
commercial lighting | Low-Bay LFL: Metal Halide | 2029 | CAPITAL | REPLACEMENT | lodging | USD/gigalumen_year | us | us | 250260876408.049
commercial lighting | Low-Bay LFL: Metal Halide | 2029 | CAPITAL | REPLACEMENT | merc/service | USD/gigalumen_year | us | us | 250260876408.049
commercial lighting | Low-Bay LFL: Metal Halide | 2029 | CAPITAL | REPLACEMENT | office-large | USD/gigalumen_year | us | us | 250260876408.049
commercial lighting | Low-Bay LFL: Metal Halide | 2029 | CAPITAL | REPLACEMENT | office-small | USD/gigalumen_year | us | us | 250260876408.049
commercial lighting | Low-Bay LFL: Metal Halide | 2029 | CAPITAL | REPLACEMENT | other | USD/gigalumen_year | us | us | 250260876408.049
commercial lighting | Low-Bay LFL: Metal Halide | 2029 | CAPITAL | REPLACEMENT | warehouse | USD/gigalumen_year | us | us | 250260876408.049
commercial lighting | Low-Bay LFL: Metal Halide | 2029 | FIXED_OM | NEW | assembly | USD/gigalumen_year | us | us | 22926094929.0648
commercial lighting | Low-Bay LFL: Metal Halide | 2029 | FIXED_OM | NEW | education | USD/gigalumen_year | us | us | 22926094929.0648
commercial lighting | Low-Bay LFL: Metal Halide | 2029 | FIXED_OM | NEW | food sales | USD/gigalumen_year | us | us | 22926094929.0648
commercial lighting | Low-Bay LFL: Metal Halide | 2029 | FIXED_OM | NEW | food service | USD/gigalumen_year | us | us | 22926094929.0648
commercial lighting | Low-Bay LFL: Metal Halide | 2029 | FIXED_OM | NEW | health | USD/gigalumen_year | us | us | 22926094929.0648
commercial lighting | Low-Bay LFL: Metal Halide | 2029 | FIXED_OM | NEW | lodging | USD/gigalumen_year | us | us | 22926094929.0648
commercial lighting | Low-Bay LFL: Metal Halide | 2029 | FIXED_OM | NEW | merc/service | USD/gigalumen_year | us | us | 22926094929.0648
commercial lighting | Low-Bay LFL: Metal Halide | 2029 | FIXED_OM | NEW | office-large | USD/gigalumen_year | us | us | 22926094929.0648
commercial lighting | Low-Bay LFL: Metal Halide | 2029 | FIXED_OM | NEW | office-small | USD/gigalumen_year | us | us | 22926094929.0648
commercial lighting | Low-Bay LFL: Metal Halide | 2029 | FIXED_OM | NEW | other | USD/gigalumen_year | us | us | 22926094929.0648
commercial lighting | Low-Bay LFL: Metal Halide | 2029 | FIXED_OM | NEW | warehouse | USD/gigalumen_year | us | us | 22926094929.0648
commercial lighting | Low-Bay LFL: Metal Halide | 2029 | FIXED_OM | REPLACEMENT | assembly | USD/gigalumen_year | us | us | 22926094929.0648
commercial lighting | Low-Bay LFL: Metal Halide | 2029 | FIXED_OM | REPLACEMENT | education | USD/gigalumen_year | us | us | 22926094929.0648
commercial lighting | Low-Bay LFL: Metal Halide | 2029 | FIXED_OM | REPLACEMENT | food sales | USD/gigalumen_year | us | us | 22926094929.0648
commercial lighting | Low-Bay LFL: Metal Halide | 2029 | FIXED_OM | REPLACEMENT | food service | USD/gigalumen_year | us | us | 22926094929.0648
commercial lighting | Low-Bay LFL: Metal Halide | 2029 | FIXED_OM | REPLACEMENT | health | USD/gigalumen_year | us | us | 22926094929.0648
commercial lighting | Low-Bay LFL: Metal Halide | 2029 | FIXED_OM | REPLACEMENT | lodging | USD/gigalumen_year | us | us | 22926094929.0648
commercial lighting | Low-Bay LFL: Metal Halide | 2029 | FIXED_OM | REPLACEMENT | merc/service | USD/gigalumen_year | us | us | 22926094929.0648
commercial lighting | Low-Bay LFL: Metal Halide | 2029 | FIXED_OM | REPLACEMENT | office-large | USD/gigalumen_year | us | us | 22926094929.0648
commercial lighting | Low-Bay LFL: Metal Halide | 2029 | FIXED_OM | REPLACEMENT | office-small | USD/gigalumen_year | us | us | 22926094929.0648
commercial lighting | Low-Bay LFL: Metal Halide | 2029 | FIXED_OM | REPLACEMENT | other | USD/gigalumen_year | us | us | 22926094929.0648
commercial lighting | Low-Bay LFL: Metal Halide | 2029 | FIXED_OM | REPLACEMENT | warehouse | USD/gigalumen_year | us | us | 22926094929.0648
commercial lighting | Low-Bay LFL: Metal Halide | 2030 | CAPITAL | NEW | assembly | USD/gigalumen_year | us | us | 249650140272.644
commercial lighting | Low-Bay LFL: Metal Halide | 2030 | CAPITAL | NEW | education | USD/gigalumen_year | us | us | 249650140272.644
commercial lighting | Low-Bay LFL: Metal Halide | 2030 | CAPITAL | NEW | food sales | USD/gigalumen_year | us | us | 249650140272.644
commercial lighting | Low-Bay LFL: Metal Halide | 2030 | CAPITAL | NEW | food service | USD/gigalumen_year | us | us | 249650140272.644
commercial lighting | Low-Bay LFL: Metal Halide | 2030 | CAPITAL | NEW | health | USD/gigalumen_year | us | us | 249650140272.644
commercial lighting | Low-Bay LFL: Metal Halide | 2030 | CAPITAL | NEW | lodging | USD/gigalumen_year | us | us | 249650140272.644
commercial lighting | Low-Bay LFL: Metal Halide | 2030 | CAPITAL | NEW | merc/service | USD/gigalumen_year | us | us | 249650140272.644
commercial lighting | Low-Bay LFL: Metal Halide | 2030 | CAPITAL | NEW | office-large | USD/gigalumen_year | us | us | 249650140272.644
commercial lighting | Low-Bay LFL: Metal Halide | 2030 | CAPITAL | NEW | office-small | USD/gigalumen_year | us | us | 249650140272.644
commercial lighting | Low-Bay LFL: Metal Halide | 2030 | CAPITAL | NEW | other | USD/gigalumen_year | us | us | 249650140272.644
commercial lighting | Low-Bay LFL: Metal Halide | 2030 | CAPITAL | NEW | warehouse | USD/gigalumen_year | us | us | 249650140272.644
commercial lighting | Low-Bay LFL: Metal Halide | 2030 | CAPITAL | REPLACEMENT | assembly | USD/gigalumen_year | us | us | 249650140272.644
commercial lighting | Low-Bay LFL: Metal Halide | 2030 | CAPITAL | REPLACEMENT | education | USD/gigalumen_year | us | us | 249650140272.644
commercial lighting | Low-Bay LFL: Metal Halide | 2030 | CAPITAL | REPLACEMENT | food sales | USD/gigalumen_year | us | us | 249650140272.644
commercial lighting | Low-Bay LFL: Metal Halide | 2030 | CAPITAL | REPLACEMENT | food service | USD/gigalumen_year | us | us | 249650140272.644
commercial lighting | Low-Bay LFL: Metal Halide | 2030 | CAPITAL | REPLACEMENT | health | USD/gigalumen_year | us | us | 249650140272.644
commercial lighting | Low-Bay LFL: Metal Halide | 2030 | CAPITAL | REPLACEMENT | lodging | USD/gigalumen_year | us | us | 249650140272.644
commercial lighting | Low-Bay LFL: Metal Halide | 2030 | CAPITAL | REPLACEMENT | merc/service | USD/gigalumen_year | us | us | 249650140272.644
commercial lighting | Low-Bay LFL: Metal Halide | 2030 | CAPITAL | REPLACEMENT | office-large | USD/gigalumen_year | us | us | 249650140272.644
commercial lighting | Low-Bay LFL: Metal Halide | 2030 | CAPITAL | REPLACEMENT | office-small | USD/gigalumen_year | us | us | 249650140272.644
commercial lighting | Low-Bay LFL: Metal Halide | 2030 | CAPITAL | REPLACEMENT | other | USD/gigalumen_year | us | us | 249650140272.644
commercial lighting | Low-Bay LFL: Metal Halide | 2030 | CAPITAL | REPLACEMENT | warehouse | USD/gigalumen_year | us | us | 249650140272.644
commercial lighting | Low-Bay LFL: Metal Halide | 2030 | FIXED_OM | NEW | assembly | USD/gigalumen_year | us | us | 22738176118.1708
commercial lighting | Low-Bay LFL: Metal Halide | 2030 | FIXED_OM | NEW | education | USD/gigalumen_year | us | us | 22738176118.1708
commercial lighting | Low-Bay LFL: Metal Halide | 2030 | FIXED_OM | NEW | food sales | USD/gigalumen_year | us | us | 22738176118.1708
commercial lighting | Low-Bay LFL: Metal Halide | 2030 | FIXED_OM | NEW | food service | USD/gigalumen_year | us | us | 22738176118.1708
commercial lighting | Low-Bay LFL: Metal Halide | 2030 | FIXED_OM | NEW | health | USD/gigalumen_year | us | us | 22738176118.1708
commercial lighting | Low-Bay LFL: Metal Halide | 2030 | FIXED_OM | NEW | lodging | USD/gigalumen_year | us | us | 22738176118.1708
commercial lighting | Low-Bay LFL: Metal Halide | 2030 | FIXED_OM | NEW | merc/service | USD/gigalumen_year | us | us | 22738176118.1708
commercial lighting | Low-Bay LFL: Metal Halide | 2030 | FIXED_OM | NEW | office-large | USD/gigalumen_year | us | us | 22738176118.1708
commercial lighting | Low-Bay LFL: Metal Halide | 2030 | FIXED_OM | NEW | office-small | USD/gigalumen_year | us | us | 22738176118.1708
commercial lighting | Low-Bay LFL: Metal Halide | 2030 | FIXED_OM | NEW | other | USD/gigalumen_year | us | us | 22738176118.1708
commercial lighting | Low-Bay LFL: Metal Halide | 2030 | FIXED_OM | NEW | warehouse | USD/gigalumen_year | us | us | 22738176118.1708
commercial lighting | Low-Bay LFL: Metal Halide | 2030 | FIXED_OM | REPLACEMENT | assembly | USD/gigalumen_year | us | us | 22738176118.1708
commercial lighting | Low-Bay LFL: Metal Halide | 2030 | FIXED_OM | REPLACEMENT | education | USD/gigalumen_year | us | us | 22738176118.1708
commercial lighting | Low-Bay LFL: Metal Halide | 2030 | FIXED_OM | REPLACEMENT | food sales | USD/gigalumen_year | us | us | 22738176118.1708
commercial lighting | Low-Bay LFL: Metal Halide | 2030 | FIXED_OM | REPLACEMENT | food service | USD/gigalumen_year | us | us | 22738176118.1708
commercial lighting | Low-Bay LFL: Metal Halide | 2030 | FIXED_OM | REPLACEMENT | health | USD/gigalumen_year | us | us | 22738176118.1708
commercial lighting | Low-Bay LFL: Metal Halide | 2030 | FIXED_OM | REPLACEMENT | lodging | USD/gigalumen_year | us | us | 22738176118.1708
commercial lighting | Low-Bay LFL: Metal Halide | 2030 | FIXED_OM | REPLACEMENT | merc/service | USD/gigalumen_year | us | us | 22738176118.1708
commercial lighting | Low-Bay LFL: Metal Halide | 2030 | FIXED_OM | REPLACEMENT | office-large | USD/gigalumen_year | us | us | 22738176118.1708
commercial lighting | Low-Bay LFL: Metal Halide | 2030 | FIXED_OM | REPLACEMENT | office-small | USD/gigalumen_year | us | us | 22738176118.1708
commercial lighting | Low-Bay LFL: Metal Halide | 2030 | FIXED_OM | REPLACEMENT | other | USD/gigalumen_year | us | us | 22738176118.1708
commercial lighting | Low-Bay LFL: Metal Halide | 2030 | FIXED_OM | REPLACEMENT | warehouse | USD/gigalumen_year | us | us | 22738176118.1708
commercial lighting | Low-Bay LFL: Metal Halide | 2031 | CAPITAL | NEW | assembly | USD/gigalumen_year | us | us | 249067591958.873
commercial lighting | Low-Bay LFL: Metal Halide | 2031 | CAPITAL | NEW | education | USD/gigalumen_year | us | us | 249067591958.873
commercial lighting | Low-Bay LFL: Metal Halide | 2031 | CAPITAL | NEW | food sales | USD/gigalumen_year | us | us | 249067591958.873
commercial lighting | Low-Bay LFL: Metal Halide | 2031 | CAPITAL | NEW | food service | USD/gigalumen_year | us | us | 249067591958.873
commercial lighting | Low-Bay LFL: Metal Halide | 2031 | CAPITAL | NEW | health | USD/gigalumen_year | us | us | 249067591958.873
commercial lighting | Low-Bay LFL: Metal Halide | 2031 | CAPITAL | NEW | lodging | USD/gigalumen_year | us | us | 249067591958.873
commercial lighting | Low-Bay LFL: Metal Halide | 2031 | CAPITAL | NEW | merc/service | USD/gigalumen_year | us | us | 249067591958.873
commercial lighting | Low-Bay LFL: Metal Halide | 2031 | CAPITAL | NEW | office-large | USD/gigalumen_year | us | us | 249067591958.873
commercial lighting | Low-Bay LFL: Metal Halide | 2031 | CAPITAL | NEW | office-small | USD/gigalumen_year | us | us | 249067591958.873
commercial lighting | Low-Bay LFL: Metal Halide | 2031 | CAPITAL | NEW | other | USD/gigalumen_year | us | us | 249067591958.873
commercial lighting | Low-Bay LFL: Metal Halide | 2031 | CAPITAL | NEW | warehouse | USD/gigalumen_year | us | us | 249067591958.873
commercial lighting | Low-Bay LFL: Metal Halide | 2031 | CAPITAL | REPLACEMENT | assembly | USD/gigalumen_year | us | us | 249067591958.873
commercial lighting | Low-Bay LFL: Metal Halide | 2031 | CAPITAL | REPLACEMENT | education | USD/gigalumen_year | us | us | 249067591958.873
commercial lighting | Low-Bay LFL: Metal Halide | 2031 | CAPITAL | REPLACEMENT | food sales | USD/gigalumen_year | us | us | 249067591958.873
commercial lighting | Low-Bay LFL: Metal Halide | 2031 | CAPITAL | REPLACEMENT | food service | USD/gigalumen_year | us | us | 249067591958.873
commercial lighting | Low-Bay LFL: Metal Halide | 2031 | CAPITAL | REPLACEMENT | health | USD/gigalumen_year | us | us | 249067591958.873
commercial lighting | Low-Bay LFL: Metal Halide | 2031 | CAPITAL | REPLACEMENT | lodging | USD/gigalumen_year | us | us | 249067591958.873
commercial lighting | Low-Bay LFL: Metal Halide | 2031 | CAPITAL | REPLACEMENT | merc/service | USD/gigalumen_year | us | us | 249067591958.873
commercial lighting | Low-Bay LFL: Metal Halide | 2031 | CAPITAL | REPLACEMENT | office-large | USD/gigalumen_year | us | us | 249067591958.873
commercial lighting | Low-Bay LFL: Metal Halide | 2031 | CAPITAL | REPLACEMENT | office-small | USD/gigalumen_year | us | us | 249067591958.873
commercial lighting | Low-Bay LFL: Metal Halide | 2031 | CAPITAL | REPLACEMENT | other | USD/gigalumen_year | us | us | 249067591958.873
commercial lighting | Low-Bay LFL: Metal Halide | 2031 | CAPITAL | REPLACEMENT | warehouse | USD/gigalumen_year | us | us | 249067591958.873
commercial lighting | Low-Bay LFL: Metal Halide | 2031 | FIXED_OM | NEW | assembly | USD/gigalumen_year | us | us | 22578445128.9109
commercial lighting | Low-Bay LFL: Metal Halide | 2031 | FIXED_OM | NEW | education | USD/gigalumen_year | us | us | 22578445128.9109
commercial lighting | Low-Bay LFL: Metal Halide | 2031 | FIXED_OM | NEW | food sales | USD/gigalumen_year | us | us | 22578445128.9109
commercial lighting | Low-Bay LFL: Metal Halide | 2031 | FIXED_OM | NEW | food service | USD/gigalumen_year | us | us | 22578445128.9109
commercial lighting | Low-Bay LFL: Metal Halide | 2031 | FIXED_OM | NEW | health | USD/gigalumen_year | us | us | 22578445128.9109
commercial lighting | Low-Bay LFL: Metal Halide | 2031 | FIXED_OM | NEW | lodging | USD/gigalumen_year | us | us | 22578445128.9109
commercial lighting | Low-Bay LFL: Metal Halide | 2031 | FIXED_OM | NEW | merc/service | USD/gigalumen_year | us | us | 22578445128.9109
commercial lighting | Low-Bay LFL: Metal Halide | 2031 | FIXED_OM | NEW | office-large | USD/gigalumen_year | us | us | 22578445128.9109
commercial lighting | Low-Bay LFL: Metal Halide | 2031 | FIXED_OM | NEW | office-small | USD/gigalumen_year | us | us | 22578445128.9109
commercial lighting | Low-Bay LFL: Metal Halide | 2031 | FIXED_OM | NEW | other | USD/gigalumen_year | us | us | 22578445128.9109
commercial lighting | Low-Bay LFL: Metal Halide | 2031 | FIXED_OM | NEW | warehouse | USD/gigalumen_year | us | us | 22578445128.9109
commercial lighting | Low-Bay LFL: Metal Halide | 2031 | FIXED_OM | REPLACEMENT | assembly | USD/gigalumen_year | us | us | 22578445128.9109
commercial lighting | Low-Bay LFL: Metal Halide | 2031 | FIXED_OM | REPLACEMENT | education | USD/gigalumen_year | us | us | 22578445128.9109
commercial lighting | Low-Bay LFL: Metal Halide | 2031 | FIXED_OM | REPLACEMENT | food sales | USD/gigalumen_year | us | us | 22578445128.9109
commercial lighting | Low-Bay LFL: Metal Halide | 2031 | FIXED_OM | REPLACEMENT | food service | USD/gigalumen_year | us | us | 22578445128.9109
commercial lighting | Low-Bay LFL: Metal Halide | 2031 | FIXED_OM | REPLACEMENT | health | USD/gigalumen_year | us | us | 22578445128.9109
commercial lighting | Low-Bay LFL: Metal Halide | 2031 | FIXED_OM | REPLACEMENT | lodging | USD/gigalumen_year | us | us | 22578445128.9109
commercial lighting | Low-Bay LFL: Metal Halide | 2031 | FIXED_OM | REPLACEMENT | merc/service | USD/gigalumen_year | us | us | 22578445128.9109
commercial lighting | Low-Bay LFL: Metal Halide | 2031 | FIXED_OM | REPLACEMENT | office-large | USD/gigalumen_year | us | us | 22578445128.9109
commercial lighting | Low-Bay LFL: Metal Halide | 2031 | FIXED_OM | REPLACEMENT | office-small | USD/gigalumen_year | us | us | 22578445128.9109
commercial lighting | Low-Bay LFL: Metal Halide | 2031 | FIXED_OM | REPLACEMENT | other | USD/gigalumen_year | us | us | 22578445128.9109
commercial lighting | Low-Bay LFL: Metal Halide | 2031 | FIXED_OM | REPLACEMENT | warehouse | USD/gigalumen_year | us | us | 22578445128.9109
commercial lighting | Low-Bay LFL: Metal Halide | 2032 | CAPITAL | NEW | assembly | USD/gigalumen_year | us | us | 248485043645.101
commercial lighting | Low-Bay LFL: Metal Halide | 2032 | CAPITAL | NEW | education | USD/gigalumen_year | us | us | 248485043645.101
commercial lighting | Low-Bay LFL: Metal Halide | 2032 | CAPITAL | NEW | food sales | USD/gigalumen_year | us | us | 248485043645.101
commercial lighting | Low-Bay LFL: Metal Halide | 2032 | CAPITAL | NEW | food service | USD/gigalumen_year | us | us | 248485043645.101
commercial lighting | Low-Bay LFL: Metal Halide | 2032 | CAPITAL | NEW | health | USD/gigalumen_year | us | us | 248485043645.101
commercial lighting | Low-Bay LFL: Metal Halide | 2032 | CAPITAL | NEW | lodging | USD/gigalumen_year | us | us | 248485043645.101
commercial lighting | Low-Bay LFL: Metal Halide | 2032 | CAPITAL | NEW | merc/service | USD/gigalumen_year | us | us | 248485043645.101
commercial lighting | Low-Bay LFL: Metal Halide | 2032 | CAPITAL | NEW | office-large | USD/gigalumen_year | us | us | 248485043645.101
commercial lighting | Low-Bay LFL: Metal Halide | 2032 | CAPITAL | NEW | office-small | USD/gigalumen_year | us | us | 248485043645.101
commercial lighting | Low-Bay LFL: Metal Halide | 2032 | CAPITAL | NEW | other | USD/gigalumen_year | us | us | 248485043645.101
commercial lighting | Low-Bay LFL: Metal Halide | 2032 | CAPITAL | NEW | warehouse | USD/gigalumen_year | us | us | 248485043645.101
commercial lighting | Low-Bay LFL: Metal Halide | 2032 | CAPITAL | REPLACEMENT | assembly | USD/gigalumen_year | us | us | 248485043645.101
commercial lighting | Low-Bay LFL: Metal Halide | 2032 | CAPITAL | REPLACEMENT | education | USD/gigalumen_year | us | us | 248485043645.101
commercial lighting | Low-Bay LFL: Metal Halide | 2032 | CAPITAL | REPLACEMENT | food sales | USD/gigalumen_year | us | us | 248485043645.101
commercial lighting | Low-Bay LFL: Metal Halide | 2032 | CAPITAL | REPLACEMENT | food service | USD/gigalumen_year | us | us | 248485043645.101
commercial lighting | Low-Bay LFL: Metal Halide | 2032 | CAPITAL | REPLACEMENT | health | USD/gigalumen_year | us | us | 248485043645.101
commercial lighting | Low-Bay LFL: Metal Halide | 2032 | CAPITAL | REPLACEMENT | lodging | USD/gigalumen_year | us | us | 248485043645.101
commercial lighting | Low-Bay LFL: Metal Halide | 2032 | CAPITAL | REPLACEMENT | merc/service | USD/gigalumen_year | us | us | 248485043645.101
commercial lighting | Low-Bay LFL: Metal Halide | 2032 | CAPITAL | REPLACEMENT | office-large | USD/gigalumen_year | us | us | 248485043645.101
commercial lighting | Low-Bay LFL: Metal Halide | 2032 | CAPITAL | REPLACEMENT | office-small | USD/gigalumen_year | us | us | 248485043645.101
commercial lighting | Low-Bay LFL: Metal Halide | 2032 | CAPITAL | REPLACEMENT | other | USD/gigalumen_year | us | us | 248485043645.101
commercial lighting | Low-Bay LFL: Metal Halide | 2032 | CAPITAL | REPLACEMENT | warehouse | USD/gigalumen_year | us | us | 248485043645.101
commercial lighting | Low-Bay LFL: Metal Halide | 2032 | FIXED_OM | NEW | assembly | USD/gigalumen_year | us | us | 22418714139.651
commercial lighting | Low-Bay LFL: Metal Halide | 2032 | FIXED_OM | NEW | education | USD/gigalumen_year | us | us | 22418714139.651
commercial lighting | Low-Bay LFL: Metal Halide | 2032 | FIXED_OM | NEW | food sales | USD/gigalumen_year | us | us | 22418714139.651
commercial lighting | Low-Bay LFL: Metal Halide | 2032 | FIXED_OM | NEW | food service | USD/gigalumen_year | us | us | 22418714139.651
commercial lighting | Low-Bay LFL: Metal Halide | 2032 | FIXED_OM | NEW | health | USD/gigalumen_year | us | us | 22418714139.651
commercial lighting | Low-Bay LFL: Metal Halide | 2032 | FIXED_OM | NEW | lodging | USD/gigalumen_year | us | us | 22418714139.651
commercial lighting | Low-Bay LFL: Metal Halide | 2032 | FIXED_OM | NEW | merc/service | USD/gigalumen_year | us | us | 22418714139.651
commercial lighting | Low-Bay LFL: Metal Halide | 2032 | FIXED_OM | NEW | office-large | USD/gigalumen_year | us | us | 22418714139.651
commercial lighting | Low-Bay LFL: Metal Halide | 2032 | FIXED_OM | NEW | office-small | USD/gigalumen_year | us | us | 22418714139.651
commercial lighting | Low-Bay LFL: Metal Halide | 2032 | FIXED_OM | NEW | other | USD/gigalumen_year | us | us | 22418714139.651
commercial lighting | Low-Bay LFL: Metal Halide | 2032 | FIXED_OM | NEW | warehouse | USD/gigalumen_year | us | us | 22418714139.651
commercial lighting | Low-Bay LFL: Metal Halide | 2032 | FIXED_OM | REPLACEMENT | assembly | USD/gigalumen_year | us | us | 22418714139.651
commercial lighting | Low-Bay LFL: Metal Halide | 2032 | FIXED_OM | REPLACEMENT | education | USD/gigalumen_year | us | us | 22418714139.651
commercial lighting | Low-Bay LFL: Metal Halide | 2032 | FIXED_OM | REPLACEMENT | food sales | USD/gigalumen_year | us | us | 22418714139.651
commercial lighting | Low-Bay LFL: Metal Halide | 2032 | FIXED_OM | REPLACEMENT | food service | USD/gigalumen_year | us | us | 22418714139.651
commercial lighting | Low-Bay LFL: Metal Halide | 2032 | FIXED_OM | REPLACEMENT | health | USD/gigalumen_year | us | us | 22418714139.651
commercial lighting | Low-Bay LFL: Metal Halide | 2032 | FIXED_OM | REPLACEMENT | lodging | USD/gigalumen_year | us | us | 22418714139.651
commercial lighting | Low-Bay LFL: Metal Halide | 2032 | FIXED_OM | REPLACEMENT | merc/service | USD/gigalumen_year | us | us | 22418714139.651
commercial lighting | Low-Bay LFL: Metal Halide | 2032 | FIXED_OM | REPLACEMENT | office-large | USD/gigalumen_year | us | us | 22418714139.651
commercial lighting | Low-Bay LFL: Metal Halide | 2032 | FIXED_OM | REPLACEMENT | office-small | USD/gigalumen_year | us | us | 22418714139.651
commercial lighting | Low-Bay LFL: Metal Halide | 2032 | FIXED_OM | REPLACEMENT | other | USD/gigalumen_year | us | us | 22418714139.651
commercial lighting | Low-Bay LFL: Metal Halide | 2032 | FIXED_OM | REPLACEMENT | warehouse | USD/gigalumen_year | us | us | 22418714139.651
commercial lighting | Low-Bay LFL: Metal Halide | 2033 | CAPITAL | NEW | assembly | USD/gigalumen_year | us | us | 247902495331.33
commercial lighting | Low-Bay LFL: Metal Halide | 2033 | CAPITAL | NEW | education | USD/gigalumen_year | us | us | 247902495331.33
commercial lighting | Low-Bay LFL: Metal Halide | 2033 | CAPITAL | NEW | food sales | USD/gigalumen_year | us | us | 247902495331.33
commercial lighting | Low-Bay LFL: Metal Halide | 2033 | CAPITAL | NEW | food service | USD/gigalumen_year | us | us | 247902495331.33
commercial lighting | Low-Bay LFL: Metal Halide | 2033 | CAPITAL | NEW | health | USD/gigalumen_year | us | us | 247902495331.33
commercial lighting | Low-Bay LFL: Metal Halide | 2033 | CAPITAL | NEW | lodging | USD/gigalumen_year | us | us | 247902495331.33
commercial lighting | Low-Bay LFL: Metal Halide | 2033 | CAPITAL | NEW | merc/service | USD/gigalumen_year | us | us | 247902495331.33
commercial lighting | Low-Bay LFL: Metal Halide | 2033 | CAPITAL | NEW | office-large | USD/gigalumen_year | us | us | 247902495331.33
commercial lighting | Low-Bay LFL: Metal Halide | 2033 | CAPITAL | NEW | office-small | USD/gigalumen_year | us | us | 247902495331.33
commercial lighting | Low-Bay LFL: Metal Halide | 2033 | CAPITAL | NEW | other | USD/gigalumen_year | us | us | 247902495331.33
commercial lighting | Low-Bay LFL: Metal Halide | 2033 | CAPITAL | NEW | warehouse | USD/gigalumen_year | us | us | 247902495331.33
commercial lighting | Low-Bay LFL: Metal Halide | 2033 | CAPITAL | REPLACEMENT | assembly | USD/gigalumen_year | us | us | 247902495331.33
commercial lighting | Low-Bay LFL: Metal Halide | 2033 | CAPITAL | REPLACEMENT | education | USD/gigalumen_year | us | us | 247902495331.33
commercial lighting | Low-Bay LFL: Metal Halide | 2033 | CAPITAL | REPLACEMENT | food sales | USD/gigalumen_year | us | us | 247902495331.33
commercial lighting | Low-Bay LFL: Metal Halide | 2033 | CAPITAL | REPLACEMENT | food service | USD/gigalumen_year | us | us | 247902495331.33
commercial lighting | Low-Bay LFL: Metal Halide | 2033 | CAPITAL | REPLACEMENT | health | USD/gigalumen_year | us | us | 247902495331.33
commercial lighting | Low-Bay LFL: Metal Halide | 2033 | CAPITAL | REPLACEMENT | lodging | USD/gigalumen_year | us | us | 247902495331.33
commercial lighting | Low-Bay LFL: Metal Halide | 2033 | CAPITAL | REPLACEMENT | merc/service | USD/gigalumen_year | us | us | 247902495331.33
commercial lighting | Low-Bay LFL: Metal Halide | 2033 | CAPITAL | REPLACEMENT | office-large | USD/gigalumen_year | us | us | 247902495331.33
commercial lighting | Low-Bay LFL: Metal Halide | 2033 | CAPITAL | REPLACEMENT | office-small | USD/gigalumen_year | us | us | 247902495331.33
commercial lighting | Low-Bay LFL: Metal Halide | 2033 | CAPITAL | REPLACEMENT | other | USD/gigalumen_year | us | us | 247902495331.33
commercial lighting | Low-Bay LFL: Metal Halide | 2033 | CAPITAL | REPLACEMENT | warehouse | USD/gigalumen_year | us | us | 247902495331.33
commercial lighting | Low-Bay LFL: Metal Halide | 2033 | FIXED_OM | NEW | assembly | USD/gigalumen_year | us | us | 22258983150.3912
commercial lighting | Low-Bay LFL: Metal Halide | 2033 | FIXED_OM | NEW | education | USD/gigalumen_year | us | us | 22258983150.3912
commercial lighting | Low-Bay LFL: Metal Halide | 2033 | FIXED_OM | NEW | food sales | USD/gigalumen_year | us | us | 22258983150.3912
commercial lighting | Low-Bay LFL: Metal Halide | 2033 | FIXED_OM | NEW | food service | USD/gigalumen_year | us | us | 22258983150.3912
commercial lighting | Low-Bay LFL: Metal Halide | 2033 | FIXED_OM | NEW | health | USD/gigalumen_year | us | us | 22258983150.3912
commercial lighting | Low-Bay LFL: Metal Halide | 2033 | FIXED_OM | NEW | lodging | USD/gigalumen_year | us | us | 22258983150.3912
commercial lighting | Low-Bay LFL: Metal Halide | 2033 | FIXED_OM | NEW | merc/service | USD/gigalumen_year | us | us | 22258983150.3912
commercial lighting | Low-Bay LFL: Metal Halide | 2033 | FIXED_OM | NEW | office-large | USD/gigalumen_year | us | us | 22258983150.3912
commercial lighting | Low-Bay LFL: Metal Halide | 2033 | FIXED_OM | NEW | office-small | USD/gigalumen_year | us | us | 22258983150.3912
commercial lighting | Low-Bay LFL: Metal Halide | 2033 | FIXED_OM | NEW | other | USD/gigalumen_year | us | us | 22258983150.3912
commercial lighting | Low-Bay LFL: Metal Halide | 2033 | FIXED_OM | NEW | warehouse | USD/gigalumen_year | us | us | 22258983150.3912
commercial lighting | Low-Bay LFL: Metal Halide | 2033 | FIXED_OM | REPLACEMENT | assembly | USD/gigalumen_year | us | us | 22258983150.3912
commercial lighting | Low-Bay LFL: Metal Halide | 2033 | FIXED_OM | REPLACEMENT | education | USD/gigalumen_year | us | us | 22258983150.3912
commercial lighting | Low-Bay LFL: Metal Halide | 2033 | FIXED_OM | REPLACEMENT | food sales | USD/gigalumen_year | us | us | 22258983150.3912
commercial lighting | Low-Bay LFL: Metal Halide | 2033 | FIXED_OM | REPLACEMENT | food service | USD/gigalumen_year | us | us | 22258983150.3912
commercial lighting | Low-Bay LFL: Metal Halide | 2033 | FIXED_OM | REPLACEMENT | health | USD/gigalumen_year | us | us | 22258983150.3912
commercial lighting | Low-Bay LFL: Metal Halide | 2033 | FIXED_OM | REPLACEMENT | lodging | USD/gigalumen_year | us | us | 22258983150.3912
commercial lighting | Low-Bay LFL: Metal Halide | 2033 | FIXED_OM | REPLACEMENT | merc/service | USD/gigalumen_year | us | us | 22258983150.3912
commercial lighting | Low-Bay LFL: Metal Halide | 2033 | FIXED_OM | REPLACEMENT | office-large | USD/gigalumen_year | us | us | 22258983150.3912
commercial lighting | Low-Bay LFL: Metal Halide | 2033 | FIXED_OM | REPLACEMENT | office-small | USD/gigalumen_year | us | us | 22258983150.3912
commercial lighting | Low-Bay LFL: Metal Halide | 2033 | FIXED_OM | REPLACEMENT | other | USD/gigalumen_year | us | us | 22258983150.3912
commercial lighting | Low-Bay LFL: Metal Halide | 2033 | FIXED_OM | REPLACEMENT | warehouse | USD/gigalumen_year | us | us | 22258983150.3912
commercial lighting | Low-Bay LFL: Metal Halide | 2034 | CAPITAL | NEW | assembly | USD/gigalumen_year | us | us | 247319947017.559
commercial lighting | Low-Bay LFL: Metal Halide | 2034 | CAPITAL | NEW | education | USD/gigalumen_year | us | us | 247319947017.559
commercial lighting | Low-Bay LFL: Metal Halide | 2034 | CAPITAL | NEW | food sales | USD/gigalumen_year | us | us | 247319947017.559
commercial lighting | Low-Bay LFL: Metal Halide | 2034 | CAPITAL | NEW | food service | USD/gigalumen_year | us | us | 247319947017.559
commercial lighting | Low-Bay LFL: Metal Halide | 2034 | CAPITAL | NEW | health | USD/gigalumen_year | us | us | 247319947017.559
commercial lighting | Low-Bay LFL: Metal Halide | 2034 | CAPITAL | NEW | lodging | USD/gigalumen_year | us | us | 247319947017.559
commercial lighting | Low-Bay LFL: Metal Halide | 2034 | CAPITAL | NEW | merc/service | USD/gigalumen_year | us | us | 247319947017.559
commercial lighting | Low-Bay LFL: Metal Halide | 2034 | CAPITAL | NEW | office-large | USD/gigalumen_year | us | us | 247319947017.559
commercial lighting | Low-Bay LFL: Metal Halide | 2034 | CAPITAL | NEW | office-small | USD/gigalumen_year | us | us | 247319947017.559
commercial lighting | Low-Bay LFL: Metal Halide | 2034 | CAPITAL | NEW | other | USD/gigalumen_year | us | us | 247319947017.559
commercial lighting | Low-Bay LFL: Metal Halide | 2034 | CAPITAL | NEW | warehouse | USD/gigalumen_year | us | us | 247319947017.559
commercial lighting | Low-Bay LFL: Metal Halide | 2034 | CAPITAL | REPLACEMENT | assembly | USD/gigalumen_year | us | us | 247319947017.559
commercial lighting | Low-Bay LFL: Metal Halide | 2034 | CAPITAL | REPLACEMENT | education | USD/gigalumen_year | us | us | 247319947017.559
commercial lighting | Low-Bay LFL: Metal Halide | 2034 | CAPITAL | REPLACEMENT | food sales | USD/gigalumen_year | us | us | 247319947017.559
commercial lighting | Low-Bay LFL: Metal Halide | 2034 | CAPITAL | REPLACEMENT | food service | USD/gigalumen_year | us | us | 247319947017.559
commercial lighting | Low-Bay LFL: Metal Halide | 2034 | CAPITAL | REPLACEMENT | health | USD/gigalumen_year | us | us | 247319947017.559
commercial lighting | Low-Bay LFL: Metal Halide | 2034 | CAPITAL | REPLACEMENT | lodging | USD/gigalumen_year | us | us | 247319947017.559
commercial lighting | Low-Bay LFL: Metal Halide | 2034 | CAPITAL | REPLACEMENT | merc/service | USD/gigalumen_year | us | us | 247319947017.559
commercial lighting | Low-Bay LFL: Metal Halide | 2034 | CAPITAL | REPLACEMENT | office-large | USD/gigalumen_year | us | us | 247319947017.559
commercial lighting | Low-Bay LFL: Metal Halide | 2034 | CAPITAL | REPLACEMENT | office-small | USD/gigalumen_year | us | us | 247319947017.559
commercial lighting | Low-Bay LFL: Metal Halide | 2034 | CAPITAL | REPLACEMENT | other | USD/gigalumen_year | us | us | 247319947017.559
commercial lighting | Low-Bay LFL: Metal Halide | 2034 | CAPITAL | REPLACEMENT | warehouse | USD/gigalumen_year | us | us | 247319947017.559
commercial lighting | Low-Bay LFL: Metal Halide | 2034 | FIXED_OM | NEW | assembly | USD/gigalumen_year | us | us | 22099252161.1313
commercial lighting | Low-Bay LFL: Metal Halide | 2034 | FIXED_OM | NEW | education | USD/gigalumen_year | us | us | 22099252161.1313
commercial lighting | Low-Bay LFL: Metal Halide | 2034 | FIXED_OM | NEW | food sales | USD/gigalumen_year | us | us | 22099252161.1313
commercial lighting | Low-Bay LFL: Metal Halide | 2034 | FIXED_OM | NEW | food service | USD/gigalumen_year | us | us | 22099252161.1313
commercial lighting | Low-Bay LFL: Metal Halide | 2034 | FIXED_OM | NEW | health | USD/gigalumen_year | us | us | 22099252161.1313
commercial lighting | Low-Bay LFL: Metal Halide | 2034 | FIXED_OM | NEW | lodging | USD/gigalumen_year | us | us | 22099252161.1313
commercial lighting | Low-Bay LFL: Metal Halide | 2034 | FIXED_OM | NEW | merc/service | USD/gigalumen_year | us | us | 22099252161.1313
commercial lighting | Low-Bay LFL: Metal Halide | 2034 | FIXED_OM | NEW | office-large | USD/gigalumen_year | us | us | 22099252161.1313
commercial lighting | Low-Bay LFL: Metal Halide | 2034 | FIXED_OM | NEW | office-small | USD/gigalumen_year | us | us | 22099252161.1313
commercial lighting | Low-Bay LFL: Metal Halide | 2034 | FIXED_OM | NEW | other | USD/gigalumen_year | us | us | 22099252161.1313
commercial lighting | Low-Bay LFL: Metal Halide | 2034 | FIXED_OM | NEW | warehouse | USD/gigalumen_year | us | us | 22099252161.1313
commercial lighting | Low-Bay LFL: Metal Halide | 2034 | FIXED_OM | REPLACEMENT | assembly | USD/gigalumen_year | us | us | 22099252161.1313
commercial lighting | Low-Bay LFL: Metal Halide | 2034 | FIXED_OM | REPLACEMENT | education | USD/gigalumen_year | us | us | 22099252161.1313
commercial lighting | Low-Bay LFL: Metal Halide | 2034 | FIXED_OM | REPLACEMENT | food sales | USD/gigalumen_year | us | us | 22099252161.1313
commercial lighting | Low-Bay LFL: Metal Halide | 2034 | FIXED_OM | REPLACEMENT | food service | USD/gigalumen_year | us | us | 22099252161.1313
commercial lighting | Low-Bay LFL: Metal Halide | 2034 | FIXED_OM | REPLACEMENT | health | USD/gigalumen_year | us | us | 22099252161.1313
commercial lighting | Low-Bay LFL: Metal Halide | 2034 | FIXED_OM | REPLACEMENT | lodging | USD/gigalumen_year | us | us | 22099252161.1313
commercial lighting | Low-Bay LFL: Metal Halide | 2034 | FIXED_OM | REPLACEMENT | merc/service | USD/gigalumen_year | us | us | 22099252161.1313
commercial lighting | Low-Bay LFL: Metal Halide | 2034 | FIXED_OM | REPLACEMENT | office-large | USD/gigalumen_year | us | us | 22099252161.1313
commercial lighting | Low-Bay LFL: Metal Halide | 2034 | FIXED_OM | REPLACEMENT | office-small | USD/gigalumen_year | us | us | 22099252161.1313
commercial lighting | Low-Bay LFL: Metal Halide | 2034 | FIXED_OM | REPLACEMENT | other | USD/gigalumen_year | us | us | 22099252161.1313
commercial lighting | Low-Bay LFL: Metal Halide | 2034 | FIXED_OM | REPLACEMENT | warehouse | USD/gigalumen_year | us | us | 22099252161.1313
commercial lighting | Low-Bay LFL: Metal Halide | 2035 | CAPITAL | NEW | assembly | USD/gigalumen_year | us | us | 246737398703.787
commercial lighting | Low-Bay LFL: Metal Halide | 2035 | CAPITAL | NEW | education | USD/gigalumen_year | us | us | 246737398703.787
commercial lighting | Low-Bay LFL: Metal Halide | 2035 | CAPITAL | NEW | food sales | USD/gigalumen_year | us | us | 246737398703.787
commercial lighting | Low-Bay LFL: Metal Halide | 2035 | CAPITAL | NEW | food service | USD/gigalumen_year | us | us | 246737398703.787
commercial lighting | Low-Bay LFL: Metal Halide | 2035 | CAPITAL | NEW | health | USD/gigalumen_year | us | us | 246737398703.787
commercial lighting | Low-Bay LFL: Metal Halide | 2035 | CAPITAL | NEW | lodging | USD/gigalumen_year | us | us | 246737398703.787
commercial lighting | Low-Bay LFL: Metal Halide | 2035 | CAPITAL | NEW | merc/service | USD/gigalumen_year | us | us | 246737398703.787
commercial lighting | Low-Bay LFL: Metal Halide | 2035 | CAPITAL | NEW | office-large | USD/gigalumen_year | us | us | 246737398703.787
commercial lighting | Low-Bay LFL: Metal Halide | 2035 | CAPITAL | NEW | office-small | USD/gigalumen_year | us | us | 246737398703.787
commercial lighting | Low-Bay LFL: Metal Halide | 2035 | CAPITAL | NEW | other | USD/gigalumen_year | us | us | 246737398703.787
commercial lighting | Low-Bay LFL: Metal Halide | 2035 | CAPITAL | NEW | warehouse | USD/gigalumen_year | us | us | 246737398703.787
commercial lighting | Low-Bay LFL: Metal Halide | 2035 | CAPITAL | REPLACEMENT | assembly | USD/gigalumen_year | us | us | 246737398703.787
commercial lighting | Low-Bay LFL: Metal Halide | 2035 | CAPITAL | REPLACEMENT | education | USD/gigalumen_year | us | us | 246737398703.787
commercial lighting | Low-Bay LFL: Metal Halide | 2035 | CAPITAL | REPLACEMENT | food sales | USD/gigalumen_year | us | us | 246737398703.787
commercial lighting | Low-Bay LFL: Metal Halide | 2035 | CAPITAL | REPLACEMENT | food service | USD/gigalumen_year | us | us | 246737398703.787
commercial lighting | Low-Bay LFL: Metal Halide | 2035 | CAPITAL | REPLACEMENT | health | USD/gigalumen_year | us | us | 246737398703.787
commercial lighting | Low-Bay LFL: Metal Halide | 2035 | CAPITAL | REPLACEMENT | lodging | USD/gigalumen_year | us | us | 246737398703.787
commercial lighting | Low-Bay LFL: Metal Halide | 2035 | CAPITAL | REPLACEMENT | merc/service | USD/gigalumen_year | us | us | 246737398703.787
commercial lighting | Low-Bay LFL: Metal Halide | 2035 | CAPITAL | REPLACEMENT | office-large | USD/gigalumen_year | us | us | 246737398703.787
commercial lighting | Low-Bay LFL: Metal Halide | 2035 | CAPITAL | REPLACEMENT | office-small | USD/gigalumen_year | us | us | 246737398703.787
commercial lighting | Low-Bay LFL: Metal Halide | 2035 | CAPITAL | REPLACEMENT | other | USD/gigalumen_year | us | us | 246737398703.787
commercial lighting | Low-Bay LFL: Metal Halide | 2035 | CAPITAL | REPLACEMENT | warehouse | USD/gigalumen_year | us | us | 246737398703.787
commercial lighting | Low-Bay LFL: Metal Halide | 2035 | FIXED_OM | NEW | assembly | USD/gigalumen_year | us | us | 21939521171.8714
commercial lighting | Low-Bay LFL: Metal Halide | 2035 | FIXED_OM | NEW | education | USD/gigalumen_year | us | us | 21939521171.8714
commercial lighting | Low-Bay LFL: Metal Halide | 2035 | FIXED_OM | NEW | food sales | USD/gigalumen_year | us | us | 21939521171.8714
commercial lighting | Low-Bay LFL: Metal Halide | 2035 | FIXED_OM | NEW | food service | USD/gigalumen_year | us | us | 21939521171.8714
commercial lighting | Low-Bay LFL: Metal Halide | 2035 | FIXED_OM | NEW | health | USD/gigalumen_year | us | us | 21939521171.8714
commercial lighting | Low-Bay LFL: Metal Halide | 2035 | FIXED_OM | NEW | lodging | USD/gigalumen_year | us | us | 21939521171.8714
commercial lighting | Low-Bay LFL: Metal Halide | 2035 | FIXED_OM | NEW | merc/service | USD/gigalumen_year | us | us | 21939521171.8714
commercial lighting | Low-Bay LFL: Metal Halide | 2035 | FIXED_OM | NEW | office-large | USD/gigalumen_year | us | us | 21939521171.8714
commercial lighting | Low-Bay LFL: Metal Halide | 2035 | FIXED_OM | NEW | office-small | USD/gigalumen_year | us | us | 21939521171.8714
commercial lighting | Low-Bay LFL: Metal Halide | 2035 | FIXED_OM | NEW | other | USD/gigalumen_year | us | us | 21939521171.8714
commercial lighting | Low-Bay LFL: Metal Halide | 2035 | FIXED_OM | NEW | warehouse | USD/gigalumen_year | us | us | 21939521171.8714
commercial lighting | Low-Bay LFL: Metal Halide | 2035 | FIXED_OM | REPLACEMENT | assembly | USD/gigalumen_year | us | us | 21939521171.8714
commercial lighting | Low-Bay LFL: Metal Halide | 2035 | FIXED_OM | REPLACEMENT | education | USD/gigalumen_year | us | us | 21939521171.8714
commercial lighting | Low-Bay LFL: Metal Halide | 2035 | FIXED_OM | REPLACEMENT | food sales | USD/gigalumen_year | us | us | 21939521171.8714
commercial lighting | Low-Bay LFL: Metal Halide | 2035 | FIXED_OM | REPLACEMENT | food service | USD/gigalumen_year | us | us | 21939521171.8714
commercial lighting | Low-Bay LFL: Metal Halide | 2035 | FIXED_OM | REPLACEMENT | health | USD/gigalumen_year | us | us | 21939521171.8714
commercial lighting | Low-Bay LFL: Metal Halide | 2035 | FIXED_OM | REPLACEMENT | lodging | USD/gigalumen_year | us | us | 21939521171.8714
commercial lighting | Low-Bay LFL: Metal Halide | 2035 | FIXED_OM | REPLACEMENT | merc/service | USD/gigalumen_year | us | us | 21939521171.8714
commercial lighting | Low-Bay LFL: Metal Halide | 2035 | FIXED_OM | REPLACEMENT | office-large | USD/gigalumen_year | us | us | 21939521171.8714
commercial lighting | Low-Bay LFL: Metal Halide | 2035 | FIXED_OM | REPLACEMENT | office-small | USD/gigalumen_year | us | us | 21939521171.8714
commercial lighting | Low-Bay LFL: Metal Halide | 2035 | FIXED_OM | REPLACEMENT | other | USD/gigalumen_year | us | us | 21939521171.8714
commercial lighting | Low-Bay LFL: Metal Halide | 2035 | FIXED_OM | REPLACEMENT | warehouse | USD/gigalumen_year | us | us | 21939521171.8714
commercial lighting | Low-Bay LFL: Metal Halide | 2036 | CAPITAL | NEW | assembly | USD/gigalumen_year | us | us | 246154850390.016
commercial lighting | Low-Bay LFL: Metal Halide | 2036 | CAPITAL | NEW | education | USD/gigalumen_year | us | us | 246154850390.016
commercial lighting | Low-Bay LFL: Metal Halide | 2036 | CAPITAL | NEW | food sales | USD/gigalumen_year | us | us | 246154850390.016
commercial lighting | Low-Bay LFL: Metal Halide | 2036 | CAPITAL | NEW | food service | USD/gigalumen_year | us | us | 246154850390.016
commercial lighting | Low-Bay LFL: Metal Halide | 2036 | CAPITAL | NEW | health | USD/gigalumen_year | us | us | 246154850390.016
commercial lighting | Low-Bay LFL: Metal Halide | 2036 | CAPITAL | NEW | lodging | USD/gigalumen_year | us | us | 246154850390.016
commercial lighting | Low-Bay LFL: Metal Halide | 2036 | CAPITAL | NEW | merc/service | USD/gigalumen_year | us | us | 246154850390.016
commercial lighting | Low-Bay LFL: Metal Halide | 2036 | CAPITAL | NEW | office-large | USD/gigalumen_year | us | us | 246154850390.016
commercial lighting | Low-Bay LFL: Metal Halide | 2036 | CAPITAL | NEW | office-small | USD/gigalumen_year | us | us | 246154850390.016
commercial lighting | Low-Bay LFL: Metal Halide | 2036 | CAPITAL | NEW | other | USD/gigalumen_year | us | us | 246154850390.016
commercial lighting | Low-Bay LFL: Metal Halide | 2036 | CAPITAL | NEW | warehouse | USD/gigalumen_year | us | us | 246154850390.016
commercial lighting | Low-Bay LFL: Metal Halide | 2036 | CAPITAL | REPLACEMENT | assembly | USD/gigalumen_year | us | us | 246154850390.016
commercial lighting | Low-Bay LFL: Metal Halide | 2036 | CAPITAL | REPLACEMENT | education | USD/gigalumen_year | us | us | 246154850390.016
commercial lighting | Low-Bay LFL: Metal Halide | 2036 | CAPITAL | REPLACEMENT | food sales | USD/gigalumen_year | us | us | 246154850390.016
commercial lighting | Low-Bay LFL: Metal Halide | 2036 | CAPITAL | REPLACEMENT | food service | USD/gigalumen_year | us | us | 246154850390.016
commercial lighting | Low-Bay LFL: Metal Halide | 2036 | CAPITAL | REPLACEMENT | health | USD/gigalumen_year | us | us | 246154850390.016
commercial lighting | Low-Bay LFL: Metal Halide | 2036 | CAPITAL | REPLACEMENT | lodging | USD/gigalumen_year | us | us | 246154850390.016
commercial lighting | Low-Bay LFL: Metal Halide | 2036 | CAPITAL | REPLACEMENT | merc/service | USD/gigalumen_year | us | us | 246154850390.016
commercial lighting | Low-Bay LFL: Metal Halide | 2036 | CAPITAL | REPLACEMENT | office-large | USD/gigalumen_year | us | us | 246154850390.016
commercial lighting | Low-Bay LFL: Metal Halide | 2036 | CAPITAL | REPLACEMENT | office-small | USD/gigalumen_year | us | us | 246154850390.016
commercial lighting | Low-Bay LFL: Metal Halide | 2036 | CAPITAL | REPLACEMENT | other | USD/gigalumen_year | us | us | 246154850390.016
commercial lighting | Low-Bay LFL: Metal Halide | 2036 | CAPITAL | REPLACEMENT | warehouse | USD/gigalumen_year | us | us | 246154850390.016
commercial lighting | Low-Bay LFL: Metal Halide | 2036 | FIXED_OM | NEW | assembly | USD/gigalumen_year | us | us | 21779790182.6115
commercial lighting | Low-Bay LFL: Metal Halide | 2036 | FIXED_OM | NEW | education | USD/gigalumen_year | us | us | 21779790182.6115
commercial lighting | Low-Bay LFL: Metal Halide | 2036 | FIXED_OM | NEW | food sales | USD/gigalumen_year | us | us | 21779790182.6115
commercial lighting | Low-Bay LFL: Metal Halide | 2036 | FIXED_OM | NEW | food service | USD/gigalumen_year | us | us | 21779790182.6115
commercial lighting | Low-Bay LFL: Metal Halide | 2036 | FIXED_OM | NEW | health | USD/gigalumen_year | us | us | 21779790182.6115
commercial lighting | Low-Bay LFL: Metal Halide | 2036 | FIXED_OM | NEW | lodging | USD/gigalumen_year | us | us | 21779790182.6115
commercial lighting | Low-Bay LFL: Metal Halide | 2036 | FIXED_OM | NEW | merc/service | USD/gigalumen_year | us | us | 21779790182.6115
commercial lighting | Low-Bay LFL: Metal Halide | 2036 | FIXED_OM | NEW | office-large | USD/gigalumen_year | us | us | 21779790182.6115
commercial lighting | Low-Bay LFL: Metal Halide | 2036 | FIXED_OM | NEW | office-small | USD/gigalumen_year | us | us | 21779790182.6115
commercial lighting | Low-Bay LFL: Metal Halide | 2036 | FIXED_OM | NEW | other | USD/gigalumen_year | us | us | 21779790182.6115
commercial lighting | Low-Bay LFL: Metal Halide | 2036 | FIXED_OM | NEW | warehouse | USD/gigalumen_year | us | us | 21779790182.6115
commercial lighting | Low-Bay LFL: Metal Halide | 2036 | FIXED_OM | REPLACEMENT | assembly | USD/gigalumen_year | us | us | 21779790182.6115
commercial lighting | Low-Bay LFL: Metal Halide | 2036 | FIXED_OM | REPLACEMENT | education | USD/gigalumen_year | us | us | 21779790182.6115
commercial lighting | Low-Bay LFL: Metal Halide | 2036 | FIXED_OM | REPLACEMENT | food sales | USD/gigalumen_year | us | us | 21779790182.6115
commercial lighting | Low-Bay LFL: Metal Halide | 2036 | FIXED_OM | REPLACEMENT | food service | USD/gigalumen_year | us | us | 21779790182.6115
commercial lighting | Low-Bay LFL: Metal Halide | 2036 | FIXED_OM | REPLACEMENT | health | USD/gigalumen_year | us | us | 21779790182.6115
commercial lighting | Low-Bay LFL: Metal Halide | 2036 | FIXED_OM | REPLACEMENT | lodging | USD/gigalumen_year | us | us | 21779790182.6115
commercial lighting | Low-Bay LFL: Metal Halide | 2036 | FIXED_OM | REPLACEMENT | merc/service | USD/gigalumen_year | us | us | 21779790182.6115
commercial lighting | Low-Bay LFL: Metal Halide | 2036 | FIXED_OM | REPLACEMENT | office-large | USD/gigalumen_year | us | us | 21779790182.6115
commercial lighting | Low-Bay LFL: Metal Halide | 2036 | FIXED_OM | REPLACEMENT | office-small | USD/gigalumen_year | us | us | 21779790182.6115
commercial lighting | Low-Bay LFL: Metal Halide | 2036 | FIXED_OM | REPLACEMENT | other | USD/gigalumen_year | us | us | 21779790182.6115
commercial lighting | Low-Bay LFL: Metal Halide | 2036 | FIXED_OM | REPLACEMENT | warehouse | USD/gigalumen_year | us | us | 21779790182.6115
commercial lighting | Low-Bay LFL: Metal Halide | 2037 | CAPITAL | NEW | assembly | USD/gigalumen_year | us | us | 245572302076.245
commercial lighting | Low-Bay LFL: Metal Halide | 2037 | CAPITAL | NEW | education | USD/gigalumen_year | us | us | 245572302076.245
commercial lighting | Low-Bay LFL: Metal Halide | 2037 | CAPITAL | NEW | food sales | USD/gigalumen_year | us | us | 245572302076.245
commercial lighting | Low-Bay LFL: Metal Halide | 2037 | CAPITAL | NEW | food service | USD/gigalumen_year | us | us | 245572302076.245
commercial lighting | Low-Bay LFL: Metal Halide | 2037 | CAPITAL | NEW | health | USD/gigalumen_year | us | us | 245572302076.245
commercial lighting | Low-Bay LFL: Metal Halide | 2037 | CAPITAL | NEW | lodging | USD/gigalumen_year | us | us | 245572302076.245
commercial lighting | Low-Bay LFL: Metal Halide | 2037 | CAPITAL | NEW | merc/service | USD/gigalumen_year | us | us | 245572302076.245
commercial lighting | Low-Bay LFL: Metal Halide | 2037 | CAPITAL | NEW | office-large | USD/gigalumen_year | us | us | 245572302076.245
commercial lighting | Low-Bay LFL: Metal Halide | 2037 | CAPITAL | NEW | office-small | USD/gigalumen_year | us | us | 245572302076.245
commercial lighting | Low-Bay LFL: Metal Halide | 2037 | CAPITAL | NEW | other | USD/gigalumen_year | us | us | 245572302076.245
commercial lighting | Low-Bay LFL: Metal Halide | 2037 | CAPITAL | NEW | warehouse | USD/gigalumen_year | us | us | 245572302076.245
commercial lighting | Low-Bay LFL: Metal Halide | 2037 | CAPITAL | REPLACEMENT | assembly | USD/gigalumen_year | us | us | 245572302076.245
commercial lighting | Low-Bay LFL: Metal Halide | 2037 | CAPITAL | REPLACEMENT | education | USD/gigalumen_year | us | us | 245572302076.245
commercial lighting | Low-Bay LFL: Metal Halide | 2037 | CAPITAL | REPLACEMENT | food sales | USD/gigalumen_year | us | us | 245572302076.245
commercial lighting | Low-Bay LFL: Metal Halide | 2037 | CAPITAL | REPLACEMENT | food service | USD/gigalumen_year | us | us | 245572302076.245
commercial lighting | Low-Bay LFL: Metal Halide | 2037 | CAPITAL | REPLACEMENT | health | USD/gigalumen_year | us | us | 245572302076.245
commercial lighting | Low-Bay LFL: Metal Halide | 2037 | CAPITAL | REPLACEMENT | lodging | USD/gigalumen_year | us | us | 245572302076.245
commercial lighting | Low-Bay LFL: Metal Halide | 2037 | CAPITAL | REPLACEMENT | merc/service | USD/gigalumen_year | us | us | 245572302076.245
commercial lighting | Low-Bay LFL: Metal Halide | 2037 | CAPITAL | REPLACEMENT | office-large | USD/gigalumen_year | us | us | 245572302076.245
commercial lighting | Low-Bay LFL: Metal Halide | 2037 | CAPITAL | REPLACEMENT | office-small | USD/gigalumen_year | us | us | 245572302076.245
commercial lighting | Low-Bay LFL: Metal Halide | 2037 | CAPITAL | REPLACEMENT | other | USD/gigalumen_year | us | us | 245572302076.245
commercial lighting | Low-Bay LFL: Metal Halide | 2037 | CAPITAL | REPLACEMENT | warehouse | USD/gigalumen_year | us | us | 245572302076.245
commercial lighting | Low-Bay LFL: Metal Halide | 2037 | FIXED_OM | NEW | assembly | USD/gigalumen_year | us | us | 21620059193.3517
commercial lighting | Low-Bay LFL: Metal Halide | 2037 | FIXED_OM | NEW | education | USD/gigalumen_year | us | us | 21620059193.3517
commercial lighting | Low-Bay LFL: Metal Halide | 2037 | FIXED_OM | NEW | food sales | USD/gigalumen_year | us | us | 21620059193.3517
commercial lighting | Low-Bay LFL: Metal Halide | 2037 | FIXED_OM | NEW | food service | USD/gigalumen_year | us | us | 21620059193.3517
commercial lighting | Low-Bay LFL: Metal Halide | 2037 | FIXED_OM | NEW | health | USD/gigalumen_year | us | us | 21620059193.3517
commercial lighting | Low-Bay LFL: Metal Halide | 2037 | FIXED_OM | NEW | lodging | USD/gigalumen_year | us | us | 21620059193.3517
commercial lighting | Low-Bay LFL: Metal Halide | 2037 | FIXED_OM | NEW | merc/service | USD/gigalumen_year | us | us | 21620059193.3517
commercial lighting | Low-Bay LFL: Metal Halide | 2037 | FIXED_OM | NEW | office-large | USD/gigalumen_year | us | us | 21620059193.3517
commercial lighting | Low-Bay LFL: Metal Halide | 2037 | FIXED_OM | NEW | office-small | USD/gigalumen_year | us | us | 21620059193.3517
commercial lighting | Low-Bay LFL: Metal Halide | 2037 | FIXED_OM | NEW | other | USD/gigalumen_year | us | us | 21620059193.3517
commercial lighting | Low-Bay LFL: Metal Halide | 2037 | FIXED_OM | NEW | warehouse | USD/gigalumen_year | us | us | 21620059193.3517
commercial lighting | Low-Bay LFL: Metal Halide | 2037 | FIXED_OM | REPLACEMENT | assembly | USD/gigalumen_year | us | us | 21620059193.3517
commercial lighting | Low-Bay LFL: Metal Halide | 2037 | FIXED_OM | REPLACEMENT | education | USD/gigalumen_year | us | us | 21620059193.3517
commercial lighting | Low-Bay LFL: Metal Halide | 2037 | FIXED_OM | REPLACEMENT | food sales | USD/gigalumen_year | us | us | 21620059193.3517
commercial lighting | Low-Bay LFL: Metal Halide | 2037 | FIXED_OM | REPLACEMENT | food service | USD/gigalumen_year | us | us | 21620059193.3517
commercial lighting | Low-Bay LFL: Metal Halide | 2037 | FIXED_OM | REPLACEMENT | health | USD/gigalumen_year | us | us | 21620059193.3517
commercial lighting | Low-Bay LFL: Metal Halide | 2037 | FIXED_OM | REPLACEMENT | lodging | USD/gigalumen_year | us | us | 21620059193.3517
commercial lighting | Low-Bay LFL: Metal Halide | 2037 | FIXED_OM | REPLACEMENT | merc/service | USD/gigalumen_year | us | us | 21620059193.3517
commercial lighting | Low-Bay LFL: Metal Halide | 2037 | FIXED_OM | REPLACEMENT | office-large | USD/gigalumen_year | us | us | 21620059193.3517
commercial lighting | Low-Bay LFL: Metal Halide | 2037 | FIXED_OM | REPLACEMENT | office-small | USD/gigalumen_year | us | us | 21620059193.3517
commercial lighting | Low-Bay LFL: Metal Halide | 2037 | FIXED_OM | REPLACEMENT | other | USD/gigalumen_year | us | us | 21620059193.3517
commercial lighting | Low-Bay LFL: Metal Halide | 2037 | FIXED_OM | REPLACEMENT | warehouse | USD/gigalumen_year | us | us | 21620059193.3517
commercial lighting | Low-Bay LFL: Metal Halide | 2038 | CAPITAL | NEW | assembly | USD/gigalumen_year | us | us | 244989753762.473
commercial lighting | Low-Bay LFL: Metal Halide | 2038 | CAPITAL | NEW | education | USD/gigalumen_year | us | us | 244989753762.473
commercial lighting | Low-Bay LFL: Metal Halide | 2038 | CAPITAL | NEW | food sales | USD/gigalumen_year | us | us | 244989753762.473
commercial lighting | Low-Bay LFL: Metal Halide | 2038 | CAPITAL | NEW | food service | USD/gigalumen_year | us | us | 244989753762.473
commercial lighting | Low-Bay LFL: Metal Halide | 2038 | CAPITAL | NEW | health | USD/gigalumen_year | us | us | 244989753762.473
commercial lighting | Low-Bay LFL: Metal Halide | 2038 | CAPITAL | NEW | lodging | USD/gigalumen_year | us | us | 244989753762.473
commercial lighting | Low-Bay LFL: Metal Halide | 2038 | CAPITAL | NEW | merc/service | USD/gigalumen_year | us | us | 244989753762.473
commercial lighting | Low-Bay LFL: Metal Halide | 2038 | CAPITAL | NEW | office-large | USD/gigalumen_year | us | us | 244989753762.473
commercial lighting | Low-Bay LFL: Metal Halide | 2038 | CAPITAL | NEW | office-small | USD/gigalumen_year | us | us | 244989753762.473
commercial lighting | Low-Bay LFL: Metal Halide | 2038 | CAPITAL | NEW | other | USD/gigalumen_year | us | us | 244989753762.473
commercial lighting | Low-Bay LFL: Metal Halide | 2038 | CAPITAL | NEW | warehouse | USD/gigalumen_year | us | us | 244989753762.473
commercial lighting | Low-Bay LFL: Metal Halide | 2038 | CAPITAL | REPLACEMENT | assembly | USD/gigalumen_year | us | us | 244989753762.473
commercial lighting | Low-Bay LFL: Metal Halide | 2038 | CAPITAL | REPLACEMENT | education | USD/gigalumen_year | us | us | 244989753762.473
commercial lighting | Low-Bay LFL: Metal Halide | 2038 | CAPITAL | REPLACEMENT | food sales | USD/gigalumen_year | us | us | 244989753762.473
commercial lighting | Low-Bay LFL: Metal Halide | 2038 | CAPITAL | REPLACEMENT | food service | USD/gigalumen_year | us | us | 244989753762.473
commercial lighting | Low-Bay LFL: Metal Halide | 2038 | CAPITAL | REPLACEMENT | health | USD/gigalumen_year | us | us | 244989753762.473
commercial lighting | Low-Bay LFL: Metal Halide | 2038 | CAPITAL | REPLACEMENT | lodging | USD/gigalumen_year | us | us | 244989753762.473
commercial lighting | Low-Bay LFL: Metal Halide | 2038 | CAPITAL | REPLACEMENT | merc/service | USD/gigalumen_year | us | us | 244989753762.473
commercial lighting | Low-Bay LFL: Metal Halide | 2038 | CAPITAL | REPLACEMENT | office-large | USD/gigalumen_year | us | us | 244989753762.473
commercial lighting | Low-Bay LFL: Metal Halide | 2038 | CAPITAL | REPLACEMENT | office-small | USD/gigalumen_year | us | us | 244989753762.473
commercial lighting | Low-Bay LFL: Metal Halide | 2038 | CAPITAL | REPLACEMENT | other | USD/gigalumen_year | us | us | 244989753762.473
commercial lighting | Low-Bay LFL: Metal Halide | 2038 | CAPITAL | REPLACEMENT | warehouse | USD/gigalumen_year | us | us | 244989753762.473
commercial lighting | Low-Bay LFL: Metal Halide | 2038 | FIXED_OM | NEW | assembly | USD/gigalumen_year | us | us | 21460328204.0918
commercial lighting | Low-Bay LFL: Metal Halide | 2038 | FIXED_OM | NEW | education | USD/gigalumen_year | us | us | 21460328204.0918
commercial lighting | Low-Bay LFL: Metal Halide | 2038 | FIXED_OM | NEW | food sales | USD/gigalumen_year | us | us | 21460328204.0918
commercial lighting | Low-Bay LFL: Metal Halide | 2038 | FIXED_OM | NEW | food service | USD/gigalumen_year | us | us | 21460328204.0918
commercial lighting | Low-Bay LFL: Metal Halide | 2038 | FIXED_OM | NEW | health | USD/gigalumen_year | us | us | 21460328204.0918
commercial lighting | Low-Bay LFL: Metal Halide | 2038 | FIXED_OM | NEW | lodging | USD/gigalumen_year | us | us | 21460328204.0918
commercial lighting | Low-Bay LFL: Metal Halide | 2038 | FIXED_OM | NEW | merc/service | USD/gigalumen_year | us | us | 21460328204.0918
commercial lighting | Low-Bay LFL: Metal Halide | 2038 | FIXED_OM | NEW | office-large | USD/gigalumen_year | us | us | 21460328204.0918
commercial lighting | Low-Bay LFL: Metal Halide | 2038 | FIXED_OM | NEW | office-small | USD/gigalumen_year | us | us | 21460328204.0918
commercial lighting | Low-Bay LFL: Metal Halide | 2038 | FIXED_OM | NEW | other | USD/gigalumen_year | us | us | 21460328204.0918
commercial lighting | Low-Bay LFL: Metal Halide | 2038 | FIXED_OM | NEW | warehouse | USD/gigalumen_year | us | us | 21460328204.0918
commercial lighting | Low-Bay LFL: Metal Halide | 2038 | FIXED_OM | REPLACEMENT | assembly | USD/gigalumen_year | us | us | 21460328204.0918
commercial lighting | Low-Bay LFL: Metal Halide | 2038 | FIXED_OM | REPLACEMENT | education | USD/gigalumen_year | us | us | 21460328204.0918
commercial lighting | Low-Bay LFL: Metal Halide | 2038 | FIXED_OM | REPLACEMENT | food sales | USD/gigalumen_year | us | us | 21460328204.0918
commercial lighting | Low-Bay LFL: Metal Halide | 2038 | FIXED_OM | REPLACEMENT | food service | USD/gigalumen_year | us | us | 21460328204.0918
commercial lighting | Low-Bay LFL: Metal Halide | 2038 | FIXED_OM | REPLACEMENT | health | USD/gigalumen_year | us | us | 21460328204.0918
commercial lighting | Low-Bay LFL: Metal Halide | 2038 | FIXED_OM | REPLACEMENT | lodging | USD/gigalumen_year | us | us | 21460328204.0918
commercial lighting | Low-Bay LFL: Metal Halide | 2038 | FIXED_OM | REPLACEMENT | merc/service | USD/gigalumen_year | us | us | 21460328204.0918
commercial lighting | Low-Bay LFL: Metal Halide | 2038 | FIXED_OM | REPLACEMENT | office-large | USD/gigalumen_year | us | us | 21460328204.0918
commercial lighting | Low-Bay LFL: Metal Halide | 2038 | FIXED_OM | REPLACEMENT | office-small | USD/gigalumen_year | us | us | 21460328204.0918
commercial lighting | Low-Bay LFL: Metal Halide | 2038 | FIXED_OM | REPLACEMENT | other | USD/gigalumen_year | us | us | 21460328204.0918
commercial lighting | Low-Bay LFL: Metal Halide | 2038 | FIXED_OM | REPLACEMENT | warehouse | USD/gigalumen_year | us | us | 21460328204.0918
commercial lighting | Low-Bay LFL: Metal Halide | 2039 | CAPITAL | NEW | assembly | USD/gigalumen_year | us | us | 244407205448.702
commercial lighting | Low-Bay LFL: Metal Halide | 2039 | CAPITAL | NEW | education | USD/gigalumen_year | us | us | 244407205448.702
commercial lighting | Low-Bay LFL: Metal Halide | 2039 | CAPITAL | NEW | food sales | USD/gigalumen_year | us | us | 244407205448.702
commercial lighting | Low-Bay LFL: Metal Halide | 2039 | CAPITAL | NEW | food service | USD/gigalumen_year | us | us | 244407205448.702
commercial lighting | Low-Bay LFL: Metal Halide | 2039 | CAPITAL | NEW | health | USD/gigalumen_year | us | us | 244407205448.702
commercial lighting | Low-Bay LFL: Metal Halide | 2039 | CAPITAL | NEW | lodging | USD/gigalumen_year | us | us | 244407205448.702
commercial lighting | Low-Bay LFL: Metal Halide | 2039 | CAPITAL | NEW | merc/service | USD/gigalumen_year | us | us | 244407205448.702
commercial lighting | Low-Bay LFL: Metal Halide | 2039 | CAPITAL | NEW | office-large | USD/gigalumen_year | us | us | 244407205448.702
commercial lighting | Low-Bay LFL: Metal Halide | 2039 | CAPITAL | NEW | office-small | USD/gigalumen_year | us | us | 244407205448.702
commercial lighting | Low-Bay LFL: Metal Halide | 2039 | CAPITAL | NEW | other | USD/gigalumen_year | us | us | 244407205448.702
commercial lighting | Low-Bay LFL: Metal Halide | 2039 | CAPITAL | NEW | warehouse | USD/gigalumen_year | us | us | 244407205448.702
commercial lighting | Low-Bay LFL: Metal Halide | 2039 | CAPITAL | REPLACEMENT | assembly | USD/gigalumen_year | us | us | 244407205448.702
commercial lighting | Low-Bay LFL: Metal Halide | 2039 | CAPITAL | REPLACEMENT | education | USD/gigalumen_year | us | us | 244407205448.702
commercial lighting | Low-Bay LFL: Metal Halide | 2039 | CAPITAL | REPLACEMENT | food sales | USD/gigalumen_year | us | us | 244407205448.702
commercial lighting | Low-Bay LFL: Metal Halide | 2039 | CAPITAL | REPLACEMENT | food service | USD/gigalumen_year | us | us | 244407205448.702
commercial lighting | Low-Bay LFL: Metal Halide | 2039 | CAPITAL | REPLACEMENT | health | USD/gigalumen_year | us | us | 244407205448.702
commercial lighting | Low-Bay LFL: Metal Halide | 2039 | CAPITAL | REPLACEMENT | lodging | USD/gigalumen_year | us | us | 244407205448.702
commercial lighting | Low-Bay LFL: Metal Halide | 2039 | CAPITAL | REPLACEMENT | merc/service | USD/gigalumen_year | us | us | 244407205448.702
commercial lighting | Low-Bay LFL: Metal Halide | 2039 | CAPITAL | REPLACEMENT | office-large | USD/gigalumen_year | us | us | 244407205448.702
commercial lighting | Low-Bay LFL: Metal Halide | 2039 | CAPITAL | REPLACEMENT | office-small | USD/gigalumen_year | us | us | 244407205448.702
commercial lighting | Low-Bay LFL: Metal Halide | 2039 | CAPITAL | REPLACEMENT | other | USD/gigalumen_year | us | us | 244407205448.702
commercial lighting | Low-Bay LFL: Metal Halide | 2039 | CAPITAL | REPLACEMENT | warehouse | USD/gigalumen_year | us | us | 244407205448.702
commercial lighting | Low-Bay LFL: Metal Halide | 2039 | FIXED_OM | NEW | assembly | USD/gigalumen_year | us | us | 21300597214.8319
commercial lighting | Low-Bay LFL: Metal Halide | 2039 | FIXED_OM | NEW | education | USD/gigalumen_year | us | us | 21300597214.8319
commercial lighting | Low-Bay LFL: Metal Halide | 2039 | FIXED_OM | NEW | food sales | USD/gigalumen_year | us | us | 21300597214.8319
commercial lighting | Low-Bay LFL: Metal Halide | 2039 | FIXED_OM | NEW | food service | USD/gigalumen_year | us | us | 21300597214.8319
commercial lighting | Low-Bay LFL: Metal Halide | 2039 | FIXED_OM | NEW | health | USD/gigalumen_year | us | us | 21300597214.8319
commercial lighting | Low-Bay LFL: Metal Halide | 2039 | FIXED_OM | NEW | lodging | USD/gigalumen_year | us | us | 21300597214.8319
commercial lighting | Low-Bay LFL: Metal Halide | 2039 | FIXED_OM | NEW | merc/service | USD/gigalumen_year | us | us | 21300597214.8319
commercial lighting | Low-Bay LFL: Metal Halide | 2039 | FIXED_OM | NEW | office-large | USD/gigalumen_year | us | us | 21300597214.8319
commercial lighting | Low-Bay LFL: Metal Halide | 2039 | FIXED_OM | NEW | office-small | USD/gigalumen_year | us | us | 21300597214.8319
commercial lighting | Low-Bay LFL: Metal Halide | 2039 | FIXED_OM | NEW | other | USD/gigalumen_year | us | us | 21300597214.8319
commercial lighting | Low-Bay LFL: Metal Halide | 2039 | FIXED_OM | NEW | warehouse | USD/gigalumen_year | us | us | 21300597214.8319
commercial lighting | Low-Bay LFL: Metal Halide | 2039 | FIXED_OM | REPLACEMENT | assembly | USD/gigalumen_year | us | us | 21300597214.8319
commercial lighting | Low-Bay LFL: Metal Halide | 2039 | FIXED_OM | REPLACEMENT | education | USD/gigalumen_year | us | us | 21300597214.8319
commercial lighting | Low-Bay LFL: Metal Halide | 2039 | FIXED_OM | REPLACEMENT | food sales | USD/gigalumen_year | us | us | 21300597214.8319
commercial lighting | Low-Bay LFL: Metal Halide | 2039 | FIXED_OM | REPLACEMENT | food service | USD/gigalumen_year | us | us | 21300597214.8319
commercial lighting | Low-Bay LFL: Metal Halide | 2039 | FIXED_OM | REPLACEMENT | health | USD/gigalumen_year | us | us | 21300597214.8319
commercial lighting | Low-Bay LFL: Metal Halide | 2039 | FIXED_OM | REPLACEMENT | lodging | USD/gigalumen_year | us | us | 21300597214.8319
commercial lighting | Low-Bay LFL: Metal Halide | 2039 | FIXED_OM | REPLACEMENT | merc/service | USD/gigalumen_year | us | us | 21300597214.8319
commercial lighting | Low-Bay LFL: Metal Halide | 2039 | FIXED_OM | REPLACEMENT | office-large | USD/gigalumen_year | us | us | 21300597214.8319
commercial lighting | Low-Bay LFL: Metal Halide | 2039 | FIXED_OM | REPLACEMENT | office-small | USD/gigalumen_year | us | us | 21300597214.8319
commercial lighting | Low-Bay LFL: Metal Halide | 2039 | FIXED_OM | REPLACEMENT | other | USD/gigalumen_year | us | us | 21300597214.8319
commercial lighting | Low-Bay LFL: Metal Halide | 2039 | FIXED_OM | REPLACEMENT | warehouse | USD/gigalumen_year | us | us | 21300597214.8319
commercial lighting | Low-Bay LFL: Metal Halide | 2040 | CAPITAL | NEW | assembly | USD/gigalumen_year | us | us | 243824657134.931
commercial lighting | Low-Bay LFL: Metal Halide | 2040 | CAPITAL | NEW | education | USD/gigalumen_year | us | us | 243824657134.931
commercial lighting | Low-Bay LFL: Metal Halide | 2040 | CAPITAL | NEW | food sales | USD/gigalumen_year | us | us | 243824657134.931
commercial lighting | Low-Bay LFL: Metal Halide | 2040 | CAPITAL | NEW | food service | USD/gigalumen_year | us | us | 243824657134.931
commercial lighting | Low-Bay LFL: Metal Halide | 2040 | CAPITAL | NEW | health | USD/gigalumen_year | us | us | 243824657134.931
commercial lighting | Low-Bay LFL: Metal Halide | 2040 | CAPITAL | NEW | lodging | USD/gigalumen_year | us | us | 243824657134.931
commercial lighting | Low-Bay LFL: Metal Halide | 2040 | CAPITAL | NEW | merc/service | USD/gigalumen_year | us | us | 243824657134.931
commercial lighting | Low-Bay LFL: Metal Halide | 2040 | CAPITAL | NEW | office-large | USD/gigalumen_year | us | us | 243824657134.931
commercial lighting | Low-Bay LFL: Metal Halide | 2040 | CAPITAL | NEW | office-small | USD/gigalumen_year | us | us | 243824657134.931
commercial lighting | Low-Bay LFL: Metal Halide | 2040 | CAPITAL | NEW | other | USD/gigalumen_year | us | us | 243824657134.931
commercial lighting | Low-Bay LFL: Metal Halide | 2040 | CAPITAL | NEW | warehouse | USD/gigalumen_year | us | us | 243824657134.931
commercial lighting | Low-Bay LFL: Metal Halide | 2040 | CAPITAL | REPLACEMENT | assembly | USD/gigalumen_year | us | us | 243824657134.931
commercial lighting | Low-Bay LFL: Metal Halide | 2040 | CAPITAL | REPLACEMENT | education | USD/gigalumen_year | us | us | 243824657134.931
commercial lighting | Low-Bay LFL: Metal Halide | 2040 | CAPITAL | REPLACEMENT | food sales | USD/gigalumen_year | us | us | 243824657134.931
commercial lighting | Low-Bay LFL: Metal Halide | 2040 | CAPITAL | REPLACEMENT | food service | USD/gigalumen_year | us | us | 243824657134.931
commercial lighting | Low-Bay LFL: Metal Halide | 2040 | CAPITAL | REPLACEMENT | health | USD/gigalumen_year | us | us | 243824657134.931
commercial lighting | Low-Bay LFL: Metal Halide | 2040 | CAPITAL | REPLACEMENT | lodging | USD/gigalumen_year | us | us | 243824657134.931
commercial lighting | Low-Bay LFL: Metal Halide | 2040 | CAPITAL | REPLACEMENT | merc/service | USD/gigalumen_year | us | us | 243824657134.931
commercial lighting | Low-Bay LFL: Metal Halide | 2040 | CAPITAL | REPLACEMENT | office-large | USD/gigalumen_year | us | us | 243824657134.931
commercial lighting | Low-Bay LFL: Metal Halide | 2040 | CAPITAL | REPLACEMENT | office-small | USD/gigalumen_year | us | us | 243824657134.931
commercial lighting | Low-Bay LFL: Metal Halide | 2040 | CAPITAL | REPLACEMENT | other | USD/gigalumen_year | us | us | 243824657134.931
commercial lighting | Low-Bay LFL: Metal Halide | 2040 | CAPITAL | REPLACEMENT | warehouse | USD/gigalumen_year | us | us | 243824657134.931
commercial lighting | Low-Bay LFL: Metal Halide | 2040 | FIXED_OM | NEW | assembly | USD/gigalumen_year | us | us | 21140866225.572
commercial lighting | Low-Bay LFL: Metal Halide | 2040 | FIXED_OM | NEW | education | USD/gigalumen_year | us | us | 21140866225.572
commercial lighting | Low-Bay LFL: Metal Halide | 2040 | FIXED_OM | NEW | food sales | USD/gigalumen_year | us | us | 21140866225.572
commercial lighting | Low-Bay LFL: Metal Halide | 2040 | FIXED_OM | NEW | food service | USD/gigalumen_year | us | us | 21140866225.572
commercial lighting | Low-Bay LFL: Metal Halide | 2040 | FIXED_OM | NEW | health | USD/gigalumen_year | us | us | 21140866225.572
commercial lighting | Low-Bay LFL: Metal Halide | 2040 | FIXED_OM | NEW | lodging | USD/gigalumen_year | us | us | 21140866225.572
commercial lighting | Low-Bay LFL: Metal Halide | 2040 | FIXED_OM | NEW | merc/service | USD/gigalumen_year | us | us | 21140866225.572
commercial lighting | Low-Bay LFL: Metal Halide | 2040 | FIXED_OM | NEW | office-large | USD/gigalumen_year | us | us | 21140866225.572
commercial lighting | Low-Bay LFL: Metal Halide | 2040 | FIXED_OM | NEW | office-small | USD/gigalumen_year | us | us | 21140866225.572
commercial lighting | Low-Bay LFL: Metal Halide | 2040 | FIXED_OM | NEW | other | USD/gigalumen_year | us | us | 21140866225.572
commercial lighting | Low-Bay LFL: Metal Halide | 2040 | FIXED_OM | NEW | warehouse | USD/gigalumen_year | us | us | 21140866225.572
commercial lighting | Low-Bay LFL: Metal Halide | 2040 | FIXED_OM | REPLACEMENT | assembly | USD/gigalumen_year | us | us | 21140866225.572
commercial lighting | Low-Bay LFL: Metal Halide | 2040 | FIXED_OM | REPLACEMENT | education | USD/gigalumen_year | us | us | 21140866225.572
commercial lighting | Low-Bay LFL: Metal Halide | 2040 | FIXED_OM | REPLACEMENT | food sales | USD/gigalumen_year | us | us | 21140866225.572
commercial lighting | Low-Bay LFL: Metal Halide | 2040 | FIXED_OM | REPLACEMENT | food service | USD/gigalumen_year | us | us | 21140866225.572
commercial lighting | Low-Bay LFL: Metal Halide | 2040 | FIXED_OM | REPLACEMENT | health | USD/gigalumen_year | us | us | 21140866225.572
commercial lighting | Low-Bay LFL: Metal Halide | 2040 | FIXED_OM | REPLACEMENT | lodging | USD/gigalumen_year | us | us | 21140866225.572
commercial lighting | Low-Bay LFL: Metal Halide | 2040 | FIXED_OM | REPLACEMENT | merc/service | USD/gigalumen_year | us | us | 21140866225.572
commercial lighting | Low-Bay LFL: Metal Halide | 2040 | FIXED_OM | REPLACEMENT | office-large | USD/gigalumen_year | us | us | 21140866225.572
commercial lighting | Low-Bay LFL: Metal Halide | 2040 | FIXED_OM | REPLACEMENT | office-small | USD/gigalumen_year | us | us | 21140866225.572
commercial lighting | Low-Bay LFL: Metal Halide | 2040 | FIXED_OM | REPLACEMENT | other | USD/gigalumen_year | us | us | 21140866225.572
commercial lighting | Low-Bay LFL: Metal Halide | 2040 | FIXED_OM | REPLACEMENT | warehouse | USD/gigalumen_year | us | us | 21140866225.572
commercial lighting | Low-Bay LFL: Metal Halide | 2041 | CAPITAL | NEW | assembly | USD/gigalumen_year | us | us | 243824657134.931
commercial lighting | Low-Bay LFL: Metal Halide | 2041 | CAPITAL | NEW | education | USD/gigalumen_year | us | us | 243824657134.931
commercial lighting | Low-Bay LFL: Metal Halide | 2041 | CAPITAL | NEW | food sales | USD/gigalumen_year | us | us | 243824657134.931
commercial lighting | Low-Bay LFL: Metal Halide | 2041 | CAPITAL | NEW | food service | USD/gigalumen_year | us | us | 243824657134.931
commercial lighting | Low-Bay LFL: Metal Halide | 2041 | CAPITAL | NEW | health | USD/gigalumen_year | us | us | 243824657134.931
commercial lighting | Low-Bay LFL: Metal Halide | 2041 | CAPITAL | NEW | lodging | USD/gigalumen_year | us | us | 243824657134.931
commercial lighting | Low-Bay LFL: Metal Halide | 2041 | CAPITAL | NEW | merc/service | USD/gigalumen_year | us | us | 243824657134.931
commercial lighting | Low-Bay LFL: Metal Halide | 2041 | CAPITAL | NEW | office-large | USD/gigalumen_year | us | us | 243824657134.931
commercial lighting | Low-Bay LFL: Metal Halide | 2041 | CAPITAL | NEW | office-small | USD/gigalumen_year | us | us | 243824657134.931
commercial lighting | Low-Bay LFL: Metal Halide | 2041 | CAPITAL | NEW | other | USD/gigalumen_year | us | us | 243824657134.931
commercial lighting | Low-Bay LFL: Metal Halide | 2041 | CAPITAL | NEW | warehouse | USD/gigalumen_year | us | us | 243824657134.931
commercial lighting | Low-Bay LFL: Metal Halide | 2041 | CAPITAL | REPLACEMENT | assembly | USD/gigalumen_year | us | us | 243824657134.931
commercial lighting | Low-Bay LFL: Metal Halide | 2041 | CAPITAL | REPLACEMENT | education | USD/gigalumen_year | us | us | 243824657134.931
commercial lighting | Low-Bay LFL: Metal Halide | 2041 | CAPITAL | REPLACEMENT | food sales | USD/gigalumen_year | us | us | 243824657134.931
commercial lighting | Low-Bay LFL: Metal Halide | 2041 | CAPITAL | REPLACEMENT | food service | USD/gigalumen_year | us | us | 243824657134.931
commercial lighting | Low-Bay LFL: Metal Halide | 2041 | CAPITAL | REPLACEMENT | health | USD/gigalumen_year | us | us | 243824657134.931
commercial lighting | Low-Bay LFL: Metal Halide | 2041 | CAPITAL | REPLACEMENT | lodging | USD/gigalumen_year | us | us | 243824657134.931
commercial lighting | Low-Bay LFL: Metal Halide | 2041 | CAPITAL | REPLACEMENT | merc/service | USD/gigalumen_year | us | us | 243824657134.931
commercial lighting | Low-Bay LFL: Metal Halide | 2041 | CAPITAL | REPLACEMENT | office-large | USD/gigalumen_year | us | us | 243824657134.931
commercial lighting | Low-Bay LFL: Metal Halide | 2041 | CAPITAL | REPLACEMENT | office-small | USD/gigalumen_year | us | us | 243824657134.931
commercial lighting | Low-Bay LFL: Metal Halide | 2041 | CAPITAL | REPLACEMENT | other | USD/gigalumen_year | us | us | 243824657134.931
commercial lighting | Low-Bay LFL: Metal Halide | 2041 | CAPITAL | REPLACEMENT | warehouse | USD/gigalumen_year | us | us | 243824657134.931
commercial lighting | Low-Bay LFL: Metal Halide | 2041 | FIXED_OM | NEW | assembly | USD/gigalumen_year | us | us | 21140866225.572
commercial lighting | Low-Bay LFL: Metal Halide | 2041 | FIXED_OM | NEW | education | USD/gigalumen_year | us | us | 21140866225.572
commercial lighting | Low-Bay LFL: Metal Halide | 2041 | FIXED_OM | NEW | food sales | USD/gigalumen_year | us | us | 21140866225.572
commercial lighting | Low-Bay LFL: Metal Halide | 2041 | FIXED_OM | NEW | food service | USD/gigalumen_year | us | us | 21140866225.572
commercial lighting | Low-Bay LFL: Metal Halide | 2041 | FIXED_OM | NEW | health | USD/gigalumen_year | us | us | 21140866225.572
commercial lighting | Low-Bay LFL: Metal Halide | 2041 | FIXED_OM | NEW | lodging | USD/gigalumen_year | us | us | 21140866225.572
commercial lighting | Low-Bay LFL: Metal Halide | 2041 | FIXED_OM | NEW | merc/service | USD/gigalumen_year | us | us | 21140866225.572
commercial lighting | Low-Bay LFL: Metal Halide | 2041 | FIXED_OM | NEW | office-large | USD/gigalumen_year | us | us | 21140866225.572
commercial lighting | Low-Bay LFL: Metal Halide | 2041 | FIXED_OM | NEW | office-small | USD/gigalumen_year | us | us | 21140866225.572
commercial lighting | Low-Bay LFL: Metal Halide | 2041 | FIXED_OM | NEW | other | USD/gigalumen_year | us | us | 21140866225.572
commercial lighting | Low-Bay LFL: Metal Halide | 2041 | FIXED_OM | NEW | warehouse | USD/gigalumen_year | us | us | 21140866225.572
commercial lighting | Low-Bay LFL: Metal Halide | 2041 | FIXED_OM | REPLACEMENT | assembly | USD/gigalumen_year | us | us | 21140866225.572
commercial lighting | Low-Bay LFL: Metal Halide | 2041 | FIXED_OM | REPLACEMENT | education | USD/gigalumen_year | us | us | 21140866225.572
commercial lighting | Low-Bay LFL: Metal Halide | 2041 | FIXED_OM | REPLACEMENT | food sales | USD/gigalumen_year | us | us | 21140866225.572
commercial lighting | Low-Bay LFL: Metal Halide | 2041 | FIXED_OM | REPLACEMENT | food service | USD/gigalumen_year | us | us | 21140866225.572
commercial lighting | Low-Bay LFL: Metal Halide | 2041 | FIXED_OM | REPLACEMENT | health | USD/gigalumen_year | us | us | 21140866225.572
commercial lighting | Low-Bay LFL: Metal Halide | 2041 | FIXED_OM | REPLACEMENT | lodging | USD/gigalumen_year | us | us | 21140866225.572
commercial lighting | Low-Bay LFL: Metal Halide | 2041 | FIXED_OM | REPLACEMENT | merc/service | USD/gigalumen_year | us | us | 21140866225.572
commercial lighting | Low-Bay LFL: Metal Halide | 2041 | FIXED_OM | REPLACEMENT | office-large | USD/gigalumen_year | us | us | 21140866225.572
commercial lighting | Low-Bay LFL: Metal Halide | 2041 | FIXED_OM | REPLACEMENT | office-small | USD/gigalumen_year | us | us | 21140866225.572
commercial lighting | Low-Bay LFL: Metal Halide | 2041 | FIXED_OM | REPLACEMENT | other | USD/gigalumen_year | us | us | 21140866225.572
commercial lighting | Low-Bay LFL: Metal Halide | 2041 | FIXED_OM | REPLACEMENT | warehouse | USD/gigalumen_year | us | us | 21140866225.572
commercial lighting | Low-Bay LFL: Metal Halide | 2042 | CAPITAL | NEW | assembly | USD/gigalumen_year | us | us | 243824657134.931
commercial lighting | Low-Bay LFL: Metal Halide | 2042 | CAPITAL | NEW | education | USD/gigalumen_year | us | us | 243824657134.931
commercial lighting | Low-Bay LFL: Metal Halide | 2042 | CAPITAL | NEW | food sales | USD/gigalumen_year | us | us | 243824657134.931
commercial lighting | Low-Bay LFL: Metal Halide | 2042 | CAPITAL | NEW | food service | USD/gigalumen_year | us | us | 243824657134.931
commercial lighting | Low-Bay LFL: Metal Halide | 2042 | CAPITAL | NEW | health | USD/gigalumen_year | us | us | 243824657134.931
commercial lighting | Low-Bay LFL: Metal Halide | 2042 | CAPITAL | NEW | lodging | USD/gigalumen_year | us | us | 243824657134.931
commercial lighting | Low-Bay LFL: Metal Halide | 2042 | CAPITAL | NEW | merc/service | USD/gigalumen_year | us | us | 243824657134.931
commercial lighting | Low-Bay LFL: Metal Halide | 2042 | CAPITAL | NEW | office-large | USD/gigalumen_year | us | us | 243824657134.931
commercial lighting | Low-Bay LFL: Metal Halide | 2042 | CAPITAL | NEW | office-small | USD/gigalumen_year | us | us | 243824657134.931
commercial lighting | Low-Bay LFL: Metal Halide | 2042 | CAPITAL | NEW | other | USD/gigalumen_year | us | us | 243824657134.931
commercial lighting | Low-Bay LFL: Metal Halide | 2042 | CAPITAL | NEW | warehouse | USD/gigalumen_year | us | us | 243824657134.931
commercial lighting | Low-Bay LFL: Metal Halide | 2042 | CAPITAL | REPLACEMENT | assembly | USD/gigalumen_year | us | us | 243824657134.931
commercial lighting | Low-Bay LFL: Metal Halide | 2042 | CAPITAL | REPLACEMENT | education | USD/gigalumen_year | us | us | 243824657134.931
commercial lighting | Low-Bay LFL: Metal Halide | 2042 | CAPITAL | REPLACEMENT | food sales | USD/gigalumen_year | us | us | 243824657134.931
commercial lighting | Low-Bay LFL: Metal Halide | 2042 | CAPITAL | REPLACEMENT | food service | USD/gigalumen_year | us | us | 243824657134.931
commercial lighting | Low-Bay LFL: Metal Halide | 2042 | CAPITAL | REPLACEMENT | health | USD/gigalumen_year | us | us | 243824657134.931
commercial lighting | Low-Bay LFL: Metal Halide | 2042 | CAPITAL | REPLACEMENT | lodging | USD/gigalumen_year | us | us | 243824657134.931
commercial lighting | Low-Bay LFL: Metal Halide | 2042 | CAPITAL | REPLACEMENT | merc/service | USD/gigalumen_year | us | us | 243824657134.931
commercial lighting | Low-Bay LFL: Metal Halide | 2042 | CAPITAL | REPLACEMENT | office-large | USD/gigalumen_year | us | us | 243824657134.931
commercial lighting | Low-Bay LFL: Metal Halide | 2042 | CAPITAL | REPLACEMENT | office-small | USD/gigalumen_year | us | us | 243824657134.931
commercial lighting | Low-Bay LFL: Metal Halide | 2042 | CAPITAL | REPLACEMENT | other | USD/gigalumen_year | us | us | 243824657134.931
commercial lighting | Low-Bay LFL: Metal Halide | 2042 | CAPITAL | REPLACEMENT | warehouse | USD/gigalumen_year | us | us | 243824657134.931
commercial lighting | Low-Bay LFL: Metal Halide | 2042 | FIXED_OM | NEW | assembly | USD/gigalumen_year | us | us | 21140866225.572
commercial lighting | Low-Bay LFL: Metal Halide | 2042 | FIXED_OM | NEW | education | USD/gigalumen_year | us | us | 21140866225.572
commercial lighting | Low-Bay LFL: Metal Halide | 2042 | FIXED_OM | NEW | food sales | USD/gigalumen_year | us | us | 21140866225.572
commercial lighting | Low-Bay LFL: Metal Halide | 2042 | FIXED_OM | NEW | food service | USD/gigalumen_year | us | us | 21140866225.572
commercial lighting | Low-Bay LFL: Metal Halide | 2042 | FIXED_OM | NEW | health | USD/gigalumen_year | us | us | 21140866225.572
commercial lighting | Low-Bay LFL: Metal Halide | 2042 | FIXED_OM | NEW | lodging | USD/gigalumen_year | us | us | 21140866225.572
commercial lighting | Low-Bay LFL: Metal Halide | 2042 | FIXED_OM | NEW | merc/service | USD/gigalumen_year | us | us | 21140866225.572
commercial lighting | Low-Bay LFL: Metal Halide | 2042 | FIXED_OM | NEW | office-large | USD/gigalumen_year | us | us | 21140866225.572
commercial lighting | Low-Bay LFL: Metal Halide | 2042 | FIXED_OM | NEW | office-small | USD/gigalumen_year | us | us | 21140866225.572
commercial lighting | Low-Bay LFL: Metal Halide | 2042 | FIXED_OM | NEW | other | USD/gigalumen_year | us | us | 21140866225.572
commercial lighting | Low-Bay LFL: Metal Halide | 2042 | FIXED_OM | NEW | warehouse | USD/gigalumen_year | us | us | 21140866225.572
commercial lighting | Low-Bay LFL: Metal Halide | 2042 | FIXED_OM | REPLACEMENT | assembly | USD/gigalumen_year | us | us | 21140866225.572
commercial lighting | Low-Bay LFL: Metal Halide | 2042 | FIXED_OM | REPLACEMENT | education | USD/gigalumen_year | us | us | 21140866225.572
commercial lighting | Low-Bay LFL: Metal Halide | 2042 | FIXED_OM | REPLACEMENT | food sales | USD/gigalumen_year | us | us | 21140866225.572
commercial lighting | Low-Bay LFL: Metal Halide | 2042 | FIXED_OM | REPLACEMENT | food service | USD/gigalumen_year | us | us | 21140866225.572
commercial lighting | Low-Bay LFL: Metal Halide | 2042 | FIXED_OM | REPLACEMENT | health | USD/gigalumen_year | us | us | 21140866225.572
commercial lighting | Low-Bay LFL: Metal Halide | 2042 | FIXED_OM | REPLACEMENT | lodging | USD/gigalumen_year | us | us | 21140866225.572
commercial lighting | Low-Bay LFL: Metal Halide | 2042 | FIXED_OM | REPLACEMENT | merc/service | USD/gigalumen_year | us | us | 21140866225.572
commercial lighting | Low-Bay LFL: Metal Halide | 2042 | FIXED_OM | REPLACEMENT | office-large | USD/gigalumen_year | us | us | 21140866225.572
commercial lighting | Low-Bay LFL: Metal Halide | 2042 | FIXED_OM | REPLACEMENT | office-small | USD/gigalumen_year | us | us | 21140866225.572
commercial lighting | Low-Bay LFL: Metal Halide | 2042 | FIXED_OM | REPLACEMENT | other | USD/gigalumen_year | us | us | 21140866225.572
commercial lighting | Low-Bay LFL: Metal Halide | 2042 | FIXED_OM | REPLACEMENT | warehouse | USD/gigalumen_year | us | us | 21140866225.572
commercial lighting | Low-Bay LFL: Metal Halide | 2043 | CAPITAL | NEW | assembly | USD/gigalumen_year | us | us | 243824657134.931
commercial lighting | Low-Bay LFL: Metal Halide | 2043 | CAPITAL | NEW | education | USD/gigalumen_year | us | us | 243824657134.931
commercial lighting | Low-Bay LFL: Metal Halide | 2043 | CAPITAL | NEW | food sales | USD/gigalumen_year | us | us | 243824657134.931
commercial lighting | Low-Bay LFL: Metal Halide | 2043 | CAPITAL | NEW | food service | USD/gigalumen_year | us | us | 243824657134.931
commercial lighting | Low-Bay LFL: Metal Halide | 2043 | CAPITAL | NEW | health | USD/gigalumen_year | us | us | 243824657134.931
commercial lighting | Low-Bay LFL: Metal Halide | 2043 | CAPITAL | NEW | lodging | USD/gigalumen_year | us | us | 243824657134.931
commercial lighting | Low-Bay LFL: Metal Halide | 2043 | CAPITAL | NEW | merc/service | USD/gigalumen_year | us | us | 243824657134.931
commercial lighting | Low-Bay LFL: Metal Halide | 2043 | CAPITAL | NEW | office-large | USD/gigalumen_year | us | us | 243824657134.931
commercial lighting | Low-Bay LFL: Metal Halide | 2043 | CAPITAL | NEW | office-small | USD/gigalumen_year | us | us | 243824657134.931
commercial lighting | Low-Bay LFL: Metal Halide | 2043 | CAPITAL | NEW | other | USD/gigalumen_year | us | us | 243824657134.931
commercial lighting | Low-Bay LFL: Metal Halide | 2043 | CAPITAL | NEW | warehouse | USD/gigalumen_year | us | us | 243824657134.931
commercial lighting | Low-Bay LFL: Metal Halide | 2043 | CAPITAL | REPLACEMENT | assembly | USD/gigalumen_year | us | us | 243824657134.931
commercial lighting | Low-Bay LFL: Metal Halide | 2043 | CAPITAL | REPLACEMENT | education | USD/gigalumen_year | us | us | 243824657134.931
commercial lighting | Low-Bay LFL: Metal Halide | 2043 | CAPITAL | REPLACEMENT | food sales | USD/gigalumen_year | us | us | 243824657134.931
commercial lighting | Low-Bay LFL: Metal Halide | 2043 | CAPITAL | REPLACEMENT | food service | USD/gigalumen_year | us | us | 243824657134.931
commercial lighting | Low-Bay LFL: Metal Halide | 2043 | CAPITAL | REPLACEMENT | health | USD/gigalumen_year | us | us | 243824657134.931
commercial lighting | Low-Bay LFL: Metal Halide | 2043 | CAPITAL | REPLACEMENT | lodging | USD/gigalumen_year | us | us | 243824657134.931
commercial lighting | Low-Bay LFL: Metal Halide | 2043 | CAPITAL | REPLACEMENT | merc/service | USD/gigalumen_year | us | us | 243824657134.931
commercial lighting | Low-Bay LFL: Metal Halide | 2043 | CAPITAL | REPLACEMENT | office-large | USD/gigalumen_year | us | us | 243824657134.931
commercial lighting | Low-Bay LFL: Metal Halide | 2043 | CAPITAL | REPLACEMENT | office-small | USD/gigalumen_year | us | us | 243824657134.931
commercial lighting | Low-Bay LFL: Metal Halide | 2043 | CAPITAL | REPLACEMENT | other | USD/gigalumen_year | us | us | 243824657134.931
commercial lighting | Low-Bay LFL: Metal Halide | 2043 | CAPITAL | REPLACEMENT | warehouse | USD/gigalumen_year | us | us | 243824657134.931
commercial lighting | Low-Bay LFL: Metal Halide | 2043 | FIXED_OM | NEW | assembly | USD/gigalumen_year | us | us | 21140866225.572
commercial lighting | Low-Bay LFL: Metal Halide | 2043 | FIXED_OM | NEW | education | USD/gigalumen_year | us | us | 21140866225.572
commercial lighting | Low-Bay LFL: Metal Halide | 2043 | FIXED_OM | NEW | food sales | USD/gigalumen_year | us | us | 21140866225.572
commercial lighting | Low-Bay LFL: Metal Halide | 2043 | FIXED_OM | NEW | food service | USD/gigalumen_year | us | us | 21140866225.572
commercial lighting | Low-Bay LFL: Metal Halide | 2043 | FIXED_OM | NEW | health | USD/gigalumen_year | us | us | 21140866225.572
commercial lighting | Low-Bay LFL: Metal Halide | 2043 | FIXED_OM | NEW | lodging | USD/gigalumen_year | us | us | 21140866225.572
commercial lighting | Low-Bay LFL: Metal Halide | 2043 | FIXED_OM | NEW | merc/service | USD/gigalumen_year | us | us | 21140866225.572
commercial lighting | Low-Bay LFL: Metal Halide | 2043 | FIXED_OM | NEW | office-large | USD/gigalumen_year | us | us | 21140866225.572
commercial lighting | Low-Bay LFL: Metal Halide | 2043 | FIXED_OM | NEW | office-small | USD/gigalumen_year | us | us | 21140866225.572
commercial lighting | Low-Bay LFL: Metal Halide | 2043 | FIXED_OM | NEW | other | USD/gigalumen_year | us | us | 21140866225.572
commercial lighting | Low-Bay LFL: Metal Halide | 2043 | FIXED_OM | NEW | warehouse | USD/gigalumen_year | us | us | 21140866225.572
commercial lighting | Low-Bay LFL: Metal Halide | 2043 | FIXED_OM | REPLACEMENT | assembly | USD/gigalumen_year | us | us | 21140866225.572
commercial lighting | Low-Bay LFL: Metal Halide | 2043 | FIXED_OM | REPLACEMENT | education | USD/gigalumen_year | us | us | 21140866225.572
commercial lighting | Low-Bay LFL: Metal Halide | 2043 | FIXED_OM | REPLACEMENT | food sales | USD/gigalumen_year | us | us | 21140866225.572
commercial lighting | Low-Bay LFL: Metal Halide | 2043 | FIXED_OM | REPLACEMENT | food service | USD/gigalumen_year | us | us | 21140866225.572
commercial lighting | Low-Bay LFL: Metal Halide | 2043 | FIXED_OM | REPLACEMENT | health | USD/gigalumen_year | us | us | 21140866225.572
commercial lighting | Low-Bay LFL: Metal Halide | 2043 | FIXED_OM | REPLACEMENT | lodging | USD/gigalumen_year | us | us | 21140866225.572
commercial lighting | Low-Bay LFL: Metal Halide | 2043 | FIXED_OM | REPLACEMENT | merc/service | USD/gigalumen_year | us | us | 21140866225.572
commercial lighting | Low-Bay LFL: Metal Halide | 2043 | FIXED_OM | REPLACEMENT | office-large | USD/gigalumen_year | us | us | 21140866225.572
commercial lighting | Low-Bay LFL: Metal Halide | 2043 | FIXED_OM | REPLACEMENT | office-small | USD/gigalumen_year | us | us | 21140866225.572
commercial lighting | Low-Bay LFL: Metal Halide | 2043 | FIXED_OM | REPLACEMENT | other | USD/gigalumen_year | us | us | 21140866225.572
commercial lighting | Low-Bay LFL: Metal Halide | 2043 | FIXED_OM | REPLACEMENT | warehouse | USD/gigalumen_year | us | us | 21140866225.572
commercial lighting | Low-Bay LFL: Metal Halide | 2044 | CAPITAL | NEW | assembly | USD/gigalumen_year | us | us | 243824657134.931
commercial lighting | Low-Bay LFL: Metal Halide | 2044 | CAPITAL | NEW | education | USD/gigalumen_year | us | us | 243824657134.931
commercial lighting | Low-Bay LFL: Metal Halide | 2044 | CAPITAL | NEW | food sales | USD/gigalumen_year | us | us | 243824657134.931
commercial lighting | Low-Bay LFL: Metal Halide | 2044 | CAPITAL | NEW | food service | USD/gigalumen_year | us | us | 243824657134.931
commercial lighting | Low-Bay LFL: Metal Halide | 2044 | CAPITAL | NEW | health | USD/gigalumen_year | us | us | 243824657134.931
commercial lighting | Low-Bay LFL: Metal Halide | 2044 | CAPITAL | NEW | lodging | USD/gigalumen_year | us | us | 243824657134.931
commercial lighting | Low-Bay LFL: Metal Halide | 2044 | CAPITAL | NEW | merc/service | USD/gigalumen_year | us | us | 243824657134.931
commercial lighting | Low-Bay LFL: Metal Halide | 2044 | CAPITAL | NEW | office-large | USD/gigalumen_year | us | us | 243824657134.931
commercial lighting | Low-Bay LFL: Metal Halide | 2044 | CAPITAL | NEW | office-small | USD/gigalumen_year | us | us | 243824657134.931
commercial lighting | Low-Bay LFL: Metal Halide | 2044 | CAPITAL | NEW | other | USD/gigalumen_year | us | us | 243824657134.931
commercial lighting | Low-Bay LFL: Metal Halide | 2044 | CAPITAL | NEW | warehouse | USD/gigalumen_year | us | us | 243824657134.931
commercial lighting | Low-Bay LFL: Metal Halide | 2044 | CAPITAL | REPLACEMENT | assembly | USD/gigalumen_year | us | us | 243824657134.931
commercial lighting | Low-Bay LFL: Metal Halide | 2044 | CAPITAL | REPLACEMENT | education | USD/gigalumen_year | us | us | 243824657134.931
commercial lighting | Low-Bay LFL: Metal Halide | 2044 | CAPITAL | REPLACEMENT | food sales | USD/gigalumen_year | us | us | 243824657134.931
commercial lighting | Low-Bay LFL: Metal Halide | 2044 | CAPITAL | REPLACEMENT | food service | USD/gigalumen_year | us | us | 243824657134.931
commercial lighting | Low-Bay LFL: Metal Halide | 2044 | CAPITAL | REPLACEMENT | health | USD/gigalumen_year | us | us | 243824657134.931
commercial lighting | Low-Bay LFL: Metal Halide | 2044 | CAPITAL | REPLACEMENT | lodging | USD/gigalumen_year | us | us | 243824657134.931
commercial lighting | Low-Bay LFL: Metal Halide | 2044 | CAPITAL | REPLACEMENT | merc/service | USD/gigalumen_year | us | us | 243824657134.931
commercial lighting | Low-Bay LFL: Metal Halide | 2044 | CAPITAL | REPLACEMENT | office-large | USD/gigalumen_year | us | us | 243824657134.931
commercial lighting | Low-Bay LFL: Metal Halide | 2044 | CAPITAL | REPLACEMENT | office-small | USD/gigalumen_year | us | us | 243824657134.931
commercial lighting | Low-Bay LFL: Metal Halide | 2044 | CAPITAL | REPLACEMENT | other | USD/gigalumen_year | us | us | 243824657134.931
commercial lighting | Low-Bay LFL: Metal Halide | 2044 | CAPITAL | REPLACEMENT | warehouse | USD/gigalumen_year | us | us | 243824657134.931
commercial lighting | Low-Bay LFL: Metal Halide | 2044 | FIXED_OM | NEW | assembly | USD/gigalumen_year | us | us | 21140866225.572
commercial lighting | Low-Bay LFL: Metal Halide | 2044 | FIXED_OM | NEW | education | USD/gigalumen_year | us | us | 21140866225.572
commercial lighting | Low-Bay LFL: Metal Halide | 2044 | FIXED_OM | NEW | food sales | USD/gigalumen_year | us | us | 21140866225.572
commercial lighting | Low-Bay LFL: Metal Halide | 2044 | FIXED_OM | NEW | food service | USD/gigalumen_year | us | us | 21140866225.572
commercial lighting | Low-Bay LFL: Metal Halide | 2044 | FIXED_OM | NEW | health | USD/gigalumen_year | us | us | 21140866225.572
commercial lighting | Low-Bay LFL: Metal Halide | 2044 | FIXED_OM | NEW | lodging | USD/gigalumen_year | us | us | 21140866225.572
commercial lighting | Low-Bay LFL: Metal Halide | 2044 | FIXED_OM | NEW | merc/service | USD/gigalumen_year | us | us | 21140866225.572
commercial lighting | Low-Bay LFL: Metal Halide | 2044 | FIXED_OM | NEW | office-large | USD/gigalumen_year | us | us | 21140866225.572
commercial lighting | Low-Bay LFL: Metal Halide | 2044 | FIXED_OM | NEW | office-small | USD/gigalumen_year | us | us | 21140866225.572
commercial lighting | Low-Bay LFL: Metal Halide | 2044 | FIXED_OM | NEW | other | USD/gigalumen_year | us | us | 21140866225.572
commercial lighting | Low-Bay LFL: Metal Halide | 2044 | FIXED_OM | NEW | warehouse | USD/gigalumen_year | us | us | 21140866225.572
commercial lighting | Low-Bay LFL: Metal Halide | 2044 | FIXED_OM | REPLACEMENT | assembly | USD/gigalumen_year | us | us | 21140866225.572
commercial lighting | Low-Bay LFL: Metal Halide | 2044 | FIXED_OM | REPLACEMENT | education | USD/gigalumen_year | us | us | 21140866225.572
commercial lighting | Low-Bay LFL: Metal Halide | 2044 | FIXED_OM | REPLACEMENT | food sales | USD/gigalumen_year | us | us | 21140866225.572
commercial lighting | Low-Bay LFL: Metal Halide | 2044 | FIXED_OM | REPLACEMENT | food service | USD/gigalumen_year | us | us | 21140866225.572
commercial lighting | Low-Bay LFL: Metal Halide | 2044 | FIXED_OM | REPLACEMENT | health | USD/gigalumen_year | us | us | 21140866225.572
commercial lighting | Low-Bay LFL: Metal Halide | 2044 | FIXED_OM | REPLACEMENT | lodging | USD/gigalumen_year | us | us | 21140866225.572
commercial lighting | Low-Bay LFL: Metal Halide | 2044 | FIXED_OM | REPLACEMENT | merc/service | USD/gigalumen_year | us | us | 21140866225.572
commercial lighting | Low-Bay LFL: Metal Halide | 2044 | FIXED_OM | REPLACEMENT | office-large | USD/gigalumen_year | us | us | 21140866225.572
commercial lighting | Low-Bay LFL: Metal Halide | 2044 | FIXED_OM | REPLACEMENT | office-small | USD/gigalumen_year | us | us | 21140866225.572
commercial lighting | Low-Bay LFL: Metal Halide | 2044 | FIXED_OM | REPLACEMENT | other | USD/gigalumen_year | us | us | 21140866225.572
commercial lighting | Low-Bay LFL: Metal Halide | 2044 | FIXED_OM | REPLACEMENT | warehouse | USD/gigalumen_year | us | us | 21140866225.572
commercial lighting | Low-Bay LFL: Metal Halide | 2045 | CAPITAL | NEW | assembly | USD/gigalumen_year | us | us | 243824657134.931
commercial lighting | Low-Bay LFL: Metal Halide | 2045 | CAPITAL | NEW | education | USD/gigalumen_year | us | us | 243824657134.931
commercial lighting | Low-Bay LFL: Metal Halide | 2045 | CAPITAL | NEW | food sales | USD/gigalumen_year | us | us | 243824657134.931
commercial lighting | Low-Bay LFL: Metal Halide | 2045 | CAPITAL | NEW | food service | USD/gigalumen_year | us | us | 243824657134.931
commercial lighting | Low-Bay LFL: Metal Halide | 2045 | CAPITAL | NEW | health | USD/gigalumen_year | us | us | 243824657134.931
commercial lighting | Low-Bay LFL: Metal Halide | 2045 | CAPITAL | NEW | lodging | USD/gigalumen_year | us | us | 243824657134.931
commercial lighting | Low-Bay LFL: Metal Halide | 2045 | CAPITAL | NEW | merc/service | USD/gigalumen_year | us | us | 243824657134.931
commercial lighting | Low-Bay LFL: Metal Halide | 2045 | CAPITAL | NEW | office-large | USD/gigalumen_year | us | us | 243824657134.931
commercial lighting | Low-Bay LFL: Metal Halide | 2045 | CAPITAL | NEW | office-small | USD/gigalumen_year | us | us | 243824657134.931
commercial lighting | Low-Bay LFL: Metal Halide | 2045 | CAPITAL | NEW | other | USD/gigalumen_year | us | us | 243824657134.931
commercial lighting | Low-Bay LFL: Metal Halide | 2045 | CAPITAL | NEW | warehouse | USD/gigalumen_year | us | us | 243824657134.931
commercial lighting | Low-Bay LFL: Metal Halide | 2045 | CAPITAL | REPLACEMENT | assembly | USD/gigalumen_year | us | us | 243824657134.931
commercial lighting | Low-Bay LFL: Metal Halide | 2045 | CAPITAL | REPLACEMENT | education | USD/gigalumen_year | us | us | 243824657134.931
commercial lighting | Low-Bay LFL: Metal Halide | 2045 | CAPITAL | REPLACEMENT | food sales | USD/gigalumen_year | us | us | 243824657134.931
commercial lighting | Low-Bay LFL: Metal Halide | 2045 | CAPITAL | REPLACEMENT | food service | USD/gigalumen_year | us | us | 243824657134.931
commercial lighting | Low-Bay LFL: Metal Halide | 2045 | CAPITAL | REPLACEMENT | health | USD/gigalumen_year | us | us | 243824657134.931
commercial lighting | Low-Bay LFL: Metal Halide | 2045 | CAPITAL | REPLACEMENT | lodging | USD/gigalumen_year | us | us | 243824657134.931
commercial lighting | Low-Bay LFL: Metal Halide | 2045 | CAPITAL | REPLACEMENT | merc/service | USD/gigalumen_year | us | us | 243824657134.931
commercial lighting | Low-Bay LFL: Metal Halide | 2045 | CAPITAL | REPLACEMENT | office-large | USD/gigalumen_year | us | us | 243824657134.931
commercial lighting | Low-Bay LFL: Metal Halide | 2045 | CAPITAL | REPLACEMENT | office-small | USD/gigalumen_year | us | us | 243824657134.931
commercial lighting | Low-Bay LFL: Metal Halide | 2045 | CAPITAL | REPLACEMENT | other | USD/gigalumen_year | us | us | 243824657134.931
commercial lighting | Low-Bay LFL: Metal Halide | 2045 | CAPITAL | REPLACEMENT | warehouse | USD/gigalumen_year | us | us | 243824657134.931
commercial lighting | Low-Bay LFL: Metal Halide | 2045 | FIXED_OM | NEW | assembly | USD/gigalumen_year | us | us | 21140866225.572
commercial lighting | Low-Bay LFL: Metal Halide | 2045 | FIXED_OM | NEW | education | USD/gigalumen_year | us | us | 21140866225.572
commercial lighting | Low-Bay LFL: Metal Halide | 2045 | FIXED_OM | NEW | food sales | USD/gigalumen_year | us | us | 21140866225.572
commercial lighting | Low-Bay LFL: Metal Halide | 2045 | FIXED_OM | NEW | food service | USD/gigalumen_year | us | us | 21140866225.572
commercial lighting | Low-Bay LFL: Metal Halide | 2045 | FIXED_OM | NEW | health | USD/gigalumen_year | us | us | 21140866225.572
commercial lighting | Low-Bay LFL: Metal Halide | 2045 | FIXED_OM | NEW | lodging | USD/gigalumen_year | us | us | 21140866225.572
commercial lighting | Low-Bay LFL: Metal Halide | 2045 | FIXED_OM | NEW | merc/service | USD/gigalumen_year | us | us | 21140866225.572
commercial lighting | Low-Bay LFL: Metal Halide | 2045 | FIXED_OM | NEW | office-large | USD/gigalumen_year | us | us | 21140866225.572
commercial lighting | Low-Bay LFL: Metal Halide | 2045 | FIXED_OM | NEW | office-small | USD/gigalumen_year | us | us | 21140866225.572
commercial lighting | Low-Bay LFL: Metal Halide | 2045 | FIXED_OM | NEW | other | USD/gigalumen_year | us | us | 21140866225.572
commercial lighting | Low-Bay LFL: Metal Halide | 2045 | FIXED_OM | NEW | warehouse | USD/gigalumen_year | us | us | 21140866225.572
commercial lighting | Low-Bay LFL: Metal Halide | 2045 | FIXED_OM | REPLACEMENT | assembly | USD/gigalumen_year | us | us | 21140866225.572
commercial lighting | Low-Bay LFL: Metal Halide | 2045 | FIXED_OM | REPLACEMENT | education | USD/gigalumen_year | us | us | 21140866225.572
commercial lighting | Low-Bay LFL: Metal Halide | 2045 | FIXED_OM | REPLACEMENT | food sales | USD/gigalumen_year | us | us | 21140866225.572
commercial lighting | Low-Bay LFL: Metal Halide | 2045 | FIXED_OM | REPLACEMENT | food service | USD/gigalumen_year | us | us | 21140866225.572
commercial lighting | Low-Bay LFL: Metal Halide | 2045 | FIXED_OM | REPLACEMENT | health | USD/gigalumen_year | us | us | 21140866225.572
commercial lighting | Low-Bay LFL: Metal Halide | 2045 | FIXED_OM | REPLACEMENT | lodging | USD/gigalumen_year | us | us | 21140866225.572
commercial lighting | Low-Bay LFL: Metal Halide | 2045 | FIXED_OM | REPLACEMENT | merc/service | USD/gigalumen_year | us | us | 21140866225.572
commercial lighting | Low-Bay LFL: Metal Halide | 2045 | FIXED_OM | REPLACEMENT | office-large | USD/gigalumen_year | us | us | 21140866225.572
commercial lighting | Low-Bay LFL: Metal Halide | 2045 | FIXED_OM | REPLACEMENT | office-small | USD/gigalumen_year | us | us | 21140866225.572
commercial lighting | Low-Bay LFL: Metal Halide | 2045 | FIXED_OM | REPLACEMENT | other | USD/gigalumen_year | us | us | 21140866225.572
commercial lighting | Low-Bay LFL: Metal Halide | 2045 | FIXED_OM | REPLACEMENT | warehouse | USD/gigalumen_year | us | us | 21140866225.572
commercial lighting | Low-Bay LFL: Metal Halide | 2046 | CAPITAL | NEW | assembly | USD/gigalumen_year | us | us | 243824657134.931
commercial lighting | Low-Bay LFL: Metal Halide | 2046 | CAPITAL | NEW | education | USD/gigalumen_year | us | us | 243824657134.931
commercial lighting | Low-Bay LFL: Metal Halide | 2046 | CAPITAL | NEW | food sales | USD/gigalumen_year | us | us | 243824657134.931
commercial lighting | Low-Bay LFL: Metal Halide | 2046 | CAPITAL | NEW | food service | USD/gigalumen_year | us | us | 243824657134.931
commercial lighting | Low-Bay LFL: Metal Halide | 2046 | CAPITAL | NEW | health | USD/gigalumen_year | us | us | 243824657134.931
commercial lighting | Low-Bay LFL: Metal Halide | 2046 | CAPITAL | NEW | lodging | USD/gigalumen_year | us | us | 243824657134.931
commercial lighting | Low-Bay LFL: Metal Halide | 2046 | CAPITAL | NEW | merc/service | USD/gigalumen_year | us | us | 243824657134.931
commercial lighting | Low-Bay LFL: Metal Halide | 2046 | CAPITAL | NEW | office-large | USD/gigalumen_year | us | us | 243824657134.931
commercial lighting | Low-Bay LFL: Metal Halide | 2046 | CAPITAL | NEW | office-small | USD/gigalumen_year | us | us | 243824657134.931
commercial lighting | Low-Bay LFL: Metal Halide | 2046 | CAPITAL | NEW | other | USD/gigalumen_year | us | us | 243824657134.931
commercial lighting | Low-Bay LFL: Metal Halide | 2046 | CAPITAL | NEW | warehouse | USD/gigalumen_year | us | us | 243824657134.931
commercial lighting | Low-Bay LFL: Metal Halide | 2046 | CAPITAL | REPLACEMENT | assembly | USD/gigalumen_year | us | us | 243824657134.931
commercial lighting | Low-Bay LFL: Metal Halide | 2046 | CAPITAL | REPLACEMENT | education | USD/gigalumen_year | us | us | 243824657134.931
commercial lighting | Low-Bay LFL: Metal Halide | 2046 | CAPITAL | REPLACEMENT | food sales | USD/gigalumen_year | us | us | 243824657134.931
commercial lighting | Low-Bay LFL: Metal Halide | 2046 | CAPITAL | REPLACEMENT | food service | USD/gigalumen_year | us | us | 243824657134.931
commercial lighting | Low-Bay LFL: Metal Halide | 2046 | CAPITAL | REPLACEMENT | health | USD/gigalumen_year | us | us | 243824657134.931
commercial lighting | Low-Bay LFL: Metal Halide | 2046 | CAPITAL | REPLACEMENT | lodging | USD/gigalumen_year | us | us | 243824657134.931
commercial lighting | Low-Bay LFL: Metal Halide | 2046 | CAPITAL | REPLACEMENT | merc/service | USD/gigalumen_year | us | us | 243824657134.931
commercial lighting | Low-Bay LFL: Metal Halide | 2046 | CAPITAL | REPLACEMENT | office-large | USD/gigalumen_year | us | us | 243824657134.931
commercial lighting | Low-Bay LFL: Metal Halide | 2046 | CAPITAL | REPLACEMENT | office-small | USD/gigalumen_year | us | us | 243824657134.931
commercial lighting | Low-Bay LFL: Metal Halide | 2046 | CAPITAL | REPLACEMENT | other | USD/gigalumen_year | us | us | 243824657134.931
commercial lighting | Low-Bay LFL: Metal Halide | 2046 | CAPITAL | REPLACEMENT | warehouse | USD/gigalumen_year | us | us | 243824657134.931
commercial lighting | Low-Bay LFL: Metal Halide | 2046 | FIXED_OM | NEW | assembly | USD/gigalumen_year | us | us | 21140866225.572
commercial lighting | Low-Bay LFL: Metal Halide | 2046 | FIXED_OM | NEW | education | USD/gigalumen_year | us | us | 21140866225.572
commercial lighting | Low-Bay LFL: Metal Halide | 2046 | FIXED_OM | NEW | food sales | USD/gigalumen_year | us | us | 21140866225.572
commercial lighting | Low-Bay LFL: Metal Halide | 2046 | FIXED_OM | NEW | food service | USD/gigalumen_year | us | us | 21140866225.572
commercial lighting | Low-Bay LFL: Metal Halide | 2046 | FIXED_OM | NEW | health | USD/gigalumen_year | us | us | 21140866225.572
commercial lighting | Low-Bay LFL: Metal Halide | 2046 | FIXED_OM | NEW | lodging | USD/gigalumen_year | us | us | 21140866225.572
commercial lighting | Low-Bay LFL: Metal Halide | 2046 | FIXED_OM | NEW | merc/service | USD/gigalumen_year | us | us | 21140866225.572
commercial lighting | Low-Bay LFL: Metal Halide | 2046 | FIXED_OM | NEW | office-large | USD/gigalumen_year | us | us | 21140866225.572
commercial lighting | Low-Bay LFL: Metal Halide | 2046 | FIXED_OM | NEW | office-small | USD/gigalumen_year | us | us | 21140866225.572
commercial lighting | Low-Bay LFL: Metal Halide | 2046 | FIXED_OM | NEW | other | USD/gigalumen_year | us | us | 21140866225.572
commercial lighting | Low-Bay LFL: Metal Halide | 2046 | FIXED_OM | NEW | warehouse | USD/gigalumen_year | us | us | 21140866225.572
commercial lighting | Low-Bay LFL: Metal Halide | 2046 | FIXED_OM | REPLACEMENT | assembly | USD/gigalumen_year | us | us | 21140866225.572
commercial lighting | Low-Bay LFL: Metal Halide | 2046 | FIXED_OM | REPLACEMENT | education | USD/gigalumen_year | us | us | 21140866225.572
commercial lighting | Low-Bay LFL: Metal Halide | 2046 | FIXED_OM | REPLACEMENT | food sales | USD/gigalumen_year | us | us | 21140866225.572
commercial lighting | Low-Bay LFL: Metal Halide | 2046 | FIXED_OM | REPLACEMENT | food service | USD/gigalumen_year | us | us | 21140866225.572
commercial lighting | Low-Bay LFL: Metal Halide | 2046 | FIXED_OM | REPLACEMENT | health | USD/gigalumen_year | us | us | 21140866225.572
commercial lighting | Low-Bay LFL: Metal Halide | 2046 | FIXED_OM | REPLACEMENT | lodging | USD/gigalumen_year | us | us | 21140866225.572
commercial lighting | Low-Bay LFL: Metal Halide | 2046 | FIXED_OM | REPLACEMENT | merc/service | USD/gigalumen_year | us | us | 21140866225.572
commercial lighting | Low-Bay LFL: Metal Halide | 2046 | FIXED_OM | REPLACEMENT | office-large | USD/gigalumen_year | us | us | 21140866225.572
commercial lighting | Low-Bay LFL: Metal Halide | 2046 | FIXED_OM | REPLACEMENT | office-small | USD/gigalumen_year | us | us | 21140866225.572
commercial lighting | Low-Bay LFL: Metal Halide | 2046 | FIXED_OM | REPLACEMENT | other | USD/gigalumen_year | us | us | 21140866225.572
commercial lighting | Low-Bay LFL: Metal Halide | 2046 | FIXED_OM | REPLACEMENT | warehouse | USD/gigalumen_year | us | us | 21140866225.572
commercial lighting | Low-Bay LFL: Metal Halide | 2047 | CAPITAL | NEW | assembly | USD/gigalumen_year | us | us | 243824657134.931
commercial lighting | Low-Bay LFL: Metal Halide | 2047 | CAPITAL | NEW | education | USD/gigalumen_year | us | us | 243824657134.931
commercial lighting | Low-Bay LFL: Metal Halide | 2047 | CAPITAL | NEW | food sales | USD/gigalumen_year | us | us | 243824657134.931
commercial lighting | Low-Bay LFL: Metal Halide | 2047 | CAPITAL | NEW | food service | USD/gigalumen_year | us | us | 243824657134.931
commercial lighting | Low-Bay LFL: Metal Halide | 2047 | CAPITAL | NEW | health | USD/gigalumen_year | us | us | 243824657134.931
commercial lighting | Low-Bay LFL: Metal Halide | 2047 | CAPITAL | NEW | lodging | USD/gigalumen_year | us | us | 243824657134.931
commercial lighting | Low-Bay LFL: Metal Halide | 2047 | CAPITAL | NEW | merc/service | USD/gigalumen_year | us | us | 243824657134.931
commercial lighting | Low-Bay LFL: Metal Halide | 2047 | CAPITAL | NEW | office-large | USD/gigalumen_year | us | us | 243824657134.931
commercial lighting | Low-Bay LFL: Metal Halide | 2047 | CAPITAL | NEW | office-small | USD/gigalumen_year | us | us | 243824657134.931
commercial lighting | Low-Bay LFL: Metal Halide | 2047 | CAPITAL | NEW | other | USD/gigalumen_year | us | us | 243824657134.931
commercial lighting | Low-Bay LFL: Metal Halide | 2047 | CAPITAL | NEW | warehouse | USD/gigalumen_year | us | us | 243824657134.931
commercial lighting | Low-Bay LFL: Metal Halide | 2047 | CAPITAL | REPLACEMENT | assembly | USD/gigalumen_year | us | us | 243824657134.931
commercial lighting | Low-Bay LFL: Metal Halide | 2047 | CAPITAL | REPLACEMENT | education | USD/gigalumen_year | us | us | 243824657134.931
commercial lighting | Low-Bay LFL: Metal Halide | 2047 | CAPITAL | REPLACEMENT | food sales | USD/gigalumen_year | us | us | 243824657134.931
commercial lighting | Low-Bay LFL: Metal Halide | 2047 | CAPITAL | REPLACEMENT | food service | USD/gigalumen_year | us | us | 243824657134.931
commercial lighting | Low-Bay LFL: Metal Halide | 2047 | CAPITAL | REPLACEMENT | health | USD/gigalumen_year | us | us | 243824657134.931
commercial lighting | Low-Bay LFL: Metal Halide | 2047 | CAPITAL | REPLACEMENT | lodging | USD/gigalumen_year | us | us | 243824657134.931
commercial lighting | Low-Bay LFL: Metal Halide | 2047 | CAPITAL | REPLACEMENT | merc/service | USD/gigalumen_year | us | us | 243824657134.931
commercial lighting | Low-Bay LFL: Metal Halide | 2047 | CAPITAL | REPLACEMENT | office-large | USD/gigalumen_year | us | us | 243824657134.931
commercial lighting | Low-Bay LFL: Metal Halide | 2047 | CAPITAL | REPLACEMENT | office-small | USD/gigalumen_year | us | us | 243824657134.931
commercial lighting | Low-Bay LFL: Metal Halide | 2047 | CAPITAL | REPLACEMENT | other | USD/gigalumen_year | us | us | 243824657134.931
commercial lighting | Low-Bay LFL: Metal Halide | 2047 | CAPITAL | REPLACEMENT | warehouse | USD/gigalumen_year | us | us | 243824657134.931
commercial lighting | Low-Bay LFL: Metal Halide | 2047 | FIXED_OM | NEW | assembly | USD/gigalumen_year | us | us | 21140866225.572
commercial lighting | Low-Bay LFL: Metal Halide | 2047 | FIXED_OM | NEW | education | USD/gigalumen_year | us | us | 21140866225.572
commercial lighting | Low-Bay LFL: Metal Halide | 2047 | FIXED_OM | NEW | food sales | USD/gigalumen_year | us | us | 21140866225.572
commercial lighting | Low-Bay LFL: Metal Halide | 2047 | FIXED_OM | NEW | food service | USD/gigalumen_year | us | us | 21140866225.572
commercial lighting | Low-Bay LFL: Metal Halide | 2047 | FIXED_OM | NEW | health | USD/gigalumen_year | us | us | 21140866225.572
commercial lighting | Low-Bay LFL: Metal Halide | 2047 | FIXED_OM | NEW | lodging | USD/gigalumen_year | us | us | 21140866225.572
commercial lighting | Low-Bay LFL: Metal Halide | 2047 | FIXED_OM | NEW | merc/service | USD/gigalumen_year | us | us | 21140866225.572
commercial lighting | Low-Bay LFL: Metal Halide | 2047 | FIXED_OM | NEW | office-large | USD/gigalumen_year | us | us | 21140866225.572
commercial lighting | Low-Bay LFL: Metal Halide | 2047 | FIXED_OM | NEW | office-small | USD/gigalumen_year | us | us | 21140866225.572
commercial lighting | Low-Bay LFL: Metal Halide | 2047 | FIXED_OM | NEW | other | USD/gigalumen_year | us | us | 21140866225.572
commercial lighting | Low-Bay LFL: Metal Halide | 2047 | FIXED_OM | NEW | warehouse | USD/gigalumen_year | us | us | 21140866225.572
commercial lighting | Low-Bay LFL: Metal Halide | 2047 | FIXED_OM | REPLACEMENT | assembly | USD/gigalumen_year | us | us | 21140866225.572
commercial lighting | Low-Bay LFL: Metal Halide | 2047 | FIXED_OM | REPLACEMENT | education | USD/gigalumen_year | us | us | 21140866225.572
commercial lighting | Low-Bay LFL: Metal Halide | 2047 | FIXED_OM | REPLACEMENT | food sales | USD/gigalumen_year | us | us | 21140866225.572
commercial lighting | Low-Bay LFL: Metal Halide | 2047 | FIXED_OM | REPLACEMENT | food service | USD/gigalumen_year | us | us | 21140866225.572
commercial lighting | Low-Bay LFL: Metal Halide | 2047 | FIXED_OM | REPLACEMENT | health | USD/gigalumen_year | us | us | 21140866225.572
commercial lighting | Low-Bay LFL: Metal Halide | 2047 | FIXED_OM | REPLACEMENT | lodging | USD/gigalumen_year | us | us | 21140866225.572
commercial lighting | Low-Bay LFL: Metal Halide | 2047 | FIXED_OM | REPLACEMENT | merc/service | USD/gigalumen_year | us | us | 21140866225.572
commercial lighting | Low-Bay LFL: Metal Halide | 2047 | FIXED_OM | REPLACEMENT | office-large | USD/gigalumen_year | us | us | 21140866225.572
commercial lighting | Low-Bay LFL: Metal Halide | 2047 | FIXED_OM | REPLACEMENT | office-small | USD/gigalumen_year | us | us | 21140866225.572
commercial lighting | Low-Bay LFL: Metal Halide | 2047 | FIXED_OM | REPLACEMENT | other | USD/gigalumen_year | us | us | 21140866225.572
commercial lighting | Low-Bay LFL: Metal Halide | 2047 | FIXED_OM | REPLACEMENT | warehouse | USD/gigalumen_year | us | us | 21140866225.572
commercial lighting | Low-Bay LFL: Metal Halide | 2048 | CAPITAL | NEW | assembly | USD/gigalumen_year | us | us | 243824657134.931
commercial lighting | Low-Bay LFL: Metal Halide | 2048 | CAPITAL | NEW | education | USD/gigalumen_year | us | us | 243824657134.931
commercial lighting | Low-Bay LFL: Metal Halide | 2048 | CAPITAL | NEW | food sales | USD/gigalumen_year | us | us | 243824657134.931
commercial lighting | Low-Bay LFL: Metal Halide | 2048 | CAPITAL | NEW | food service | USD/gigalumen_year | us | us | 243824657134.931
commercial lighting | Low-Bay LFL: Metal Halide | 2048 | CAPITAL | NEW | health | USD/gigalumen_year | us | us | 243824657134.931
commercial lighting | Low-Bay LFL: Metal Halide | 2048 | CAPITAL | NEW | lodging | USD/gigalumen_year | us | us | 243824657134.931
commercial lighting | Low-Bay LFL: Metal Halide | 2048 | CAPITAL | NEW | merc/service | USD/gigalumen_year | us | us | 243824657134.931
commercial lighting | Low-Bay LFL: Metal Halide | 2048 | CAPITAL | NEW | office-large | USD/gigalumen_year | us | us | 243824657134.931
commercial lighting | Low-Bay LFL: Metal Halide | 2048 | CAPITAL | NEW | office-small | USD/gigalumen_year | us | us | 243824657134.931
commercial lighting | Low-Bay LFL: Metal Halide | 2048 | CAPITAL | NEW | other | USD/gigalumen_year | us | us | 243824657134.931
commercial lighting | Low-Bay LFL: Metal Halide | 2048 | CAPITAL | NEW | warehouse | USD/gigalumen_year | us | us | 243824657134.931
commercial lighting | Low-Bay LFL: Metal Halide | 2048 | CAPITAL | REPLACEMENT | assembly | USD/gigalumen_year | us | us | 243824657134.931
commercial lighting | Low-Bay LFL: Metal Halide | 2048 | CAPITAL | REPLACEMENT | education | USD/gigalumen_year | us | us | 243824657134.931
commercial lighting | Low-Bay LFL: Metal Halide | 2048 | CAPITAL | REPLACEMENT | food sales | USD/gigalumen_year | us | us | 243824657134.931
commercial lighting | Low-Bay LFL: Metal Halide | 2048 | CAPITAL | REPLACEMENT | food service | USD/gigalumen_year | us | us | 243824657134.931
commercial lighting | Low-Bay LFL: Metal Halide | 2048 | CAPITAL | REPLACEMENT | health | USD/gigalumen_year | us | us | 243824657134.931
commercial lighting | Low-Bay LFL: Metal Halide | 2048 | CAPITAL | REPLACEMENT | lodging | USD/gigalumen_year | us | us | 243824657134.931
commercial lighting | Low-Bay LFL: Metal Halide | 2048 | CAPITAL | REPLACEMENT | merc/service | USD/gigalumen_year | us | us | 243824657134.931
commercial lighting | Low-Bay LFL: Metal Halide | 2048 | CAPITAL | REPLACEMENT | office-large | USD/gigalumen_year | us | us | 243824657134.931
commercial lighting | Low-Bay LFL: Metal Halide | 2048 | CAPITAL | REPLACEMENT | office-small | USD/gigalumen_year | us | us | 243824657134.931
commercial lighting | Low-Bay LFL: Metal Halide | 2048 | CAPITAL | REPLACEMENT | other | USD/gigalumen_year | us | us | 243824657134.931
commercial lighting | Low-Bay LFL: Metal Halide | 2048 | CAPITAL | REPLACEMENT | warehouse | USD/gigalumen_year | us | us | 243824657134.931
commercial lighting | Low-Bay LFL: Metal Halide | 2048 | FIXED_OM | NEW | assembly | USD/gigalumen_year | us | us | 21140866225.572
commercial lighting | Low-Bay LFL: Metal Halide | 2048 | FIXED_OM | NEW | education | USD/gigalumen_year | us | us | 21140866225.572
commercial lighting | Low-Bay LFL: Metal Halide | 2048 | FIXED_OM | NEW | food sales | USD/gigalumen_year | us | us | 21140866225.572
commercial lighting | Low-Bay LFL: Metal Halide | 2048 | FIXED_OM | NEW | food service | USD/gigalumen_year | us | us | 21140866225.572
commercial lighting | Low-Bay LFL: Metal Halide | 2048 | FIXED_OM | NEW | health | USD/gigalumen_year | us | us | 21140866225.572
commercial lighting | Low-Bay LFL: Metal Halide | 2048 | FIXED_OM | NEW | lodging | USD/gigalumen_year | us | us | 21140866225.572
commercial lighting | Low-Bay LFL: Metal Halide | 2048 | FIXED_OM | NEW | merc/service | USD/gigalumen_year | us | us | 21140866225.572
commercial lighting | Low-Bay LFL: Metal Halide | 2048 | FIXED_OM | NEW | office-large | USD/gigalumen_year | us | us | 21140866225.572
commercial lighting | Low-Bay LFL: Metal Halide | 2048 | FIXED_OM | NEW | office-small | USD/gigalumen_year | us | us | 21140866225.572
commercial lighting | Low-Bay LFL: Metal Halide | 2048 | FIXED_OM | NEW | other | USD/gigalumen_year | us | us | 21140866225.572
commercial lighting | Low-Bay LFL: Metal Halide | 2048 | FIXED_OM | NEW | warehouse | USD/gigalumen_year | us | us | 21140866225.572
commercial lighting | Low-Bay LFL: Metal Halide | 2048 | FIXED_OM | REPLACEMENT | assembly | USD/gigalumen_year | us | us | 21140866225.572
commercial lighting | Low-Bay LFL: Metal Halide | 2048 | FIXED_OM | REPLACEMENT | education | USD/gigalumen_year | us | us | 21140866225.572
commercial lighting | Low-Bay LFL: Metal Halide | 2048 | FIXED_OM | REPLACEMENT | food sales | USD/gigalumen_year | us | us | 21140866225.572
commercial lighting | Low-Bay LFL: Metal Halide | 2048 | FIXED_OM | REPLACEMENT | food service | USD/gigalumen_year | us | us | 21140866225.572
commercial lighting | Low-Bay LFL: Metal Halide | 2048 | FIXED_OM | REPLACEMENT | health | USD/gigalumen_year | us | us | 21140866225.572
commercial lighting | Low-Bay LFL: Metal Halide | 2048 | FIXED_OM | REPLACEMENT | lodging | USD/gigalumen_year | us | us | 21140866225.572
commercial lighting | Low-Bay LFL: Metal Halide | 2048 | FIXED_OM | REPLACEMENT | merc/service | USD/gigalumen_year | us | us | 21140866225.572
commercial lighting | Low-Bay LFL: Metal Halide | 2048 | FIXED_OM | REPLACEMENT | office-large | USD/gigalumen_year | us | us | 21140866225.572
commercial lighting | Low-Bay LFL: Metal Halide | 2048 | FIXED_OM | REPLACEMENT | office-small | USD/gigalumen_year | us | us | 21140866225.572
commercial lighting | Low-Bay LFL: Metal Halide | 2048 | FIXED_OM | REPLACEMENT | other | USD/gigalumen_year | us | us | 21140866225.572
commercial lighting | Low-Bay LFL: Metal Halide | 2048 | FIXED_OM | REPLACEMENT | warehouse | USD/gigalumen_year | us | us | 21140866225.572
commercial lighting | Low-Bay LFL: Metal Halide | 2049 | CAPITAL | NEW | assembly | USD/gigalumen_year | us | us | 243824657134.931
commercial lighting | Low-Bay LFL: Metal Halide | 2049 | CAPITAL | NEW | education | USD/gigalumen_year | us | us | 243824657134.931
commercial lighting | Low-Bay LFL: Metal Halide | 2049 | CAPITAL | NEW | food sales | USD/gigalumen_year | us | us | 243824657134.931
commercial lighting | Low-Bay LFL: Metal Halide | 2049 | CAPITAL | NEW | food service | USD/gigalumen_year | us | us | 243824657134.931
commercial lighting | Low-Bay LFL: Metal Halide | 2049 | CAPITAL | NEW | health | USD/gigalumen_year | us | us | 243824657134.931
commercial lighting | Low-Bay LFL: Metal Halide | 2049 | CAPITAL | NEW | lodging | USD/gigalumen_year | us | us | 243824657134.931
commercial lighting | Low-Bay LFL: Metal Halide | 2049 | CAPITAL | NEW | merc/service | USD/gigalumen_year | us | us | 243824657134.931
commercial lighting | Low-Bay LFL: Metal Halide | 2049 | CAPITAL | NEW | office-large | USD/gigalumen_year | us | us | 243824657134.931
commercial lighting | Low-Bay LFL: Metal Halide | 2049 | CAPITAL | NEW | office-small | USD/gigalumen_year | us | us | 243824657134.931
commercial lighting | Low-Bay LFL: Metal Halide | 2049 | CAPITAL | NEW | other | USD/gigalumen_year | us | us | 243824657134.931
commercial lighting | Low-Bay LFL: Metal Halide | 2049 | CAPITAL | NEW | warehouse | USD/gigalumen_year | us | us | 243824657134.931
commercial lighting | Low-Bay LFL: Metal Halide | 2049 | CAPITAL | REPLACEMENT | assembly | USD/gigalumen_year | us | us | 243824657134.931
commercial lighting | Low-Bay LFL: Metal Halide | 2049 | CAPITAL | REPLACEMENT | education | USD/gigalumen_year | us | us | 243824657134.931
commercial lighting | Low-Bay LFL: Metal Halide | 2049 | CAPITAL | REPLACEMENT | food sales | USD/gigalumen_year | us | us | 243824657134.931
commercial lighting | Low-Bay LFL: Metal Halide | 2049 | CAPITAL | REPLACEMENT | food service | USD/gigalumen_year | us | us | 243824657134.931
commercial lighting | Low-Bay LFL: Metal Halide | 2049 | CAPITAL | REPLACEMENT | health | USD/gigalumen_year | us | us | 243824657134.931
commercial lighting | Low-Bay LFL: Metal Halide | 2049 | CAPITAL | REPLACEMENT | lodging | USD/gigalumen_year | us | us | 243824657134.931
commercial lighting | Low-Bay LFL: Metal Halide | 2049 | CAPITAL | REPLACEMENT | merc/service | USD/gigalumen_year | us | us | 243824657134.931
commercial lighting | Low-Bay LFL: Metal Halide | 2049 | CAPITAL | REPLACEMENT | office-large | USD/gigalumen_year | us | us | 243824657134.931
commercial lighting | Low-Bay LFL: Metal Halide | 2049 | CAPITAL | REPLACEMENT | office-small | USD/gigalumen_year | us | us | 243824657134.931
commercial lighting | Low-Bay LFL: Metal Halide | 2049 | CAPITAL | REPLACEMENT | other | USD/gigalumen_year | us | us | 243824657134.931
commercial lighting | Low-Bay LFL: Metal Halide | 2049 | CAPITAL | REPLACEMENT | warehouse | USD/gigalumen_year | us | us | 243824657134.931
commercial lighting | Low-Bay LFL: Metal Halide | 2049 | FIXED_OM | NEW | assembly | USD/gigalumen_year | us | us | 21140866225.572
commercial lighting | Low-Bay LFL: Metal Halide | 2049 | FIXED_OM | NEW | education | USD/gigalumen_year | us | us | 21140866225.572
commercial lighting | Low-Bay LFL: Metal Halide | 2049 | FIXED_OM | NEW | food sales | USD/gigalumen_year | us | us | 21140866225.572
commercial lighting | Low-Bay LFL: Metal Halide | 2049 | FIXED_OM | NEW | food service | USD/gigalumen_year | us | us | 21140866225.572
commercial lighting | Low-Bay LFL: Metal Halide | 2049 | FIXED_OM | NEW | health | USD/gigalumen_year | us | us | 21140866225.572
commercial lighting | Low-Bay LFL: Metal Halide | 2049 | FIXED_OM | NEW | lodging | USD/gigalumen_year | us | us | 21140866225.572
commercial lighting | Low-Bay LFL: Metal Halide | 2049 | FIXED_OM | NEW | merc/service | USD/gigalumen_year | us | us | 21140866225.572
commercial lighting | Low-Bay LFL: Metal Halide | 2049 | FIXED_OM | NEW | office-large | USD/gigalumen_year | us | us | 21140866225.572
commercial lighting | Low-Bay LFL: Metal Halide | 2049 | FIXED_OM | NEW | office-small | USD/gigalumen_year | us | us | 21140866225.572
commercial lighting | Low-Bay LFL: Metal Halide | 2049 | FIXED_OM | NEW | other | USD/gigalumen_year | us | us | 21140866225.572
commercial lighting | Low-Bay LFL: Metal Halide | 2049 | FIXED_OM | NEW | warehouse | USD/gigalumen_year | us | us | 21140866225.572
commercial lighting | Low-Bay LFL: Metal Halide | 2049 | FIXED_OM | REPLACEMENT | assembly | USD/gigalumen_year | us | us | 21140866225.572
commercial lighting | Low-Bay LFL: Metal Halide | 2049 | FIXED_OM | REPLACEMENT | education | USD/gigalumen_year | us | us | 21140866225.572
commercial lighting | Low-Bay LFL: Metal Halide | 2049 | FIXED_OM | REPLACEMENT | food sales | USD/gigalumen_year | us | us | 21140866225.572
commercial lighting | Low-Bay LFL: Metal Halide | 2049 | FIXED_OM | REPLACEMENT | food service | USD/gigalumen_year | us | us | 21140866225.572
commercial lighting | Low-Bay LFL: Metal Halide | 2049 | FIXED_OM | REPLACEMENT | health | USD/gigalumen_year | us | us | 21140866225.572
commercial lighting | Low-Bay LFL: Metal Halide | 2049 | FIXED_OM | REPLACEMENT | lodging | USD/gigalumen_year | us | us | 21140866225.572
commercial lighting | Low-Bay LFL: Metal Halide | 2049 | FIXED_OM | REPLACEMENT | merc/service | USD/gigalumen_year | us | us | 21140866225.572
commercial lighting | Low-Bay LFL: Metal Halide | 2049 | FIXED_OM | REPLACEMENT | office-large | USD/gigalumen_year | us | us | 21140866225.572
commercial lighting | Low-Bay LFL: Metal Halide | 2049 | FIXED_OM | REPLACEMENT | office-small | USD/gigalumen_year | us | us | 21140866225.572
commercial lighting | Low-Bay LFL: Metal Halide | 2049 | FIXED_OM | REPLACEMENT | other | USD/gigalumen_year | us | us | 21140866225.572
commercial lighting | Low-Bay LFL: Metal Halide | 2049 | FIXED_OM | REPLACEMENT | warehouse | USD/gigalumen_year | us | us | 21140866225.572
commercial lighting | Low-Bay LFL: Metal Halide | 2050 | CAPITAL | NEW | assembly | USD/gigalumen_year | us | us | 243824657134.931
commercial lighting | Low-Bay LFL: Metal Halide | 2050 | CAPITAL | NEW | education | USD/gigalumen_year | us | us | 243824657134.931
commercial lighting | Low-Bay LFL: Metal Halide | 2050 | CAPITAL | NEW | food sales | USD/gigalumen_year | us | us | 243824657134.931
commercial lighting | Low-Bay LFL: Metal Halide | 2050 | CAPITAL | NEW | food service | USD/gigalumen_year | us | us | 243824657134.931
commercial lighting | Low-Bay LFL: Metal Halide | 2050 | CAPITAL | NEW | health | USD/gigalumen_year | us | us | 243824657134.931
commercial lighting | Low-Bay LFL: Metal Halide | 2050 | CAPITAL | NEW | lodging | USD/gigalumen_year | us | us | 243824657134.931
commercial lighting | Low-Bay LFL: Metal Halide | 2050 | CAPITAL | NEW | merc/service | USD/gigalumen_year | us | us | 243824657134.931
commercial lighting | Low-Bay LFL: Metal Halide | 2050 | CAPITAL | NEW | office-large | USD/gigalumen_year | us | us | 243824657134.931
commercial lighting | Low-Bay LFL: Metal Halide | 2050 | CAPITAL | NEW | office-small | USD/gigalumen_year | us | us | 243824657134.931
commercial lighting | Low-Bay LFL: Metal Halide | 2050 | CAPITAL | NEW | other | USD/gigalumen_year | us | us | 243824657134.931
commercial lighting | Low-Bay LFL: Metal Halide | 2050 | CAPITAL | NEW | warehouse | USD/gigalumen_year | us | us | 243824657134.931
commercial lighting | Low-Bay LFL: Metal Halide | 2050 | CAPITAL | REPLACEMENT | assembly | USD/gigalumen_year | us | us | 243824657134.931
commercial lighting | Low-Bay LFL: Metal Halide | 2050 | CAPITAL | REPLACEMENT | education | USD/gigalumen_year | us | us | 243824657134.931
commercial lighting | Low-Bay LFL: Metal Halide | 2050 | CAPITAL | REPLACEMENT | food sales | USD/gigalumen_year | us | us | 243824657134.931
commercial lighting | Low-Bay LFL: Metal Halide | 2050 | CAPITAL | REPLACEMENT | food service | USD/gigalumen_year | us | us | 243824657134.931
commercial lighting | Low-Bay LFL: Metal Halide | 2050 | CAPITAL | REPLACEMENT | health | USD/gigalumen_year | us | us | 243824657134.931
commercial lighting | Low-Bay LFL: Metal Halide | 2050 | CAPITAL | REPLACEMENT | lodging | USD/gigalumen_year | us | us | 243824657134.931
commercial lighting | Low-Bay LFL: Metal Halide | 2050 | CAPITAL | REPLACEMENT | merc/service | USD/gigalumen_year | us | us | 243824657134.931
commercial lighting | Low-Bay LFL: Metal Halide | 2050 | CAPITAL | REPLACEMENT | office-large | USD/gigalumen_year | us | us | 243824657134.931
commercial lighting | Low-Bay LFL: Metal Halide | 2050 | CAPITAL | REPLACEMENT | office-small | USD/gigalumen_year | us | us | 243824657134.931
commercial lighting | Low-Bay LFL: Metal Halide | 2050 | CAPITAL | REPLACEMENT | other | USD/gigalumen_year | us | us | 243824657134.931
commercial lighting | Low-Bay LFL: Metal Halide | 2050 | CAPITAL | REPLACEMENT | warehouse | USD/gigalumen_year | us | us | 243824657134.931
commercial lighting | Low-Bay LFL: Metal Halide | 2050 | FIXED_OM | NEW | assembly | USD/gigalumen_year | us | us | 21140866225.572
commercial lighting | Low-Bay LFL: Metal Halide | 2050 | FIXED_OM | NEW | education | USD/gigalumen_year | us | us | 21140866225.572
commercial lighting | Low-Bay LFL: Metal Halide | 2050 | FIXED_OM | NEW | food sales | USD/gigalumen_year | us | us | 21140866225.572
commercial lighting | Low-Bay LFL: Metal Halide | 2050 | FIXED_OM | NEW | food service | USD/gigalumen_year | us | us | 21140866225.572
commercial lighting | Low-Bay LFL: Metal Halide | 2050 | FIXED_OM | NEW | health | USD/gigalumen_year | us | us | 21140866225.572
commercial lighting | Low-Bay LFL: Metal Halide | 2050 | FIXED_OM | NEW | lodging | USD/gigalumen_year | us | us | 21140866225.572
commercial lighting | Low-Bay LFL: Metal Halide | 2050 | FIXED_OM | NEW | merc/service | USD/gigalumen_year | us | us | 21140866225.572
commercial lighting | Low-Bay LFL: Metal Halide | 2050 | FIXED_OM | NEW | office-large | USD/gigalumen_year | us | us | 21140866225.572
commercial lighting | Low-Bay LFL: Metal Halide | 2050 | FIXED_OM | NEW | office-small | USD/gigalumen_year | us | us | 21140866225.572
commercial lighting | Low-Bay LFL: Metal Halide | 2050 | FIXED_OM | NEW | other | USD/gigalumen_year | us | us | 21140866225.572
commercial lighting | Low-Bay LFL: Metal Halide | 2050 | FIXED_OM | NEW | warehouse | USD/gigalumen_year | us | us | 21140866225.572
commercial lighting | Low-Bay LFL: Metal Halide | 2050 | FIXED_OM | REPLACEMENT | assembly | USD/gigalumen_year | us | us | 21140866225.572
commercial lighting | Low-Bay LFL: Metal Halide | 2050 | FIXED_OM | REPLACEMENT | education | USD/gigalumen_year | us | us | 21140866225.572
commercial lighting | Low-Bay LFL: Metal Halide | 2050 | FIXED_OM | REPLACEMENT | food sales | USD/gigalumen_year | us | us | 21140866225.572
commercial lighting | Low-Bay LFL: Metal Halide | 2050 | FIXED_OM | REPLACEMENT | food service | USD/gigalumen_year | us | us | 21140866225.572
commercial lighting | Low-Bay LFL: Metal Halide | 2050 | FIXED_OM | REPLACEMENT | health | USD/gigalumen_year | us | us | 21140866225.572
commercial lighting | Low-Bay LFL: Metal Halide | 2050 | FIXED_OM | REPLACEMENT | lodging | USD/gigalumen_year | us | us | 21140866225.572
commercial lighting | Low-Bay LFL: Metal Halide | 2050 | FIXED_OM | REPLACEMENT | merc/service | USD/gigalumen_year | us | us | 21140866225.572
commercial lighting | Low-Bay LFL: Metal Halide | 2050 | FIXED_OM | REPLACEMENT | office-large | USD/gigalumen_year | us | us | 21140866225.572
commercial lighting | Low-Bay LFL: Metal Halide | 2050 | FIXED_OM | REPLACEMENT | office-small | USD/gigalumen_year | us | us | 21140866225.572
commercial lighting | Low-Bay LFL: Metal Halide | 2050 | FIXED_OM | REPLACEMENT | other | USD/gigalumen_year | us | us | 21140866225.572
commercial lighting | Low-Bay LFL: Metal Halide | 2050 | FIXED_OM | REPLACEMENT | warehouse | USD/gigalumen_year | us | us | 21140866225.572
commercial lighting | Low-Bay LFL: Sodium Vapor | 2020 | CAPITAL | NEW | assembly | USD/gigalumen_year | us | us | 325851218090.15
commercial lighting | Low-Bay LFL: Sodium Vapor | 2020 | CAPITAL | NEW | education | USD/gigalumen_year | us | us | 325851218090.15
commercial lighting | Low-Bay LFL: Sodium Vapor | 2020 | CAPITAL | NEW | food sales | USD/gigalumen_year | us | us | 325851218090.15
commercial lighting | Low-Bay LFL: Sodium Vapor | 2020 | CAPITAL | NEW | food service | USD/gigalumen_year | us | us | 325851218090.15
commercial lighting | Low-Bay LFL: Sodium Vapor | 2020 | CAPITAL | NEW | health | USD/gigalumen_year | us | us | 325851218090.15
commercial lighting | Low-Bay LFL: Sodium Vapor | 2020 | CAPITAL | NEW | lodging | USD/gigalumen_year | us | us | 325851218090.15
commercial lighting | Low-Bay LFL: Sodium Vapor | 2020 | CAPITAL | NEW | merc/service | USD/gigalumen_year | us | us | 325851218090.15
commercial lighting | Low-Bay LFL: Sodium Vapor | 2020 | CAPITAL | NEW | office-large | USD/gigalumen_year | us | us | 325851218090.15
commercial lighting | Low-Bay LFL: Sodium Vapor | 2020 | CAPITAL | NEW | office-small | USD/gigalumen_year | us | us | 325851218090.15
commercial lighting | Low-Bay LFL: Sodium Vapor | 2020 | CAPITAL | NEW | other | USD/gigalumen_year | us | us | 325851218090.15
commercial lighting | Low-Bay LFL: Sodium Vapor | 2020 | CAPITAL | NEW | warehouse | USD/gigalumen_year | us | us | 325851218090.15
commercial lighting | Low-Bay LFL: Sodium Vapor | 2020 | CAPITAL | REPLACEMENT | assembly | USD/gigalumen_year | us | us | 325851218090.15
commercial lighting | Low-Bay LFL: Sodium Vapor | 2020 | CAPITAL | REPLACEMENT | education | USD/gigalumen_year | us | us | 325851218090.15
commercial lighting | Low-Bay LFL: Sodium Vapor | 2020 | CAPITAL | REPLACEMENT | food sales | USD/gigalumen_year | us | us | 325851218090.15
commercial lighting | Low-Bay LFL: Sodium Vapor | 2020 | CAPITAL | REPLACEMENT | food service | USD/gigalumen_year | us | us | 325851218090.15
commercial lighting | Low-Bay LFL: Sodium Vapor | 2020 | CAPITAL | REPLACEMENT | health | USD/gigalumen_year | us | us | 325851218090.15
commercial lighting | Low-Bay LFL: Sodium Vapor | 2020 | CAPITAL | REPLACEMENT | lodging | USD/gigalumen_year | us | us | 325851218090.15
commercial lighting | Low-Bay LFL: Sodium Vapor | 2020 | CAPITAL | REPLACEMENT | merc/service | USD/gigalumen_year | us | us | 325851218090.15
commercial lighting | Low-Bay LFL: Sodium Vapor | 2020 | CAPITAL | REPLACEMENT | office-large | USD/gigalumen_year | us | us | 325851218090.15
commercial lighting | Low-Bay LFL: Sodium Vapor | 2020 | CAPITAL | REPLACEMENT | office-small | USD/gigalumen_year | us | us | 325851218090.15
commercial lighting | Low-Bay LFL: Sodium Vapor | 2020 | CAPITAL | REPLACEMENT | other | USD/gigalumen_year | us | us | 325851218090.15
commercial lighting | Low-Bay LFL: Sodium Vapor | 2020 | CAPITAL | REPLACEMENT | warehouse | USD/gigalumen_year | us | us | 325851218090.15
commercial lighting | Low-Bay LFL: Sodium Vapor | 2020 | FIXED_OM | NEW | assembly | USD/gigalumen_year | us | us | 21986500874.5949
commercial lighting | Low-Bay LFL: Sodium Vapor | 2020 | FIXED_OM | NEW | education | USD/gigalumen_year | us | us | 21986500874.5949
commercial lighting | Low-Bay LFL: Sodium Vapor | 2020 | FIXED_OM | NEW | food sales | USD/gigalumen_year | us | us | 21986500874.5949
commercial lighting | Low-Bay LFL: Sodium Vapor | 2020 | FIXED_OM | NEW | food service | USD/gigalumen_year | us | us | 21986500874.5949
commercial lighting | Low-Bay LFL: Sodium Vapor | 2020 | FIXED_OM | NEW | health | USD/gigalumen_year | us | us | 21986500874.5949
commercial lighting | Low-Bay LFL: Sodium Vapor | 2020 | FIXED_OM | NEW | lodging | USD/gigalumen_year | us | us | 21986500874.5949
commercial lighting | Low-Bay LFL: Sodium Vapor | 2020 | FIXED_OM | NEW | merc/service | USD/gigalumen_year | us | us | 21986500874.5949
commercial lighting | Low-Bay LFL: Sodium Vapor | 2020 | FIXED_OM | NEW | office-large | USD/gigalumen_year | us | us | 21986500874.5949
commercial lighting | Low-Bay LFL: Sodium Vapor | 2020 | FIXED_OM | NEW | office-small | USD/gigalumen_year | us | us | 21986500874.5949
commercial lighting | Low-Bay LFL: Sodium Vapor | 2020 | FIXED_OM | NEW | other | USD/gigalumen_year | us | us | 21986500874.5949
commercial lighting | Low-Bay LFL: Sodium Vapor | 2020 | FIXED_OM | NEW | warehouse | USD/gigalumen_year | us | us | 21986500874.5949
commercial lighting | Low-Bay LFL: Sodium Vapor | 2020 | FIXED_OM | REPLACEMENT | assembly | USD/gigalumen_year | us | us | 21986500874.5949
commercial lighting | Low-Bay LFL: Sodium Vapor | 2020 | FIXED_OM | REPLACEMENT | education | USD/gigalumen_year | us | us | 21986500874.5949
commercial lighting | Low-Bay LFL: Sodium Vapor | 2020 | FIXED_OM | REPLACEMENT | food sales | USD/gigalumen_year | us | us | 21986500874.5949
commercial lighting | Low-Bay LFL: Sodium Vapor | 2020 | FIXED_OM | REPLACEMENT | food service | USD/gigalumen_year | us | us | 21986500874.5949
commercial lighting | Low-Bay LFL: Sodium Vapor | 2020 | FIXED_OM | REPLACEMENT | health | USD/gigalumen_year | us | us | 21986500874.5949
commercial lighting | Low-Bay LFL: Sodium Vapor | 2020 | FIXED_OM | REPLACEMENT | lodging | USD/gigalumen_year | us | us | 21986500874.5949
commercial lighting | Low-Bay LFL: Sodium Vapor | 2020 | FIXED_OM | REPLACEMENT | merc/service | USD/gigalumen_year | us | us | 21986500874.5949
commercial lighting | Low-Bay LFL: Sodium Vapor | 2020 | FIXED_OM | REPLACEMENT | office-large | USD/gigalumen_year | us | us | 21986500874.5949
commercial lighting | Low-Bay LFL: Sodium Vapor | 2020 | FIXED_OM | REPLACEMENT | office-small | USD/gigalumen_year | us | us | 21986500874.5949
commercial lighting | Low-Bay LFL: Sodium Vapor | 2020 | FIXED_OM | REPLACEMENT | other | USD/gigalumen_year | us | us | 21986500874.5949
commercial lighting | Low-Bay LFL: Sodium Vapor | 2020 | FIXED_OM | REPLACEMENT | warehouse | USD/gigalumen_year | us | us | 21986500874.5949
commercial lighting | Low-Bay LFL: Sodium Vapor | 2021 | CAPITAL | NEW | assembly | USD/gigalumen_year | us | us | 324817664630.233
commercial lighting | Low-Bay LFL: Sodium Vapor | 2021 | CAPITAL | NEW | education | USD/gigalumen_year | us | us | 324817664630.233
commercial lighting | Low-Bay LFL: Sodium Vapor | 2021 | CAPITAL | NEW | food sales | USD/gigalumen_year | us | us | 324817664630.233
commercial lighting | Low-Bay LFL: Sodium Vapor | 2021 | CAPITAL | NEW | food service | USD/gigalumen_year | us | us | 324817664630.233
commercial lighting | Low-Bay LFL: Sodium Vapor | 2021 | CAPITAL | NEW | health | USD/gigalumen_year | us | us | 324817664630.233
commercial lighting | Low-Bay LFL: Sodium Vapor | 2021 | CAPITAL | NEW | lodging | USD/gigalumen_year | us | us | 324817664630.233
commercial lighting | Low-Bay LFL: Sodium Vapor | 2021 | CAPITAL | NEW | merc/service | USD/gigalumen_year | us | us | 324817664630.233
commercial lighting | Low-Bay LFL: Sodium Vapor | 2021 | CAPITAL | NEW | office-large | USD/gigalumen_year | us | us | 324817664630.233
commercial lighting | Low-Bay LFL: Sodium Vapor | 2021 | CAPITAL | NEW | office-small | USD/gigalumen_year | us | us | 324817664630.233
commercial lighting | Low-Bay LFL: Sodium Vapor | 2021 | CAPITAL | NEW | other | USD/gigalumen_year | us | us | 324817664630.233
commercial lighting | Low-Bay LFL: Sodium Vapor | 2021 | CAPITAL | NEW | warehouse | USD/gigalumen_year | us | us | 324817664630.233
commercial lighting | Low-Bay LFL: Sodium Vapor | 2021 | CAPITAL | REPLACEMENT | assembly | USD/gigalumen_year | us | us | 324817664630.233
commercial lighting | Low-Bay LFL: Sodium Vapor | 2021 | CAPITAL | REPLACEMENT | education | USD/gigalumen_year | us | us | 324817664630.233
commercial lighting | Low-Bay LFL: Sodium Vapor | 2021 | CAPITAL | REPLACEMENT | food sales | USD/gigalumen_year | us | us | 324817664630.233
commercial lighting | Low-Bay LFL: Sodium Vapor | 2021 | CAPITAL | REPLACEMENT | food service | USD/gigalumen_year | us | us | 324817664630.233
commercial lighting | Low-Bay LFL: Sodium Vapor | 2021 | CAPITAL | REPLACEMENT | health | USD/gigalumen_year | us | us | 324817664630.233
commercial lighting | Low-Bay LFL: Sodium Vapor | 2021 | CAPITAL | REPLACEMENT | lodging | USD/gigalumen_year | us | us | 324817664630.233
commercial lighting | Low-Bay LFL: Sodium Vapor | 2021 | CAPITAL | REPLACEMENT | merc/service | USD/gigalumen_year | us | us | 324817664630.233
commercial lighting | Low-Bay LFL: Sodium Vapor | 2021 | CAPITAL | REPLACEMENT | office-large | USD/gigalumen_year | us | us | 324817664630.233
commercial lighting | Low-Bay LFL: Sodium Vapor | 2021 | CAPITAL | REPLACEMENT | office-small | USD/gigalumen_year | us | us | 324817664630.233
commercial lighting | Low-Bay LFL: Sodium Vapor | 2021 | CAPITAL | REPLACEMENT | other | USD/gigalumen_year | us | us | 324817664630.233
commercial lighting | Low-Bay LFL: Sodium Vapor | 2021 | CAPITAL | REPLACEMENT | warehouse | USD/gigalumen_year | us | us | 324817664630.233
commercial lighting | Low-Bay LFL: Sodium Vapor | 2021 | FIXED_OM | NEW | assembly | USD/gigalumen_year | us | us | 21807978004.2456
commercial lighting | Low-Bay LFL: Sodium Vapor | 2021 | FIXED_OM | NEW | education | USD/gigalumen_year | us | us | 21807978004.2456
commercial lighting | Low-Bay LFL: Sodium Vapor | 2021 | FIXED_OM | NEW | food sales | USD/gigalumen_year | us | us | 21807978004.2456
commercial lighting | Low-Bay LFL: Sodium Vapor | 2021 | FIXED_OM | NEW | food service | USD/gigalumen_year | us | us | 21807978004.2456
commercial lighting | Low-Bay LFL: Sodium Vapor | 2021 | FIXED_OM | NEW | health | USD/gigalumen_year | us | us | 21807978004.2456
commercial lighting | Low-Bay LFL: Sodium Vapor | 2021 | FIXED_OM | NEW | lodging | USD/gigalumen_year | us | us | 21807978004.2456
commercial lighting | Low-Bay LFL: Sodium Vapor | 2021 | FIXED_OM | NEW | merc/service | USD/gigalumen_year | us | us | 21807978004.2456
commercial lighting | Low-Bay LFL: Sodium Vapor | 2021 | FIXED_OM | NEW | office-large | USD/gigalumen_year | us | us | 21807978004.2456
commercial lighting | Low-Bay LFL: Sodium Vapor | 2021 | FIXED_OM | NEW | office-small | USD/gigalumen_year | us | us | 21807978004.2456
commercial lighting | Low-Bay LFL: Sodium Vapor | 2021 | FIXED_OM | NEW | other | USD/gigalumen_year | us | us | 21807978004.2456
commercial lighting | Low-Bay LFL: Sodium Vapor | 2021 | FIXED_OM | NEW | warehouse | USD/gigalumen_year | us | us | 21807978004.2456
commercial lighting | Low-Bay LFL: Sodium Vapor | 2021 | FIXED_OM | REPLACEMENT | assembly | USD/gigalumen_year | us | us | 21807978004.2456
commercial lighting | Low-Bay LFL: Sodium Vapor | 2021 | FIXED_OM | REPLACEMENT | education | USD/gigalumen_year | us | us | 21807978004.2456
commercial lighting | Low-Bay LFL: Sodium Vapor | 2021 | FIXED_OM | REPLACEMENT | food sales | USD/gigalumen_year | us | us | 21807978004.2456
commercial lighting | Low-Bay LFL: Sodium Vapor | 2021 | FIXED_OM | REPLACEMENT | food service | USD/gigalumen_year | us | us | 21807978004.2456
commercial lighting | Low-Bay LFL: Sodium Vapor | 2021 | FIXED_OM | REPLACEMENT | health | USD/gigalumen_year | us | us | 21807978004.2456
commercial lighting | Low-Bay LFL: Sodium Vapor | 2021 | FIXED_OM | REPLACEMENT | lodging | USD/gigalumen_year | us | us | 21807978004.2456
commercial lighting | Low-Bay LFL: Sodium Vapor | 2021 | FIXED_OM | REPLACEMENT | merc/service | USD/gigalumen_year | us | us | 21807978004.2456
commercial lighting | Low-Bay LFL: Sodium Vapor | 2021 | FIXED_OM | REPLACEMENT | office-large | USD/gigalumen_year | us | us | 21807978004.2456
commercial lighting | Low-Bay LFL: Sodium Vapor | 2021 | FIXED_OM | REPLACEMENT | office-small | USD/gigalumen_year | us | us | 21807978004.2456
commercial lighting | Low-Bay LFL: Sodium Vapor | 2021 | FIXED_OM | REPLACEMENT | other | USD/gigalumen_year | us | us | 21807978004.2456
commercial lighting | Low-Bay LFL: Sodium Vapor | 2021 | FIXED_OM | REPLACEMENT | warehouse | USD/gigalumen_year | us | us | 21807978004.2456
commercial lighting | Low-Bay LFL: Sodium Vapor | 2022 | CAPITAL | NEW | assembly | USD/gigalumen_year | us | us | 323784111170.316
commercial lighting | Low-Bay LFL: Sodium Vapor | 2022 | CAPITAL | NEW | education | USD/gigalumen_year | us | us | 323784111170.316
commercial lighting | Low-Bay LFL: Sodium Vapor | 2022 | CAPITAL | NEW | food sales | USD/gigalumen_year | us | us | 323784111170.316
commercial lighting | Low-Bay LFL: Sodium Vapor | 2022 | CAPITAL | NEW | food service | USD/gigalumen_year | us | us | 323784111170.316
commercial lighting | Low-Bay LFL: Sodium Vapor | 2022 | CAPITAL | NEW | health | USD/gigalumen_year | us | us | 323784111170.316
commercial lighting | Low-Bay LFL: Sodium Vapor | 2022 | CAPITAL | NEW | lodging | USD/gigalumen_year | us | us | 323784111170.316
commercial lighting | Low-Bay LFL: Sodium Vapor | 2022 | CAPITAL | NEW | merc/service | USD/gigalumen_year | us | us | 323784111170.316
commercial lighting | Low-Bay LFL: Sodium Vapor | 2022 | CAPITAL | NEW | office-large | USD/gigalumen_year | us | us | 323784111170.316
commercial lighting | Low-Bay LFL: Sodium Vapor | 2022 | CAPITAL | NEW | office-small | USD/gigalumen_year | us | us | 323784111170.316
commercial lighting | Low-Bay LFL: Sodium Vapor | 2022 | CAPITAL | NEW | other | USD/gigalumen_year | us | us | 323784111170.316
commercial lighting | Low-Bay LFL: Sodium Vapor | 2022 | CAPITAL | NEW | warehouse | USD/gigalumen_year | us | us | 323784111170.316
commercial lighting | Low-Bay LFL: Sodium Vapor | 2022 | CAPITAL | REPLACEMENT | assembly | USD/gigalumen_year | us | us | 323784111170.316
commercial lighting | Low-Bay LFL: Sodium Vapor | 2022 | CAPITAL | REPLACEMENT | education | USD/gigalumen_year | us | us | 323784111170.316
commercial lighting | Low-Bay LFL: Sodium Vapor | 2022 | CAPITAL | REPLACEMENT | food sales | USD/gigalumen_year | us | us | 323784111170.316
commercial lighting | Low-Bay LFL: Sodium Vapor | 2022 | CAPITAL | REPLACEMENT | food service | USD/gigalumen_year | us | us | 323784111170.316
commercial lighting | Low-Bay LFL: Sodium Vapor | 2022 | CAPITAL | REPLACEMENT | health | USD/gigalumen_year | us | us | 323784111170.316
commercial lighting | Low-Bay LFL: Sodium Vapor | 2022 | CAPITAL | REPLACEMENT | lodging | USD/gigalumen_year | us | us | 323784111170.316
commercial lighting | Low-Bay LFL: Sodium Vapor | 2022 | CAPITAL | REPLACEMENT | merc/service | USD/gigalumen_year | us | us | 323784111170.316
commercial lighting | Low-Bay LFL: Sodium Vapor | 2022 | CAPITAL | REPLACEMENT | office-large | USD/gigalumen_year | us | us | 323784111170.316
commercial lighting | Low-Bay LFL: Sodium Vapor | 2022 | CAPITAL | REPLACEMENT | office-small | USD/gigalumen_year | us | us | 323784111170.316
commercial lighting | Low-Bay LFL: Sodium Vapor | 2022 | CAPITAL | REPLACEMENT | other | USD/gigalumen_year | us | us | 323784111170.316
commercial lighting | Low-Bay LFL: Sodium Vapor | 2022 | CAPITAL | REPLACEMENT | warehouse | USD/gigalumen_year | us | us | 323784111170.316
commercial lighting | Low-Bay LFL: Sodium Vapor | 2022 | FIXED_OM | NEW | assembly | USD/gigalumen_year | us | us | 21629455133.8963
commercial lighting | Low-Bay LFL: Sodium Vapor | 2022 | FIXED_OM | NEW | education | USD/gigalumen_year | us | us | 21629455133.8963
commercial lighting | Low-Bay LFL: Sodium Vapor | 2022 | FIXED_OM | NEW | food sales | USD/gigalumen_year | us | us | 21629455133.8963
commercial lighting | Low-Bay LFL: Sodium Vapor | 2022 | FIXED_OM | NEW | food service | USD/gigalumen_year | us | us | 21629455133.8963
commercial lighting | Low-Bay LFL: Sodium Vapor | 2022 | FIXED_OM | NEW | health | USD/gigalumen_year | us | us | 21629455133.8963
commercial lighting | Low-Bay LFL: Sodium Vapor | 2022 | FIXED_OM | NEW | lodging | USD/gigalumen_year | us | us | 21629455133.8963
commercial lighting | Low-Bay LFL: Sodium Vapor | 2022 | FIXED_OM | NEW | merc/service | USD/gigalumen_year | us | us | 21629455133.8963
commercial lighting | Low-Bay LFL: Sodium Vapor | 2022 | FIXED_OM | NEW | office-large | USD/gigalumen_year | us | us | 21629455133.8963
commercial lighting | Low-Bay LFL: Sodium Vapor | 2022 | FIXED_OM | NEW | office-small | USD/gigalumen_year | us | us | 21629455133.8963
commercial lighting | Low-Bay LFL: Sodium Vapor | 2022 | FIXED_OM | NEW | other | USD/gigalumen_year | us | us | 21629455133.8963
commercial lighting | Low-Bay LFL: Sodium Vapor | 2022 | FIXED_OM | NEW | warehouse | USD/gigalumen_year | us | us | 21629455133.8963
commercial lighting | Low-Bay LFL: Sodium Vapor | 2022 | FIXED_OM | REPLACEMENT | assembly | USD/gigalumen_year | us | us | 21629455133.8963
commercial lighting | Low-Bay LFL: Sodium Vapor | 2022 | FIXED_OM | REPLACEMENT | education | USD/gigalumen_year | us | us | 21629455133.8963
commercial lighting | Low-Bay LFL: Sodium Vapor | 2022 | FIXED_OM | REPLACEMENT | food sales | USD/gigalumen_year | us | us | 21629455133.8963
commercial lighting | Low-Bay LFL: Sodium Vapor | 2022 | FIXED_OM | REPLACEMENT | food service | USD/gigalumen_year | us | us | 21629455133.8963
commercial lighting | Low-Bay LFL: Sodium Vapor | 2022 | FIXED_OM | REPLACEMENT | health | USD/gigalumen_year | us | us | 21629455133.8963
commercial lighting | Low-Bay LFL: Sodium Vapor | 2022 | FIXED_OM | REPLACEMENT | lodging | USD/gigalumen_year | us | us | 21629455133.8963
commercial lighting | Low-Bay LFL: Sodium Vapor | 2022 | FIXED_OM | REPLACEMENT | merc/service | USD/gigalumen_year | us | us | 21629455133.8963
commercial lighting | Low-Bay LFL: Sodium Vapor | 2022 | FIXED_OM | REPLACEMENT | office-large | USD/gigalumen_year | us | us | 21629455133.8963
commercial lighting | Low-Bay LFL: Sodium Vapor | 2022 | FIXED_OM | REPLACEMENT | office-small | USD/gigalumen_year | us | us | 21629455133.8963
commercial lighting | Low-Bay LFL: Sodium Vapor | 2022 | FIXED_OM | REPLACEMENT | other | USD/gigalumen_year | us | us | 21629455133.8963
commercial lighting | Low-Bay LFL: Sodium Vapor | 2022 | FIXED_OM | REPLACEMENT | warehouse | USD/gigalumen_year | us | us | 21629455133.8963
commercial lighting | Low-Bay LFL: Sodium Vapor | 2023 | CAPITAL | NEW | assembly | USD/gigalumen_year | us | us | 322750557710.4
commercial lighting | Low-Bay LFL: Sodium Vapor | 2023 | CAPITAL | NEW | education | USD/gigalumen_year | us | us | 322750557710.4
commercial lighting | Low-Bay LFL: Sodium Vapor | 2023 | CAPITAL | NEW | food sales | USD/gigalumen_year | us | us | 322750557710.4
commercial lighting | Low-Bay LFL: Sodium Vapor | 2023 | CAPITAL | NEW | food service | USD/gigalumen_year | us | us | 322750557710.4
commercial lighting | Low-Bay LFL: Sodium Vapor | 2023 | CAPITAL | NEW | health | USD/gigalumen_year | us | us | 322750557710.4
commercial lighting | Low-Bay LFL: Sodium Vapor | 2023 | CAPITAL | NEW | lodging | USD/gigalumen_year | us | us | 322750557710.4
commercial lighting | Low-Bay LFL: Sodium Vapor | 2023 | CAPITAL | NEW | merc/service | USD/gigalumen_year | us | us | 322750557710.4
commercial lighting | Low-Bay LFL: Sodium Vapor | 2023 | CAPITAL | NEW | office-large | USD/gigalumen_year | us | us | 322750557710.4
commercial lighting | Low-Bay LFL: Sodium Vapor | 2023 | CAPITAL | NEW | office-small | USD/gigalumen_year | us | us | 322750557710.4
commercial lighting | Low-Bay LFL: Sodium Vapor | 2023 | CAPITAL | NEW | other | USD/gigalumen_year | us | us | 322750557710.4
commercial lighting | Low-Bay LFL: Sodium Vapor | 2023 | CAPITAL | NEW | warehouse | USD/gigalumen_year | us | us | 322750557710.4
commercial lighting | Low-Bay LFL: Sodium Vapor | 2023 | CAPITAL | REPLACEMENT | assembly | USD/gigalumen_year | us | us | 322750557710.4
commercial lighting | Low-Bay LFL: Sodium Vapor | 2023 | CAPITAL | REPLACEMENT | education | USD/gigalumen_year | us | us | 322750557710.4
commercial lighting | Low-Bay LFL: Sodium Vapor | 2023 | CAPITAL | REPLACEMENT | food sales | USD/gigalumen_year | us | us | 322750557710.4
commercial lighting | Low-Bay LFL: Sodium Vapor | 2023 | CAPITAL | REPLACEMENT | food service | USD/gigalumen_year | us | us | 322750557710.4
commercial lighting | Low-Bay LFL: Sodium Vapor | 2023 | CAPITAL | REPLACEMENT | health | USD/gigalumen_year | us | us | 322750557710.4
commercial lighting | Low-Bay LFL: Sodium Vapor | 2023 | CAPITAL | REPLACEMENT | lodging | USD/gigalumen_year | us | us | 322750557710.4
commercial lighting | Low-Bay LFL: Sodium Vapor | 2023 | CAPITAL | REPLACEMENT | merc/service | USD/gigalumen_year | us | us | 322750557710.4
commercial lighting | Low-Bay LFL: Sodium Vapor | 2023 | CAPITAL | REPLACEMENT | office-large | USD/gigalumen_year | us | us | 322750557710.4
commercial lighting | Low-Bay LFL: Sodium Vapor | 2023 | CAPITAL | REPLACEMENT | office-small | USD/gigalumen_year | us | us | 322750557710.4
commercial lighting | Low-Bay LFL: Sodium Vapor | 2023 | CAPITAL | REPLACEMENT | other | USD/gigalumen_year | us | us | 322750557710.4
commercial lighting | Low-Bay LFL: Sodium Vapor | 2023 | CAPITAL | REPLACEMENT | warehouse | USD/gigalumen_year | us | us | 322750557710.4
commercial lighting | Low-Bay LFL: Sodium Vapor | 2023 | FIXED_OM | NEW | assembly | USD/gigalumen_year | us | us | 21450932263.5471
commercial lighting | Low-Bay LFL: Sodium Vapor | 2023 | FIXED_OM | NEW | education | USD/gigalumen_year | us | us | 21450932263.5471
commercial lighting | Low-Bay LFL: Sodium Vapor | 2023 | FIXED_OM | NEW | food sales | USD/gigalumen_year | us | us | 21450932263.5471
commercial lighting | Low-Bay LFL: Sodium Vapor | 2023 | FIXED_OM | NEW | food service | USD/gigalumen_year | us | us | 21450932263.5471
commercial lighting | Low-Bay LFL: Sodium Vapor | 2023 | FIXED_OM | NEW | health | USD/gigalumen_year | us | us | 21450932263.5471
commercial lighting | Low-Bay LFL: Sodium Vapor | 2023 | FIXED_OM | NEW | lodging | USD/gigalumen_year | us | us | 21450932263.5471
commercial lighting | Low-Bay LFL: Sodium Vapor | 2023 | FIXED_OM | NEW | merc/service | USD/gigalumen_year | us | us | 21450932263.5471
commercial lighting | Low-Bay LFL: Sodium Vapor | 2023 | FIXED_OM | NEW | office-large | USD/gigalumen_year | us | us | 21450932263.5471
commercial lighting | Low-Bay LFL: Sodium Vapor | 2023 | FIXED_OM | NEW | office-small | USD/gigalumen_year | us | us | 21450932263.5471
commercial lighting | Low-Bay LFL: Sodium Vapor | 2023 | FIXED_OM | NEW | other | USD/gigalumen_year | us | us | 21450932263.5471
commercial lighting | Low-Bay LFL: Sodium Vapor | 2023 | FIXED_OM | NEW | warehouse | USD/gigalumen_year | us | us | 21450932263.5471
commercial lighting | Low-Bay LFL: Sodium Vapor | 2023 | FIXED_OM | REPLACEMENT | assembly | USD/gigalumen_year | us | us | 21450932263.5471
commercial lighting | Low-Bay LFL: Sodium Vapor | 2023 | FIXED_OM | REPLACEMENT | education | USD/gigalumen_year | us | us | 21450932263.5471
commercial lighting | Low-Bay LFL: Sodium Vapor | 2023 | FIXED_OM | REPLACEMENT | food sales | USD/gigalumen_year | us | us | 21450932263.5471
commercial lighting | Low-Bay LFL: Sodium Vapor | 2023 | FIXED_OM | REPLACEMENT | food service | USD/gigalumen_year | us | us | 21450932263.5471
commercial lighting | Low-Bay LFL: Sodium Vapor | 2023 | FIXED_OM | REPLACEMENT | health | USD/gigalumen_year | us | us | 21450932263.5471
commercial lighting | Low-Bay LFL: Sodium Vapor | 2023 | FIXED_OM | REPLACEMENT | lodging | USD/gigalumen_year | us | us | 21450932263.5471
commercial lighting | Low-Bay LFL: Sodium Vapor | 2023 | FIXED_OM | REPLACEMENT | merc/service | USD/gigalumen_year | us | us | 21450932263.5471
commercial lighting | Low-Bay LFL: Sodium Vapor | 2023 | FIXED_OM | REPLACEMENT | office-large | USD/gigalumen_year | us | us | 21450932263.5471
commercial lighting | Low-Bay LFL: Sodium Vapor | 2023 | FIXED_OM | REPLACEMENT | office-small | USD/gigalumen_year | us | us | 21450932263.5471
commercial lighting | Low-Bay LFL: Sodium Vapor | 2023 | FIXED_OM | REPLACEMENT | other | USD/gigalumen_year | us | us | 21450932263.5471
commercial lighting | Low-Bay LFL: Sodium Vapor | 2023 | FIXED_OM | REPLACEMENT | warehouse | USD/gigalumen_year | us | us | 21450932263.5471
commercial lighting | Low-Bay LFL: Sodium Vapor | 2024 | CAPITAL | NEW | assembly | USD/gigalumen_year | us | us | 321717004250.483
commercial lighting | Low-Bay LFL: Sodium Vapor | 2024 | CAPITAL | NEW | education | USD/gigalumen_year | us | us | 321717004250.483
commercial lighting | Low-Bay LFL: Sodium Vapor | 2024 | CAPITAL | NEW | food sales | USD/gigalumen_year | us | us | 321717004250.483
commercial lighting | Low-Bay LFL: Sodium Vapor | 2024 | CAPITAL | NEW | food service | USD/gigalumen_year | us | us | 321717004250.483
commercial lighting | Low-Bay LFL: Sodium Vapor | 2024 | CAPITAL | NEW | health | USD/gigalumen_year | us | us | 321717004250.483
commercial lighting | Low-Bay LFL: Sodium Vapor | 2024 | CAPITAL | NEW | lodging | USD/gigalumen_year | us | us | 321717004250.483
commercial lighting | Low-Bay LFL: Sodium Vapor | 2024 | CAPITAL | NEW | merc/service | USD/gigalumen_year | us | us | 321717004250.483
commercial lighting | Low-Bay LFL: Sodium Vapor | 2024 | CAPITAL | NEW | office-large | USD/gigalumen_year | us | us | 321717004250.483
commercial lighting | Low-Bay LFL: Sodium Vapor | 2024 | CAPITAL | NEW | office-small | USD/gigalumen_year | us | us | 321717004250.483
commercial lighting | Low-Bay LFL: Sodium Vapor | 2024 | CAPITAL | NEW | other | USD/gigalumen_year | us | us | 321717004250.483
commercial lighting | Low-Bay LFL: Sodium Vapor | 2024 | CAPITAL | NEW | warehouse | USD/gigalumen_year | us | us | 321717004250.483
commercial lighting | Low-Bay LFL: Sodium Vapor | 2024 | CAPITAL | REPLACEMENT | assembly | USD/gigalumen_year | us | us | 321717004250.483
commercial lighting | Low-Bay LFL: Sodium Vapor | 2024 | CAPITAL | REPLACEMENT | education | USD/gigalumen_year | us | us | 321717004250.483
commercial lighting | Low-Bay LFL: Sodium Vapor | 2024 | CAPITAL | REPLACEMENT | food sales | USD/gigalumen_year | us | us | 321717004250.483
commercial lighting | Low-Bay LFL: Sodium Vapor | 2024 | CAPITAL | REPLACEMENT | food service | USD/gigalumen_year | us | us | 321717004250.483
commercial lighting | Low-Bay LFL: Sodium Vapor | 2024 | CAPITAL | REPLACEMENT | health | USD/gigalumen_year | us | us | 321717004250.483
commercial lighting | Low-Bay LFL: Sodium Vapor | 2024 | CAPITAL | REPLACEMENT | lodging | USD/gigalumen_year | us | us | 321717004250.483
commercial lighting | Low-Bay LFL: Sodium Vapor | 2024 | CAPITAL | REPLACEMENT | merc/service | USD/gigalumen_year | us | us | 321717004250.483
commercial lighting | Low-Bay LFL: Sodium Vapor | 2024 | CAPITAL | REPLACEMENT | office-large | USD/gigalumen_year | us | us | 321717004250.483
commercial lighting | Low-Bay LFL: Sodium Vapor | 2024 | CAPITAL | REPLACEMENT | office-small | USD/gigalumen_year | us | us | 321717004250.483
commercial lighting | Low-Bay LFL: Sodium Vapor | 2024 | CAPITAL | REPLACEMENT | other | USD/gigalumen_year | us | us | 321717004250.483
commercial lighting | Low-Bay LFL: Sodium Vapor | 2024 | CAPITAL | REPLACEMENT | warehouse | USD/gigalumen_year | us | us | 321717004250.483
commercial lighting | Low-Bay LFL: Sodium Vapor | 2024 | FIXED_OM | NEW | assembly | USD/gigalumen_year | us | us | 21272409393.1978
commercial lighting | Low-Bay LFL: Sodium Vapor | 2024 | FIXED_OM | NEW | education | USD/gigalumen_year | us | us | 21272409393.1978
commercial lighting | Low-Bay LFL: Sodium Vapor | 2024 | FIXED_OM | NEW | food sales | USD/gigalumen_year | us | us | 21272409393.1978
commercial lighting | Low-Bay LFL: Sodium Vapor | 2024 | FIXED_OM | NEW | food service | USD/gigalumen_year | us | us | 21272409393.1978
commercial lighting | Low-Bay LFL: Sodium Vapor | 2024 | FIXED_OM | NEW | health | USD/gigalumen_year | us | us | 21272409393.1978
commercial lighting | Low-Bay LFL: Sodium Vapor | 2024 | FIXED_OM | NEW | lodging | USD/gigalumen_year | us | us | 21272409393.1978
commercial lighting | Low-Bay LFL: Sodium Vapor | 2024 | FIXED_OM | NEW | merc/service | USD/gigalumen_year | us | us | 21272409393.1978
commercial lighting | Low-Bay LFL: Sodium Vapor | 2024 | FIXED_OM | NEW | office-large | USD/gigalumen_year | us | us | 21272409393.1978
commercial lighting | Low-Bay LFL: Sodium Vapor | 2024 | FIXED_OM | NEW | office-small | USD/gigalumen_year | us | us | 21272409393.1978
commercial lighting | Low-Bay LFL: Sodium Vapor | 2024 | FIXED_OM | NEW | other | USD/gigalumen_year | us | us | 21272409393.1978
commercial lighting | Low-Bay LFL: Sodium Vapor | 2024 | FIXED_OM | NEW | warehouse | USD/gigalumen_year | us | us | 21272409393.1978
commercial lighting | Low-Bay LFL: Sodium Vapor | 2024 | FIXED_OM | REPLACEMENT | assembly | USD/gigalumen_year | us | us | 21272409393.1978
commercial lighting | Low-Bay LFL: Sodium Vapor | 2024 | FIXED_OM | REPLACEMENT | education | USD/gigalumen_year | us | us | 21272409393.1978
commercial lighting | Low-Bay LFL: Sodium Vapor | 2024 | FIXED_OM | REPLACEMENT | food sales | USD/gigalumen_year | us | us | 21272409393.1978
commercial lighting | Low-Bay LFL: Sodium Vapor | 2024 | FIXED_OM | REPLACEMENT | food service | USD/gigalumen_year | us | us | 21272409393.1978
commercial lighting | Low-Bay LFL: Sodium Vapor | 2024 | FIXED_OM | REPLACEMENT | health | USD/gigalumen_year | us | us | 21272409393.1978
commercial lighting | Low-Bay LFL: Sodium Vapor | 2024 | FIXED_OM | REPLACEMENT | lodging | USD/gigalumen_year | us | us | 21272409393.1978
commercial lighting | Low-Bay LFL: Sodium Vapor | 2024 | FIXED_OM | REPLACEMENT | merc/service | USD/gigalumen_year | us | us | 21272409393.1978
commercial lighting | Low-Bay LFL: Sodium Vapor | 2024 | FIXED_OM | REPLACEMENT | office-large | USD/gigalumen_year | us | us | 21272409393.1978
commercial lighting | Low-Bay LFL: Sodium Vapor | 2024 | FIXED_OM | REPLACEMENT | office-small | USD/gigalumen_year | us | us | 21272409393.1978
commercial lighting | Low-Bay LFL: Sodium Vapor | 2024 | FIXED_OM | REPLACEMENT | other | USD/gigalumen_year | us | us | 21272409393.1978
commercial lighting | Low-Bay LFL: Sodium Vapor | 2024 | FIXED_OM | REPLACEMENT | warehouse | USD/gigalumen_year | us | us | 21272409393.1978
commercial lighting | Low-Bay LFL: Sodium Vapor | 2025 | CAPITAL | NEW | assembly | USD/gigalumen_year | us | us | 320683450790.566
commercial lighting | Low-Bay LFL: Sodium Vapor | 2025 | CAPITAL | NEW | education | USD/gigalumen_year | us | us | 320683450790.566
commercial lighting | Low-Bay LFL: Sodium Vapor | 2025 | CAPITAL | NEW | food sales | USD/gigalumen_year | us | us | 320683450790.566
commercial lighting | Low-Bay LFL: Sodium Vapor | 2025 | CAPITAL | NEW | food service | USD/gigalumen_year | us | us | 320683450790.566
commercial lighting | Low-Bay LFL: Sodium Vapor | 2025 | CAPITAL | NEW | health | USD/gigalumen_year | us | us | 320683450790.566
commercial lighting | Low-Bay LFL: Sodium Vapor | 2025 | CAPITAL | NEW | lodging | USD/gigalumen_year | us | us | 320683450790.566
commercial lighting | Low-Bay LFL: Sodium Vapor | 2025 | CAPITAL | NEW | merc/service | USD/gigalumen_year | us | us | 320683450790.566
commercial lighting | Low-Bay LFL: Sodium Vapor | 2025 | CAPITAL | NEW | office-large | USD/gigalumen_year | us | us | 320683450790.566
commercial lighting | Low-Bay LFL: Sodium Vapor | 2025 | CAPITAL | NEW | office-small | USD/gigalumen_year | us | us | 320683450790.566
commercial lighting | Low-Bay LFL: Sodium Vapor | 2025 | CAPITAL | NEW | other | USD/gigalumen_year | us | us | 320683450790.566
commercial lighting | Low-Bay LFL: Sodium Vapor | 2025 | CAPITAL | NEW | warehouse | USD/gigalumen_year | us | us | 320683450790.566
commercial lighting | Low-Bay LFL: Sodium Vapor | 2025 | CAPITAL | REPLACEMENT | assembly | USD/gigalumen_year | us | us | 320683450790.566
commercial lighting | Low-Bay LFL: Sodium Vapor | 2025 | CAPITAL | REPLACEMENT | education | USD/gigalumen_year | us | us | 320683450790.566
commercial lighting | Low-Bay LFL: Sodium Vapor | 2025 | CAPITAL | REPLACEMENT | food sales | USD/gigalumen_year | us | us | 320683450790.566
commercial lighting | Low-Bay LFL: Sodium Vapor | 2025 | CAPITAL | REPLACEMENT | food service | USD/gigalumen_year | us | us | 320683450790.566
commercial lighting | Low-Bay LFL: Sodium Vapor | 2025 | CAPITAL | REPLACEMENT | health | USD/gigalumen_year | us | us | 320683450790.566
commercial lighting | Low-Bay LFL: Sodium Vapor | 2025 | CAPITAL | REPLACEMENT | lodging | USD/gigalumen_year | us | us | 320683450790.566
commercial lighting | Low-Bay LFL: Sodium Vapor | 2025 | CAPITAL | REPLACEMENT | merc/service | USD/gigalumen_year | us | us | 320683450790.566
commercial lighting | Low-Bay LFL: Sodium Vapor | 2025 | CAPITAL | REPLACEMENT | office-large | USD/gigalumen_year | us | us | 320683450790.566
commercial lighting | Low-Bay LFL: Sodium Vapor | 2025 | CAPITAL | REPLACEMENT | office-small | USD/gigalumen_year | us | us | 320683450790.566
commercial lighting | Low-Bay LFL: Sodium Vapor | 2025 | CAPITAL | REPLACEMENT | other | USD/gigalumen_year | us | us | 320683450790.566
commercial lighting | Low-Bay LFL: Sodium Vapor | 2025 | CAPITAL | REPLACEMENT | warehouse | USD/gigalumen_year | us | us | 320683450790.566
commercial lighting | Low-Bay LFL: Sodium Vapor | 2025 | FIXED_OM | NEW | assembly | USD/gigalumen_year | us | us | 21093886522.8485
commercial lighting | Low-Bay LFL: Sodium Vapor | 2025 | FIXED_OM | NEW | education | USD/gigalumen_year | us | us | 21093886522.8485
commercial lighting | Low-Bay LFL: Sodium Vapor | 2025 | FIXED_OM | NEW | food sales | USD/gigalumen_year | us | us | 21093886522.8485
commercial lighting | Low-Bay LFL: Sodium Vapor | 2025 | FIXED_OM | NEW | food service | USD/gigalumen_year | us | us | 21093886522.8485
commercial lighting | Low-Bay LFL: Sodium Vapor | 2025 | FIXED_OM | NEW | health | USD/gigalumen_year | us | us | 21093886522.8485
commercial lighting | Low-Bay LFL: Sodium Vapor | 2025 | FIXED_OM | NEW | lodging | USD/gigalumen_year | us | us | 21093886522.8485
commercial lighting | Low-Bay LFL: Sodium Vapor | 2025 | FIXED_OM | NEW | merc/service | USD/gigalumen_year | us | us | 21093886522.8485
commercial lighting | Low-Bay LFL: Sodium Vapor | 2025 | FIXED_OM | NEW | office-large | USD/gigalumen_year | us | us | 21093886522.8485
commercial lighting | Low-Bay LFL: Sodium Vapor | 2025 | FIXED_OM | NEW | office-small | USD/gigalumen_year | us | us | 21093886522.8485
commercial lighting | Low-Bay LFL: Sodium Vapor | 2025 | FIXED_OM | NEW | other | USD/gigalumen_year | us | us | 21093886522.8485
commercial lighting | Low-Bay LFL: Sodium Vapor | 2025 | FIXED_OM | NEW | warehouse | USD/gigalumen_year | us | us | 21093886522.8485
commercial lighting | Low-Bay LFL: Sodium Vapor | 2025 | FIXED_OM | REPLACEMENT | assembly | USD/gigalumen_year | us | us | 21093886522.8485
commercial lighting | Low-Bay LFL: Sodium Vapor | 2025 | FIXED_OM | REPLACEMENT | education | USD/gigalumen_year | us | us | 21093886522.8485
commercial lighting | Low-Bay LFL: Sodium Vapor | 2025 | FIXED_OM | REPLACEMENT | food sales | USD/gigalumen_year | us | us | 21093886522.8485
commercial lighting | Low-Bay LFL: Sodium Vapor | 2025 | FIXED_OM | REPLACEMENT | food service | USD/gigalumen_year | us | us | 21093886522.8485
commercial lighting | Low-Bay LFL: Sodium Vapor | 2025 | FIXED_OM | REPLACEMENT | health | USD/gigalumen_year | us | us | 21093886522.8485
commercial lighting | Low-Bay LFL: Sodium Vapor | 2025 | FIXED_OM | REPLACEMENT | lodging | USD/gigalumen_year | us | us | 21093886522.8485
commercial lighting | Low-Bay LFL: Sodium Vapor | 2025 | FIXED_OM | REPLACEMENT | merc/service | USD/gigalumen_year | us | us | 21093886522.8485
commercial lighting | Low-Bay LFL: Sodium Vapor | 2025 | FIXED_OM | REPLACEMENT | office-large | USD/gigalumen_year | us | us | 21093886522.8485
commercial lighting | Low-Bay LFL: Sodium Vapor | 2025 | FIXED_OM | REPLACEMENT | office-small | USD/gigalumen_year | us | us | 21093886522.8485
commercial lighting | Low-Bay LFL: Sodium Vapor | 2025 | FIXED_OM | REPLACEMENT | other | USD/gigalumen_year | us | us | 21093886522.8485
commercial lighting | Low-Bay LFL: Sodium Vapor | 2025 | FIXED_OM | REPLACEMENT | warehouse | USD/gigalumen_year | us | us | 21093886522.8485
commercial lighting | Low-Bay LFL: Sodium Vapor | 2026 | CAPITAL | NEW | assembly | USD/gigalumen_year | us | us | 319649897330.649
commercial lighting | Low-Bay LFL: Sodium Vapor | 2026 | CAPITAL | NEW | education | USD/gigalumen_year | us | us | 319649897330.649
commercial lighting | Low-Bay LFL: Sodium Vapor | 2026 | CAPITAL | NEW | food sales | USD/gigalumen_year | us | us | 319649897330.649
commercial lighting | Low-Bay LFL: Sodium Vapor | 2026 | CAPITAL | NEW | food service | USD/gigalumen_year | us | us | 319649897330.649
commercial lighting | Low-Bay LFL: Sodium Vapor | 2026 | CAPITAL | NEW | health | USD/gigalumen_year | us | us | 319649897330.649
commercial lighting | Low-Bay LFL: Sodium Vapor | 2026 | CAPITAL | NEW | lodging | USD/gigalumen_year | us | us | 319649897330.649
commercial lighting | Low-Bay LFL: Sodium Vapor | 2026 | CAPITAL | NEW | merc/service | USD/gigalumen_year | us | us | 319649897330.649
commercial lighting | Low-Bay LFL: Sodium Vapor | 2026 | CAPITAL | NEW | office-large | USD/gigalumen_year | us | us | 319649897330.649
commercial lighting | Low-Bay LFL: Sodium Vapor | 2026 | CAPITAL | NEW | office-small | USD/gigalumen_year | us | us | 319649897330.649
commercial lighting | Low-Bay LFL: Sodium Vapor | 2026 | CAPITAL | NEW | other | USD/gigalumen_year | us | us | 319649897330.649
commercial lighting | Low-Bay LFL: Sodium Vapor | 2026 | CAPITAL | NEW | warehouse | USD/gigalumen_year | us | us | 319649897330.649
commercial lighting | Low-Bay LFL: Sodium Vapor | 2026 | CAPITAL | REPLACEMENT | assembly | USD/gigalumen_year | us | us | 319649897330.649
commercial lighting | Low-Bay LFL: Sodium Vapor | 2026 | CAPITAL | REPLACEMENT | education | USD/gigalumen_year | us | us | 319649897330.649
commercial lighting | Low-Bay LFL: Sodium Vapor | 2026 | CAPITAL | REPLACEMENT | food sales | USD/gigalumen_year | us | us | 319649897330.649
commercial lighting | Low-Bay LFL: Sodium Vapor | 2026 | CAPITAL | REPLACEMENT | food service | USD/gigalumen_year | us | us | 319649897330.649
commercial lighting | Low-Bay LFL: Sodium Vapor | 2026 | CAPITAL | REPLACEMENT | health | USD/gigalumen_year | us | us | 319649897330.649
commercial lighting | Low-Bay LFL: Sodium Vapor | 2026 | CAPITAL | REPLACEMENT | lodging | USD/gigalumen_year | us | us | 319649897330.649
commercial lighting | Low-Bay LFL: Sodium Vapor | 2026 | CAPITAL | REPLACEMENT | merc/service | USD/gigalumen_year | us | us | 319649897330.649
commercial lighting | Low-Bay LFL: Sodium Vapor | 2026 | CAPITAL | REPLACEMENT | office-large | USD/gigalumen_year | us | us | 319649897330.649
commercial lighting | Low-Bay LFL: Sodium Vapor | 2026 | CAPITAL | REPLACEMENT | office-small | USD/gigalumen_year | us | us | 319649897330.649
commercial lighting | Low-Bay LFL: Sodium Vapor | 2026 | CAPITAL | REPLACEMENT | other | USD/gigalumen_year | us | us | 319649897330.649
commercial lighting | Low-Bay LFL: Sodium Vapor | 2026 | CAPITAL | REPLACEMENT | warehouse | USD/gigalumen_year | us | us | 319649897330.649
commercial lighting | Low-Bay LFL: Sodium Vapor | 2026 | FIXED_OM | NEW | assembly | USD/gigalumen_year | us | us | 20915363652.4993
commercial lighting | Low-Bay LFL: Sodium Vapor | 2026 | FIXED_OM | NEW | education | USD/gigalumen_year | us | us | 20915363652.4993
commercial lighting | Low-Bay LFL: Sodium Vapor | 2026 | FIXED_OM | NEW | food sales | USD/gigalumen_year | us | us | 20915363652.4993
commercial lighting | Low-Bay LFL: Sodium Vapor | 2026 | FIXED_OM | NEW | food service | USD/gigalumen_year | us | us | 20915363652.4993
commercial lighting | Low-Bay LFL: Sodium Vapor | 2026 | FIXED_OM | NEW | health | USD/gigalumen_year | us | us | 20915363652.4993
commercial lighting | Low-Bay LFL: Sodium Vapor | 2026 | FIXED_OM | NEW | lodging | USD/gigalumen_year | us | us | 20915363652.4993
commercial lighting | Low-Bay LFL: Sodium Vapor | 2026 | FIXED_OM | NEW | merc/service | USD/gigalumen_year | us | us | 20915363652.4993
commercial lighting | Low-Bay LFL: Sodium Vapor | 2026 | FIXED_OM | NEW | office-large | USD/gigalumen_year | us | us | 20915363652.4993
commercial lighting | Low-Bay LFL: Sodium Vapor | 2026 | FIXED_OM | NEW | office-small | USD/gigalumen_year | us | us | 20915363652.4993
commercial lighting | Low-Bay LFL: Sodium Vapor | 2026 | FIXED_OM | NEW | other | USD/gigalumen_year | us | us | 20915363652.4993
commercial lighting | Low-Bay LFL: Sodium Vapor | 2026 | FIXED_OM | NEW | warehouse | USD/gigalumen_year | us | us | 20915363652.4993
commercial lighting | Low-Bay LFL: Sodium Vapor | 2026 | FIXED_OM | REPLACEMENT | assembly | USD/gigalumen_year | us | us | 20915363652.4993
commercial lighting | Low-Bay LFL: Sodium Vapor | 2026 | FIXED_OM | REPLACEMENT | education | USD/gigalumen_year | us | us | 20915363652.4993
commercial lighting | Low-Bay LFL: Sodium Vapor | 2026 | FIXED_OM | REPLACEMENT | food sales | USD/gigalumen_year | us | us | 20915363652.4993
commercial lighting | Low-Bay LFL: Sodium Vapor | 2026 | FIXED_OM | REPLACEMENT | food service | USD/gigalumen_year | us | us | 20915363652.4993
commercial lighting | Low-Bay LFL: Sodium Vapor | 2026 | FIXED_OM | REPLACEMENT | health | USD/gigalumen_year | us | us | 20915363652.4993
commercial lighting | Low-Bay LFL: Sodium Vapor | 2026 | FIXED_OM | REPLACEMENT | lodging | USD/gigalumen_year | us | us | 20915363652.4993
commercial lighting | Low-Bay LFL: Sodium Vapor | 2026 | FIXED_OM | REPLACEMENT | merc/service | USD/gigalumen_year | us | us | 20915363652.4993
commercial lighting | Low-Bay LFL: Sodium Vapor | 2026 | FIXED_OM | REPLACEMENT | office-large | USD/gigalumen_year | us | us | 20915363652.4993
commercial lighting | Low-Bay LFL: Sodium Vapor | 2026 | FIXED_OM | REPLACEMENT | office-small | USD/gigalumen_year | us | us | 20915363652.4993
commercial lighting | Low-Bay LFL: Sodium Vapor | 2026 | FIXED_OM | REPLACEMENT | other | USD/gigalumen_year | us | us | 20915363652.4993
commercial lighting | Low-Bay LFL: Sodium Vapor | 2026 | FIXED_OM | REPLACEMENT | warehouse | USD/gigalumen_year | us | us | 20915363652.4993
commercial lighting | Low-Bay LFL: Sodium Vapor | 2027 | CAPITAL | NEW | assembly | USD/gigalumen_year | us | us | 318616343870.732
commercial lighting | Low-Bay LFL: Sodium Vapor | 2027 | CAPITAL | NEW | education | USD/gigalumen_year | us | us | 318616343870.732
commercial lighting | Low-Bay LFL: Sodium Vapor | 2027 | CAPITAL | NEW | food sales | USD/gigalumen_year | us | us | 318616343870.732
commercial lighting | Low-Bay LFL: Sodium Vapor | 2027 | CAPITAL | NEW | food service | USD/gigalumen_year | us | us | 318616343870.732
commercial lighting | Low-Bay LFL: Sodium Vapor | 2027 | CAPITAL | NEW | health | USD/gigalumen_year | us | us | 318616343870.732
commercial lighting | Low-Bay LFL: Sodium Vapor | 2027 | CAPITAL | NEW | lodging | USD/gigalumen_year | us | us | 318616343870.732
commercial lighting | Low-Bay LFL: Sodium Vapor | 2027 | CAPITAL | NEW | merc/service | USD/gigalumen_year | us | us | 318616343870.732
commercial lighting | Low-Bay LFL: Sodium Vapor | 2027 | CAPITAL | NEW | office-large | USD/gigalumen_year | us | us | 318616343870.732
commercial lighting | Low-Bay LFL: Sodium Vapor | 2027 | CAPITAL | NEW | office-small | USD/gigalumen_year | us | us | 318616343870.732
commercial lighting | Low-Bay LFL: Sodium Vapor | 2027 | CAPITAL | NEW | other | USD/gigalumen_year | us | us | 318616343870.732
commercial lighting | Low-Bay LFL: Sodium Vapor | 2027 | CAPITAL | NEW | warehouse | USD/gigalumen_year | us | us | 318616343870.732
commercial lighting | Low-Bay LFL: Sodium Vapor | 2027 | CAPITAL | REPLACEMENT | assembly | USD/gigalumen_year | us | us | 318616343870.732
commercial lighting | Low-Bay LFL: Sodium Vapor | 2027 | CAPITAL | REPLACEMENT | education | USD/gigalumen_year | us | us | 318616343870.732
commercial lighting | Low-Bay LFL: Sodium Vapor | 2027 | CAPITAL | REPLACEMENT | food sales | USD/gigalumen_year | us | us | 318616343870.732
commercial lighting | Low-Bay LFL: Sodium Vapor | 2027 | CAPITAL | REPLACEMENT | food service | USD/gigalumen_year | us | us | 318616343870.732
commercial lighting | Low-Bay LFL: Sodium Vapor | 2027 | CAPITAL | REPLACEMENT | health | USD/gigalumen_year | us | us | 318616343870.732
commercial lighting | Low-Bay LFL: Sodium Vapor | 2027 | CAPITAL | REPLACEMENT | lodging | USD/gigalumen_year | us | us | 318616343870.732
commercial lighting | Low-Bay LFL: Sodium Vapor | 2027 | CAPITAL | REPLACEMENT | merc/service | USD/gigalumen_year | us | us | 318616343870.732
commercial lighting | Low-Bay LFL: Sodium Vapor | 2027 | CAPITAL | REPLACEMENT | office-large | USD/gigalumen_year | us | us | 318616343870.732
commercial lighting | Low-Bay LFL: Sodium Vapor | 2027 | CAPITAL | REPLACEMENT | office-small | USD/gigalumen_year | us | us | 318616343870.732
commercial lighting | Low-Bay LFL: Sodium Vapor | 2027 | CAPITAL | REPLACEMENT | other | USD/gigalumen_year | us | us | 318616343870.732
commercial lighting | Low-Bay LFL: Sodium Vapor | 2027 | CAPITAL | REPLACEMENT | warehouse | USD/gigalumen_year | us | us | 318616343870.732
commercial lighting | Low-Bay LFL: Sodium Vapor | 2027 | FIXED_OM | NEW | assembly | USD/gigalumen_year | us | us | 20736840782.15
commercial lighting | Low-Bay LFL: Sodium Vapor | 2027 | FIXED_OM | NEW | education | USD/gigalumen_year | us | us | 20736840782.15
commercial lighting | Low-Bay LFL: Sodium Vapor | 2027 | FIXED_OM | NEW | food sales | USD/gigalumen_year | us | us | 20736840782.15
commercial lighting | Low-Bay LFL: Sodium Vapor | 2027 | FIXED_OM | NEW | food service | USD/gigalumen_year | us | us | 20736840782.15
commercial lighting | Low-Bay LFL: Sodium Vapor | 2027 | FIXED_OM | NEW | health | USD/gigalumen_year | us | us | 20736840782.15
commercial lighting | Low-Bay LFL: Sodium Vapor | 2027 | FIXED_OM | NEW | lodging | USD/gigalumen_year | us | us | 20736840782.15
commercial lighting | Low-Bay LFL: Sodium Vapor | 2027 | FIXED_OM | NEW | merc/service | USD/gigalumen_year | us | us | 20736840782.15
commercial lighting | Low-Bay LFL: Sodium Vapor | 2027 | FIXED_OM | NEW | office-large | USD/gigalumen_year | us | us | 20736840782.15
commercial lighting | Low-Bay LFL: Sodium Vapor | 2027 | FIXED_OM | NEW | office-small | USD/gigalumen_year | us | us | 20736840782.15
commercial lighting | Low-Bay LFL: Sodium Vapor | 2027 | FIXED_OM | NEW | other | USD/gigalumen_year | us | us | 20736840782.15
commercial lighting | Low-Bay LFL: Sodium Vapor | 2027 | FIXED_OM | NEW | warehouse | USD/gigalumen_year | us | us | 20736840782.15
commercial lighting | Low-Bay LFL: Sodium Vapor | 2027 | FIXED_OM | REPLACEMENT | assembly | USD/gigalumen_year | us | us | 20736840782.15
commercial lighting | Low-Bay LFL: Sodium Vapor | 2027 | FIXED_OM | REPLACEMENT | education | USD/gigalumen_year | us | us | 20736840782.15
commercial lighting | Low-Bay LFL: Sodium Vapor | 2027 | FIXED_OM | REPLACEMENT | food sales | USD/gigalumen_year | us | us | 20736840782.15
commercial lighting | Low-Bay LFL: Sodium Vapor | 2027 | FIXED_OM | REPLACEMENT | food service | USD/gigalumen_year | us | us | 20736840782.15
commercial lighting | Low-Bay LFL: Sodium Vapor | 2027 | FIXED_OM | REPLACEMENT | health | USD/gigalumen_year | us | us | 20736840782.15
commercial lighting | Low-Bay LFL: Sodium Vapor | 2027 | FIXED_OM | REPLACEMENT | lodging | USD/gigalumen_year | us | us | 20736840782.15
commercial lighting | Low-Bay LFL: Sodium Vapor | 2027 | FIXED_OM | REPLACEMENT | merc/service | USD/gigalumen_year | us | us | 20736840782.15
commercial lighting | Low-Bay LFL: Sodium Vapor | 2027 | FIXED_OM | REPLACEMENT | office-large | USD/gigalumen_year | us | us | 20736840782.15
commercial lighting | Low-Bay LFL: Sodium Vapor | 2027 | FIXED_OM | REPLACEMENT | office-small | USD/gigalumen_year | us | us | 20736840782.15
commercial lighting | Low-Bay LFL: Sodium Vapor | 2027 | FIXED_OM | REPLACEMENT | other | USD/gigalumen_year | us | us | 20736840782.15
commercial lighting | Low-Bay LFL: Sodium Vapor | 2027 | FIXED_OM | REPLACEMENT | warehouse | USD/gigalumen_year | us | us | 20736840782.15
commercial lighting | Low-Bay LFL: Sodium Vapor | 2028 | CAPITAL | NEW | assembly | USD/gigalumen_year | us | us | 317582790410.815
commercial lighting | Low-Bay LFL: Sodium Vapor | 2028 | CAPITAL | NEW | education | USD/gigalumen_year | us | us | 317582790410.815
commercial lighting | Low-Bay LFL: Sodium Vapor | 2028 | CAPITAL | NEW | food sales | USD/gigalumen_year | us | us | 317582790410.815
commercial lighting | Low-Bay LFL: Sodium Vapor | 2028 | CAPITAL | NEW | food service | USD/gigalumen_year | us | us | 317582790410.815
commercial lighting | Low-Bay LFL: Sodium Vapor | 2028 | CAPITAL | NEW | health | USD/gigalumen_year | us | us | 317582790410.815
commercial lighting | Low-Bay LFL: Sodium Vapor | 2028 | CAPITAL | NEW | lodging | USD/gigalumen_year | us | us | 317582790410.815
commercial lighting | Low-Bay LFL: Sodium Vapor | 2028 | CAPITAL | NEW | merc/service | USD/gigalumen_year | us | us | 317582790410.815
commercial lighting | Low-Bay LFL: Sodium Vapor | 2028 | CAPITAL | NEW | office-large | USD/gigalumen_year | us | us | 317582790410.815
commercial lighting | Low-Bay LFL: Sodium Vapor | 2028 | CAPITAL | NEW | office-small | USD/gigalumen_year | us | us | 317582790410.815
commercial lighting | Low-Bay LFL: Sodium Vapor | 2028 | CAPITAL | NEW | other | USD/gigalumen_year | us | us | 317582790410.815
commercial lighting | Low-Bay LFL: Sodium Vapor | 2028 | CAPITAL | NEW | warehouse | USD/gigalumen_year | us | us | 317582790410.815
commercial lighting | Low-Bay LFL: Sodium Vapor | 2028 | CAPITAL | REPLACEMENT | assembly | USD/gigalumen_year | us | us | 317582790410.815
commercial lighting | Low-Bay LFL: Sodium Vapor | 2028 | CAPITAL | REPLACEMENT | education | USD/gigalumen_year | us | us | 317582790410.815
commercial lighting | Low-Bay LFL: Sodium Vapor | 2028 | CAPITAL | REPLACEMENT | food sales | USD/gigalumen_year | us | us | 317582790410.815
commercial lighting | Low-Bay LFL: Sodium Vapor | 2028 | CAPITAL | REPLACEMENT | food service | USD/gigalumen_year | us | us | 317582790410.815
commercial lighting | Low-Bay LFL: Sodium Vapor | 2028 | CAPITAL | REPLACEMENT | health | USD/gigalumen_year | us | us | 317582790410.815
commercial lighting | Low-Bay LFL: Sodium Vapor | 2028 | CAPITAL | REPLACEMENT | lodging | USD/gigalumen_year | us | us | 317582790410.815
commercial lighting | Low-Bay LFL: Sodium Vapor | 2028 | CAPITAL | REPLACEMENT | merc/service | USD/gigalumen_year | us | us | 317582790410.815
commercial lighting | Low-Bay LFL: Sodium Vapor | 2028 | CAPITAL | REPLACEMENT | office-large | USD/gigalumen_year | us | us | 317582790410.815
commercial lighting | Low-Bay LFL: Sodium Vapor | 2028 | CAPITAL | REPLACEMENT | office-small | USD/gigalumen_year | us | us | 317582790410.815
commercial lighting | Low-Bay LFL: Sodium Vapor | 2028 | CAPITAL | REPLACEMENT | other | USD/gigalumen_year | us | us | 317582790410.815
commercial lighting | Low-Bay LFL: Sodium Vapor | 2028 | CAPITAL | REPLACEMENT | warehouse | USD/gigalumen_year | us | us | 317582790410.815
commercial lighting | Low-Bay LFL: Sodium Vapor | 2028 | FIXED_OM | NEW | assembly | USD/gigalumen_year | us | us | 20558317911.8007
commercial lighting | Low-Bay LFL: Sodium Vapor | 2028 | FIXED_OM | NEW | education | USD/gigalumen_year | us | us | 20558317911.8007
commercial lighting | Low-Bay LFL: Sodium Vapor | 2028 | FIXED_OM | NEW | food sales | USD/gigalumen_year | us | us | 20558317911.8007
commercial lighting | Low-Bay LFL: Sodium Vapor | 2028 | FIXED_OM | NEW | food service | USD/gigalumen_year | us | us | 20558317911.8007
commercial lighting | Low-Bay LFL: Sodium Vapor | 2028 | FIXED_OM | NEW | health | USD/gigalumen_year | us | us | 20558317911.8007
commercial lighting | Low-Bay LFL: Sodium Vapor | 2028 | FIXED_OM | NEW | lodging | USD/gigalumen_year | us | us | 20558317911.8007
commercial lighting | Low-Bay LFL: Sodium Vapor | 2028 | FIXED_OM | NEW | merc/service | USD/gigalumen_year | us | us | 20558317911.8007
commercial lighting | Low-Bay LFL: Sodium Vapor | 2028 | FIXED_OM | NEW | office-large | USD/gigalumen_year | us | us | 20558317911.8007
commercial lighting | Low-Bay LFL: Sodium Vapor | 2028 | FIXED_OM | NEW | office-small | USD/gigalumen_year | us | us | 20558317911.8007
commercial lighting | Low-Bay LFL: Sodium Vapor | 2028 | FIXED_OM | NEW | other | USD/gigalumen_year | us | us | 20558317911.8007
commercial lighting | Low-Bay LFL: Sodium Vapor | 2028 | FIXED_OM | NEW | warehouse | USD/gigalumen_year | us | us | 20558317911.8007
commercial lighting | Low-Bay LFL: Sodium Vapor | 2028 | FIXED_OM | REPLACEMENT | assembly | USD/gigalumen_year | us | us | 20558317911.8007
commercial lighting | Low-Bay LFL: Sodium Vapor | 2028 | FIXED_OM | REPLACEMENT | education | USD/gigalumen_year | us | us | 20558317911.8007
commercial lighting | Low-Bay LFL: Sodium Vapor | 2028 | FIXED_OM | REPLACEMENT | food sales | USD/gigalumen_year | us | us | 20558317911.8007
commercial lighting | Low-Bay LFL: Sodium Vapor | 2028 | FIXED_OM | REPLACEMENT | food service | USD/gigalumen_year | us | us | 20558317911.8007
commercial lighting | Low-Bay LFL: Sodium Vapor | 2028 | FIXED_OM | REPLACEMENT | health | USD/gigalumen_year | us | us | 20558317911.8007
commercial lighting | Low-Bay LFL: Sodium Vapor | 2028 | FIXED_OM | REPLACEMENT | lodging | USD/gigalumen_year | us | us | 20558317911.8007
commercial lighting | Low-Bay LFL: Sodium Vapor | 2028 | FIXED_OM | REPLACEMENT | merc/service | USD/gigalumen_year | us | us | 20558317911.8007
commercial lighting | Low-Bay LFL: Sodium Vapor | 2028 | FIXED_OM | REPLACEMENT | office-large | USD/gigalumen_year | us | us | 20558317911.8007
commercial lighting | Low-Bay LFL: Sodium Vapor | 2028 | FIXED_OM | REPLACEMENT | office-small | USD/gigalumen_year | us | us | 20558317911.8007
commercial lighting | Low-Bay LFL: Sodium Vapor | 2028 | FIXED_OM | REPLACEMENT | other | USD/gigalumen_year | us | us | 20558317911.8007
commercial lighting | Low-Bay LFL: Sodium Vapor | 2028 | FIXED_OM | REPLACEMENT | warehouse | USD/gigalumen_year | us | us | 20558317911.8007
commercial lighting | Low-Bay LFL: Sodium Vapor | 2029 | CAPITAL | NEW | assembly | USD/gigalumen_year | us | us | 316549236950.899
commercial lighting | Low-Bay LFL: Sodium Vapor | 2029 | CAPITAL | NEW | education | USD/gigalumen_year | us | us | 316549236950.899
commercial lighting | Low-Bay LFL: Sodium Vapor | 2029 | CAPITAL | NEW | food sales | USD/gigalumen_year | us | us | 316549236950.899
commercial lighting | Low-Bay LFL: Sodium Vapor | 2029 | CAPITAL | NEW | food service | USD/gigalumen_year | us | us | 316549236950.899
commercial lighting | Low-Bay LFL: Sodium Vapor | 2029 | CAPITAL | NEW | health | USD/gigalumen_year | us | us | 316549236950.899
commercial lighting | Low-Bay LFL: Sodium Vapor | 2029 | CAPITAL | NEW | lodging | USD/gigalumen_year | us | us | 316549236950.899
commercial lighting | Low-Bay LFL: Sodium Vapor | 2029 | CAPITAL | NEW | merc/service | USD/gigalumen_year | us | us | 316549236950.899
commercial lighting | Low-Bay LFL: Sodium Vapor | 2029 | CAPITAL | NEW | office-large | USD/gigalumen_year | us | us | 316549236950.899
commercial lighting | Low-Bay LFL: Sodium Vapor | 2029 | CAPITAL | NEW | office-small | USD/gigalumen_year | us | us | 316549236950.899
commercial lighting | Low-Bay LFL: Sodium Vapor | 2029 | CAPITAL | NEW | other | USD/gigalumen_year | us | us | 316549236950.899
commercial lighting | Low-Bay LFL: Sodium Vapor | 2029 | CAPITAL | NEW | warehouse | USD/gigalumen_year | us | us | 316549236950.899
commercial lighting | Low-Bay LFL: Sodium Vapor | 2029 | CAPITAL | REPLACEMENT | assembly | USD/gigalumen_year | us | us | 316549236950.899
commercial lighting | Low-Bay LFL: Sodium Vapor | 2029 | CAPITAL | REPLACEMENT | education | USD/gigalumen_year | us | us | 316549236950.899
commercial lighting | Low-Bay LFL: Sodium Vapor | 2029 | CAPITAL | REPLACEMENT | food sales | USD/gigalumen_year | us | us | 316549236950.899
commercial lighting | Low-Bay LFL: Sodium Vapor | 2029 | CAPITAL | REPLACEMENT | food service | USD/gigalumen_year | us | us | 316549236950.899
commercial lighting | Low-Bay LFL: Sodium Vapor | 2029 | CAPITAL | REPLACEMENT | health | USD/gigalumen_year | us | us | 316549236950.899
commercial lighting | Low-Bay LFL: Sodium Vapor | 2029 | CAPITAL | REPLACEMENT | lodging | USD/gigalumen_year | us | us | 316549236950.899
commercial lighting | Low-Bay LFL: Sodium Vapor | 2029 | CAPITAL | REPLACEMENT | merc/service | USD/gigalumen_year | us | us | 316549236950.899
commercial lighting | Low-Bay LFL: Sodium Vapor | 2029 | CAPITAL | REPLACEMENT | office-large | USD/gigalumen_year | us | us | 316549236950.899
commercial lighting | Low-Bay LFL: Sodium Vapor | 2029 | CAPITAL | REPLACEMENT | office-small | USD/gigalumen_year | us | us | 316549236950.899
commercial lighting | Low-Bay LFL: Sodium Vapor | 2029 | CAPITAL | REPLACEMENT | other | USD/gigalumen_year | us | us | 316549236950.899
commercial lighting | Low-Bay LFL: Sodium Vapor | 2029 | CAPITAL | REPLACEMENT | warehouse | USD/gigalumen_year | us | us | 316549236950.899
commercial lighting | Low-Bay LFL: Sodium Vapor | 2029 | FIXED_OM | NEW | assembly | USD/gigalumen_year | us | us | 20379795041.4514
commercial lighting | Low-Bay LFL: Sodium Vapor | 2029 | FIXED_OM | NEW | education | USD/gigalumen_year | us | us | 20379795041.4514
commercial lighting | Low-Bay LFL: Sodium Vapor | 2029 | FIXED_OM | NEW | food sales | USD/gigalumen_year | us | us | 20379795041.4514
commercial lighting | Low-Bay LFL: Sodium Vapor | 2029 | FIXED_OM | NEW | food service | USD/gigalumen_year | us | us | 20379795041.4514
commercial lighting | Low-Bay LFL: Sodium Vapor | 2029 | FIXED_OM | NEW | health | USD/gigalumen_year | us | us | 20379795041.4514
commercial lighting | Low-Bay LFL: Sodium Vapor | 2029 | FIXED_OM | NEW | lodging | USD/gigalumen_year | us | us | 20379795041.4514
commercial lighting | Low-Bay LFL: Sodium Vapor | 2029 | FIXED_OM | NEW | merc/service | USD/gigalumen_year | us | us | 20379795041.4514
commercial lighting | Low-Bay LFL: Sodium Vapor | 2029 | FIXED_OM | NEW | office-large | USD/gigalumen_year | us | us | 20379795041.4514
commercial lighting | Low-Bay LFL: Sodium Vapor | 2029 | FIXED_OM | NEW | office-small | USD/gigalumen_year | us | us | 20379795041.4514
commercial lighting | Low-Bay LFL: Sodium Vapor | 2029 | FIXED_OM | NEW | other | USD/gigalumen_year | us | us | 20379795041.4514
commercial lighting | Low-Bay LFL: Sodium Vapor | 2029 | FIXED_OM | NEW | warehouse | USD/gigalumen_year | us | us | 20379795041.4514
commercial lighting | Low-Bay LFL: Sodium Vapor | 2029 | FIXED_OM | REPLACEMENT | assembly | USD/gigalumen_year | us | us | 20379795041.4514
commercial lighting | Low-Bay LFL: Sodium Vapor | 2029 | FIXED_OM | REPLACEMENT | education | USD/gigalumen_year | us | us | 20379795041.4514
commercial lighting | Low-Bay LFL: Sodium Vapor | 2029 | FIXED_OM | REPLACEMENT | food sales | USD/gigalumen_year | us | us | 20379795041.4514
commercial lighting | Low-Bay LFL: Sodium Vapor | 2029 | FIXED_OM | REPLACEMENT | food service | USD/gigalumen_year | us | us | 20379795041.4514
commercial lighting | Low-Bay LFL: Sodium Vapor | 2029 | FIXED_OM | REPLACEMENT | health | USD/gigalumen_year | us | us | 20379795041.4514
commercial lighting | Low-Bay LFL: Sodium Vapor | 2029 | FIXED_OM | REPLACEMENT | lodging | USD/gigalumen_year | us | us | 20379795041.4514
commercial lighting | Low-Bay LFL: Sodium Vapor | 2029 | FIXED_OM | REPLACEMENT | merc/service | USD/gigalumen_year | us | us | 20379795041.4514
commercial lighting | Low-Bay LFL: Sodium Vapor | 2029 | FIXED_OM | REPLACEMENT | office-large | USD/gigalumen_year | us | us | 20379795041.4514
commercial lighting | Low-Bay LFL: Sodium Vapor | 2029 | FIXED_OM | REPLACEMENT | office-small | USD/gigalumen_year | us | us | 20379795041.4514
commercial lighting | Low-Bay LFL: Sodium Vapor | 2029 | FIXED_OM | REPLACEMENT | other | USD/gigalumen_year | us | us | 20379795041.4514
commercial lighting | Low-Bay LFL: Sodium Vapor | 2029 | FIXED_OM | REPLACEMENT | warehouse | USD/gigalumen_year | us | us | 20379795041.4514
commercial lighting | Low-Bay LFL: Sodium Vapor | 2030 | CAPITAL | NEW | assembly | USD/gigalumen_year | us | us | 315515683490.982
commercial lighting | Low-Bay LFL: Sodium Vapor | 2030 | CAPITAL | NEW | education | USD/gigalumen_year | us | us | 315515683490.982
commercial lighting | Low-Bay LFL: Sodium Vapor | 2030 | CAPITAL | NEW | food sales | USD/gigalumen_year | us | us | 315515683490.982
commercial lighting | Low-Bay LFL: Sodium Vapor | 2030 | CAPITAL | NEW | food service | USD/gigalumen_year | us | us | 315515683490.982
commercial lighting | Low-Bay LFL: Sodium Vapor | 2030 | CAPITAL | NEW | health | USD/gigalumen_year | us | us | 315515683490.982
commercial lighting | Low-Bay LFL: Sodium Vapor | 2030 | CAPITAL | NEW | lodging | USD/gigalumen_year | us | us | 315515683490.982
commercial lighting | Low-Bay LFL: Sodium Vapor | 2030 | CAPITAL | NEW | merc/service | USD/gigalumen_year | us | us | 315515683490.982
commercial lighting | Low-Bay LFL: Sodium Vapor | 2030 | CAPITAL | NEW | office-large | USD/gigalumen_year | us | us | 315515683490.982
commercial lighting | Low-Bay LFL: Sodium Vapor | 2030 | CAPITAL | NEW | office-small | USD/gigalumen_year | us | us | 315515683490.982
commercial lighting | Low-Bay LFL: Sodium Vapor | 2030 | CAPITAL | NEW | other | USD/gigalumen_year | us | us | 315515683490.982
commercial lighting | Low-Bay LFL: Sodium Vapor | 2030 | CAPITAL | NEW | warehouse | USD/gigalumen_year | us | us | 315515683490.982
commercial lighting | Low-Bay LFL: Sodium Vapor | 2030 | CAPITAL | REPLACEMENT | assembly | USD/gigalumen_year | us | us | 315515683490.982
commercial lighting | Low-Bay LFL: Sodium Vapor | 2030 | CAPITAL | REPLACEMENT | education | USD/gigalumen_year | us | us | 315515683490.982
commercial lighting | Low-Bay LFL: Sodium Vapor | 2030 | CAPITAL | REPLACEMENT | food sales | USD/gigalumen_year | us | us | 315515683490.982
commercial lighting | Low-Bay LFL: Sodium Vapor | 2030 | CAPITAL | REPLACEMENT | food service | USD/gigalumen_year | us | us | 315515683490.982
commercial lighting | Low-Bay LFL: Sodium Vapor | 2030 | CAPITAL | REPLACEMENT | health | USD/gigalumen_year | us | us | 315515683490.982
commercial lighting | Low-Bay LFL: Sodium Vapor | 2030 | CAPITAL | REPLACEMENT | lodging | USD/gigalumen_year | us | us | 315515683490.982
commercial lighting | Low-Bay LFL: Sodium Vapor | 2030 | CAPITAL | REPLACEMENT | merc/service | USD/gigalumen_year | us | us | 315515683490.982
commercial lighting | Low-Bay LFL: Sodium Vapor | 2030 | CAPITAL | REPLACEMENT | office-large | USD/gigalumen_year | us | us | 315515683490.982
commercial lighting | Low-Bay LFL: Sodium Vapor | 2030 | CAPITAL | REPLACEMENT | office-small | USD/gigalumen_year | us | us | 315515683490.982
commercial lighting | Low-Bay LFL: Sodium Vapor | 2030 | CAPITAL | REPLACEMENT | other | USD/gigalumen_year | us | us | 315515683490.982
commercial lighting | Low-Bay LFL: Sodium Vapor | 2030 | CAPITAL | REPLACEMENT | warehouse | USD/gigalumen_year | us | us | 315515683490.982
commercial lighting | Low-Bay LFL: Sodium Vapor | 2030 | FIXED_OM | NEW | assembly | USD/gigalumen_year | us | us | 20201272171.1022
commercial lighting | Low-Bay LFL: Sodium Vapor | 2030 | FIXED_OM | NEW | education | USD/gigalumen_year | us | us | 20201272171.1022
commercial lighting | Low-Bay LFL: Sodium Vapor | 2030 | FIXED_OM | NEW | food sales | USD/gigalumen_year | us | us | 20201272171.1022
commercial lighting | Low-Bay LFL: Sodium Vapor | 2030 | FIXED_OM | NEW | food service | USD/gigalumen_year | us | us | 20201272171.1022
commercial lighting | Low-Bay LFL: Sodium Vapor | 2030 | FIXED_OM | NEW | health | USD/gigalumen_year | us | us | 20201272171.1022
commercial lighting | Low-Bay LFL: Sodium Vapor | 2030 | FIXED_OM | NEW | lodging | USD/gigalumen_year | us | us | 20201272171.1022
commercial lighting | Low-Bay LFL: Sodium Vapor | 2030 | FIXED_OM | NEW | merc/service | USD/gigalumen_year | us | us | 20201272171.1022
commercial lighting | Low-Bay LFL: Sodium Vapor | 2030 | FIXED_OM | NEW | office-large | USD/gigalumen_year | us | us | 20201272171.1022
commercial lighting | Low-Bay LFL: Sodium Vapor | 2030 | FIXED_OM | NEW | office-small | USD/gigalumen_year | us | us | 20201272171.1022
commercial lighting | Low-Bay LFL: Sodium Vapor | 2030 | FIXED_OM | NEW | other | USD/gigalumen_year | us | us | 20201272171.1022
commercial lighting | Low-Bay LFL: Sodium Vapor | 2030 | FIXED_OM | NEW | warehouse | USD/gigalumen_year | us | us | 20201272171.1022
commercial lighting | Low-Bay LFL: Sodium Vapor | 2030 | FIXED_OM | REPLACEMENT | assembly | USD/gigalumen_year | us | us | 20201272171.1022
commercial lighting | Low-Bay LFL: Sodium Vapor | 2030 | FIXED_OM | REPLACEMENT | education | USD/gigalumen_year | us | us | 20201272171.1022
commercial lighting | Low-Bay LFL: Sodium Vapor | 2030 | FIXED_OM | REPLACEMENT | food sales | USD/gigalumen_year | us | us | 20201272171.1022
commercial lighting | Low-Bay LFL: Sodium Vapor | 2030 | FIXED_OM | REPLACEMENT | food service | USD/gigalumen_year | us | us | 20201272171.1022
commercial lighting | Low-Bay LFL: Sodium Vapor | 2030 | FIXED_OM | REPLACEMENT | health | USD/gigalumen_year | us | us | 20201272171.1022
commercial lighting | Low-Bay LFL: Sodium Vapor | 2030 | FIXED_OM | REPLACEMENT | lodging | USD/gigalumen_year | us | us | 20201272171.1022
commercial lighting | Low-Bay LFL: Sodium Vapor | 2030 | FIXED_OM | REPLACEMENT | merc/service | USD/gigalumen_year | us | us | 20201272171.1022
commercial lighting | Low-Bay LFL: Sodium Vapor | 2030 | FIXED_OM | REPLACEMENT | office-large | USD/gigalumen_year | us | us | 20201272171.1022
commercial lighting | Low-Bay LFL: Sodium Vapor | 2030 | FIXED_OM | REPLACEMENT | office-small | USD/gigalumen_year | us | us | 20201272171.1022
commercial lighting | Low-Bay LFL: Sodium Vapor | 2030 | FIXED_OM | REPLACEMENT | other | USD/gigalumen_year | us | us | 20201272171.1022
commercial lighting | Low-Bay LFL: Sodium Vapor | 2030 | FIXED_OM | REPLACEMENT | warehouse | USD/gigalumen_year | us | us | 20201272171.1022
commercial lighting | Low-Bay LFL: Sodium Vapor | 2031 | CAPITAL | NEW | assembly | USD/gigalumen_year | us | us | 314529109733.788
commercial lighting | Low-Bay LFL: Sodium Vapor | 2031 | CAPITAL | NEW | education | USD/gigalumen_year | us | us | 314529109733.788
commercial lighting | Low-Bay LFL: Sodium Vapor | 2031 | CAPITAL | NEW | food sales | USD/gigalumen_year | us | us | 314529109733.788
commercial lighting | Low-Bay LFL: Sodium Vapor | 2031 | CAPITAL | NEW | food service | USD/gigalumen_year | us | us | 314529109733.788
commercial lighting | Low-Bay LFL: Sodium Vapor | 2031 | CAPITAL | NEW | health | USD/gigalumen_year | us | us | 314529109733.788
commercial lighting | Low-Bay LFL: Sodium Vapor | 2031 | CAPITAL | NEW | lodging | USD/gigalumen_year | us | us | 314529109733.788
commercial lighting | Low-Bay LFL: Sodium Vapor | 2031 | CAPITAL | NEW | merc/service | USD/gigalumen_year | us | us | 314529109733.788
commercial lighting | Low-Bay LFL: Sodium Vapor | 2031 | CAPITAL | NEW | office-large | USD/gigalumen_year | us | us | 314529109733.788
commercial lighting | Low-Bay LFL: Sodium Vapor | 2031 | CAPITAL | NEW | office-small | USD/gigalumen_year | us | us | 314529109733.788
commercial lighting | Low-Bay LFL: Sodium Vapor | 2031 | CAPITAL | NEW | other | USD/gigalumen_year | us | us | 314529109733.788
commercial lighting | Low-Bay LFL: Sodium Vapor | 2031 | CAPITAL | NEW | warehouse | USD/gigalumen_year | us | us | 314529109733.788
commercial lighting | Low-Bay LFL: Sodium Vapor | 2031 | CAPITAL | REPLACEMENT | assembly | USD/gigalumen_year | us | us | 314529109733.788
commercial lighting | Low-Bay LFL: Sodium Vapor | 2031 | CAPITAL | REPLACEMENT | education | USD/gigalumen_year | us | us | 314529109733.788
commercial lighting | Low-Bay LFL: Sodium Vapor | 2031 | CAPITAL | REPLACEMENT | food sales | USD/gigalumen_year | us | us | 314529109733.788
commercial lighting | Low-Bay LFL: Sodium Vapor | 2031 | CAPITAL | REPLACEMENT | food service | USD/gigalumen_year | us | us | 314529109733.788
commercial lighting | Low-Bay LFL: Sodium Vapor | 2031 | CAPITAL | REPLACEMENT | health | USD/gigalumen_year | us | us | 314529109733.788
commercial lighting | Low-Bay LFL: Sodium Vapor | 2031 | CAPITAL | REPLACEMENT | lodging | USD/gigalumen_year | us | us | 314529109733.788
commercial lighting | Low-Bay LFL: Sodium Vapor | 2031 | CAPITAL | REPLACEMENT | merc/service | USD/gigalumen_year | us | us | 314529109733.788
commercial lighting | Low-Bay LFL: Sodium Vapor | 2031 | CAPITAL | REPLACEMENT | office-large | USD/gigalumen_year | us | us | 314529109733.788
commercial lighting | Low-Bay LFL: Sodium Vapor | 2031 | CAPITAL | REPLACEMENT | office-small | USD/gigalumen_year | us | us | 314529109733.788
commercial lighting | Low-Bay LFL: Sodium Vapor | 2031 | CAPITAL | REPLACEMENT | other | USD/gigalumen_year | us | us | 314529109733.788
commercial lighting | Low-Bay LFL: Sodium Vapor | 2031 | CAPITAL | REPLACEMENT | warehouse | USD/gigalumen_year | us | us | 314529109733.788
commercial lighting | Low-Bay LFL: Sodium Vapor | 2031 | FIXED_OM | NEW | assembly | USD/gigalumen_year | us | us | 20041541181.8423
commercial lighting | Low-Bay LFL: Sodium Vapor | 2031 | FIXED_OM | NEW | education | USD/gigalumen_year | us | us | 20041541181.8423
commercial lighting | Low-Bay LFL: Sodium Vapor | 2031 | FIXED_OM | NEW | food sales | USD/gigalumen_year | us | us | 20041541181.8423
commercial lighting | Low-Bay LFL: Sodium Vapor | 2031 | FIXED_OM | NEW | food service | USD/gigalumen_year | us | us | 20041541181.8423
commercial lighting | Low-Bay LFL: Sodium Vapor | 2031 | FIXED_OM | NEW | health | USD/gigalumen_year | us | us | 20041541181.8423
commercial lighting | Low-Bay LFL: Sodium Vapor | 2031 | FIXED_OM | NEW | lodging | USD/gigalumen_year | us | us | 20041541181.8423
commercial lighting | Low-Bay LFL: Sodium Vapor | 2031 | FIXED_OM | NEW | merc/service | USD/gigalumen_year | us | us | 20041541181.8423
commercial lighting | Low-Bay LFL: Sodium Vapor | 2031 | FIXED_OM | NEW | office-large | USD/gigalumen_year | us | us | 20041541181.8423
commercial lighting | Low-Bay LFL: Sodium Vapor | 2031 | FIXED_OM | NEW | office-small | USD/gigalumen_year | us | us | 20041541181.8423
commercial lighting | Low-Bay LFL: Sodium Vapor | 2031 | FIXED_OM | NEW | other | USD/gigalumen_year | us | us | 20041541181.8423
commercial lighting | Low-Bay LFL: Sodium Vapor | 2031 | FIXED_OM | NEW | warehouse | USD/gigalumen_year | us | us | 20041541181.8423
commercial lighting | Low-Bay LFL: Sodium Vapor | 2031 | FIXED_OM | REPLACEMENT | assembly | USD/gigalumen_year | us | us | 20041541181.8423
commercial lighting | Low-Bay LFL: Sodium Vapor | 2031 | FIXED_OM | REPLACEMENT | education | USD/gigalumen_year | us | us | 20041541181.8423
commercial lighting | Low-Bay LFL: Sodium Vapor | 2031 | FIXED_OM | REPLACEMENT | food sales | USD/gigalumen_year | us | us | 20041541181.8423
commercial lighting | Low-Bay LFL: Sodium Vapor | 2031 | FIXED_OM | REPLACEMENT | food service | USD/gigalumen_year | us | us | 20041541181.8423
commercial lighting | Low-Bay LFL: Sodium Vapor | 2031 | FIXED_OM | REPLACEMENT | health | USD/gigalumen_year | us | us | 20041541181.8423
commercial lighting | Low-Bay LFL: Sodium Vapor | 2031 | FIXED_OM | REPLACEMENT | lodging | USD/gigalumen_year | us | us | 20041541181.8423
commercial lighting | Low-Bay LFL: Sodium Vapor | 2031 | FIXED_OM | REPLACEMENT | merc/service | USD/gigalumen_year | us | us | 20041541181.8423
commercial lighting | Low-Bay LFL: Sodium Vapor | 2031 | FIXED_OM | REPLACEMENT | office-large | USD/gigalumen_year | us | us | 20041541181.8423
commercial lighting | Low-Bay LFL: Sodium Vapor | 2031 | FIXED_OM | REPLACEMENT | office-small | USD/gigalumen_year | us | us | 20041541181.8423
commercial lighting | Low-Bay LFL: Sodium Vapor | 2031 | FIXED_OM | REPLACEMENT | other | USD/gigalumen_year | us | us | 20041541181.8423
commercial lighting | Low-Bay LFL: Sodium Vapor | 2031 | FIXED_OM | REPLACEMENT | warehouse | USD/gigalumen_year | us | us | 20041541181.8423
commercial lighting | Low-Bay LFL: Sodium Vapor | 2032 | CAPITAL | NEW | assembly | USD/gigalumen_year | us | us | 313542535976.595
commercial lighting | Low-Bay LFL: Sodium Vapor | 2032 | CAPITAL | NEW | education | USD/gigalumen_year | us | us | 313542535976.595
commercial lighting | Low-Bay LFL: Sodium Vapor | 2032 | CAPITAL | NEW | food sales | USD/gigalumen_year | us | us | 313542535976.595
commercial lighting | Low-Bay LFL: Sodium Vapor | 2032 | CAPITAL | NEW | food service | USD/gigalumen_year | us | us | 313542535976.595
commercial lighting | Low-Bay LFL: Sodium Vapor | 2032 | CAPITAL | NEW | health | USD/gigalumen_year | us | us | 313542535976.595
commercial lighting | Low-Bay LFL: Sodium Vapor | 2032 | CAPITAL | NEW | lodging | USD/gigalumen_year | us | us | 313542535976.595
commercial lighting | Low-Bay LFL: Sodium Vapor | 2032 | CAPITAL | NEW | merc/service | USD/gigalumen_year | us | us | 313542535976.595
commercial lighting | Low-Bay LFL: Sodium Vapor | 2032 | CAPITAL | NEW | office-large | USD/gigalumen_year | us | us | 313542535976.595
commercial lighting | Low-Bay LFL: Sodium Vapor | 2032 | CAPITAL | NEW | office-small | USD/gigalumen_year | us | us | 313542535976.595
commercial lighting | Low-Bay LFL: Sodium Vapor | 2032 | CAPITAL | NEW | other | USD/gigalumen_year | us | us | 313542535976.595
commercial lighting | Low-Bay LFL: Sodium Vapor | 2032 | CAPITAL | NEW | warehouse | USD/gigalumen_year | us | us | 313542535976.595
commercial lighting | Low-Bay LFL: Sodium Vapor | 2032 | CAPITAL | REPLACEMENT | assembly | USD/gigalumen_year | us | us | 313542535976.595
commercial lighting | Low-Bay LFL: Sodium Vapor | 2032 | CAPITAL | REPLACEMENT | education | USD/gigalumen_year | us | us | 313542535976.595
commercial lighting | Low-Bay LFL: Sodium Vapor | 2032 | CAPITAL | REPLACEMENT | food sales | USD/gigalumen_year | us | us | 313542535976.595
commercial lighting | Low-Bay LFL: Sodium Vapor | 2032 | CAPITAL | REPLACEMENT | food service | USD/gigalumen_year | us | us | 313542535976.595
commercial lighting | Low-Bay LFL: Sodium Vapor | 2032 | CAPITAL | REPLACEMENT | health | USD/gigalumen_year | us | us | 313542535976.595
commercial lighting | Low-Bay LFL: Sodium Vapor | 2032 | CAPITAL | REPLACEMENT | lodging | USD/gigalumen_year | us | us | 313542535976.595
commercial lighting | Low-Bay LFL: Sodium Vapor | 2032 | CAPITAL | REPLACEMENT | merc/service | USD/gigalumen_year | us | us | 313542535976.595
commercial lighting | Low-Bay LFL: Sodium Vapor | 2032 | CAPITAL | REPLACEMENT | office-large | USD/gigalumen_year | us | us | 313542535976.595
commercial lighting | Low-Bay LFL: Sodium Vapor | 2032 | CAPITAL | REPLACEMENT | office-small | USD/gigalumen_year | us | us | 313542535976.595
commercial lighting | Low-Bay LFL: Sodium Vapor | 2032 | CAPITAL | REPLACEMENT | other | USD/gigalumen_year | us | us | 313542535976.595
commercial lighting | Low-Bay LFL: Sodium Vapor | 2032 | CAPITAL | REPLACEMENT | warehouse | USD/gigalumen_year | us | us | 313542535976.595
commercial lighting | Low-Bay LFL: Sodium Vapor | 2032 | FIXED_OM | NEW | assembly | USD/gigalumen_year | us | us | 19881810192.5824
commercial lighting | Low-Bay LFL: Sodium Vapor | 2032 | FIXED_OM | NEW | education | USD/gigalumen_year | us | us | 19881810192.5824
commercial lighting | Low-Bay LFL: Sodium Vapor | 2032 | FIXED_OM | NEW | food sales | USD/gigalumen_year | us | us | 19881810192.5824
commercial lighting | Low-Bay LFL: Sodium Vapor | 2032 | FIXED_OM | NEW | food service | USD/gigalumen_year | us | us | 19881810192.5824
commercial lighting | Low-Bay LFL: Sodium Vapor | 2032 | FIXED_OM | NEW | health | USD/gigalumen_year | us | us | 19881810192.5824
commercial lighting | Low-Bay LFL: Sodium Vapor | 2032 | FIXED_OM | NEW | lodging | USD/gigalumen_year | us | us | 19881810192.5824
commercial lighting | Low-Bay LFL: Sodium Vapor | 2032 | FIXED_OM | NEW | merc/service | USD/gigalumen_year | us | us | 19881810192.5824
commercial lighting | Low-Bay LFL: Sodium Vapor | 2032 | FIXED_OM | NEW | office-large | USD/gigalumen_year | us | us | 19881810192.5824
commercial lighting | Low-Bay LFL: Sodium Vapor | 2032 | FIXED_OM | NEW | office-small | USD/gigalumen_year | us | us | 19881810192.5824
commercial lighting | Low-Bay LFL: Sodium Vapor | 2032 | FIXED_OM | NEW | other | USD/gigalumen_year | us | us | 19881810192.5824
commercial lighting | Low-Bay LFL: Sodium Vapor | 2032 | FIXED_OM | NEW | warehouse | USD/gigalumen_year | us | us | 19881810192.5824
commercial lighting | Low-Bay LFL: Sodium Vapor | 2032 | FIXED_OM | REPLACEMENT | assembly | USD/gigalumen_year | us | us | 19881810192.5824
commercial lighting | Low-Bay LFL: Sodium Vapor | 2032 | FIXED_OM | REPLACEMENT | education | USD/gigalumen_year | us | us | 19881810192.5824
commercial lighting | Low-Bay LFL: Sodium Vapor | 2032 | FIXED_OM | REPLACEMENT | food sales | USD/gigalumen_year | us | us | 19881810192.5824
commercial lighting | Low-Bay LFL: Sodium Vapor | 2032 | FIXED_OM | REPLACEMENT | food service | USD/gigalumen_year | us | us | 19881810192.5824
commercial lighting | Low-Bay LFL: Sodium Vapor | 2032 | FIXED_OM | REPLACEMENT | health | USD/gigalumen_year | us | us | 19881810192.5824
commercial lighting | Low-Bay LFL: Sodium Vapor | 2032 | FIXED_OM | REPLACEMENT | lodging | USD/gigalumen_year | us | us | 19881810192.5824
commercial lighting | Low-Bay LFL: Sodium Vapor | 2032 | FIXED_OM | REPLACEMENT | merc/service | USD/gigalumen_year | us | us | 19881810192.5824
commercial lighting | Low-Bay LFL: Sodium Vapor | 2032 | FIXED_OM | REPLACEMENT | office-large | USD/gigalumen_year | us | us | 19881810192.5824
commercial lighting | Low-Bay LFL: Sodium Vapor | 2032 | FIXED_OM | REPLACEMENT | office-small | USD/gigalumen_year | us | us | 19881810192.5824
commercial lighting | Low-Bay LFL: Sodium Vapor | 2032 | FIXED_OM | REPLACEMENT | other | USD/gigalumen_year | us | us | 19881810192.5824
commercial lighting | Low-Bay LFL: Sodium Vapor | 2032 | FIXED_OM | REPLACEMENT | warehouse | USD/gigalumen_year | us | us | 19881810192.5824
commercial lighting | Low-Bay LFL: Sodium Vapor | 2033 | CAPITAL | NEW | assembly | USD/gigalumen_year | us | us | 312555962219.402
commercial lighting | Low-Bay LFL: Sodium Vapor | 2033 | CAPITAL | NEW | education | USD/gigalumen_year | us | us | 312555962219.402
commercial lighting | Low-Bay LFL: Sodium Vapor | 2033 | CAPITAL | NEW | food sales | USD/gigalumen_year | us | us | 312555962219.402
commercial lighting | Low-Bay LFL: Sodium Vapor | 2033 | CAPITAL | NEW | food service | USD/gigalumen_year | us | us | 312555962219.402
commercial lighting | Low-Bay LFL: Sodium Vapor | 2033 | CAPITAL | NEW | health | USD/gigalumen_year | us | us | 312555962219.402
commercial lighting | Low-Bay LFL: Sodium Vapor | 2033 | CAPITAL | NEW | lodging | USD/gigalumen_year | us | us | 312555962219.402
commercial lighting | Low-Bay LFL: Sodium Vapor | 2033 | CAPITAL | NEW | merc/service | USD/gigalumen_year | us | us | 312555962219.402
commercial lighting | Low-Bay LFL: Sodium Vapor | 2033 | CAPITAL | NEW | office-large | USD/gigalumen_year | us | us | 312555962219.402
commercial lighting | Low-Bay LFL: Sodium Vapor | 2033 | CAPITAL | NEW | office-small | USD/gigalumen_year | us | us | 312555962219.402
commercial lighting | Low-Bay LFL: Sodium Vapor | 2033 | CAPITAL | NEW | other | USD/gigalumen_year | us | us | 312555962219.402
commercial lighting | Low-Bay LFL: Sodium Vapor | 2033 | CAPITAL | NEW | warehouse | USD/gigalumen_year | us | us | 312555962219.402
commercial lighting | Low-Bay LFL: Sodium Vapor | 2033 | CAPITAL | REPLACEMENT | assembly | USD/gigalumen_year | us | us | 312555962219.402
commercial lighting | Low-Bay LFL: Sodium Vapor | 2033 | CAPITAL | REPLACEMENT | education | USD/gigalumen_year | us | us | 312555962219.402
commercial lighting | Low-Bay LFL: Sodium Vapor | 2033 | CAPITAL | REPLACEMENT | food sales | USD/gigalumen_year | us | us | 312555962219.402
commercial lighting | Low-Bay LFL: Sodium Vapor | 2033 | CAPITAL | REPLACEMENT | food service | USD/gigalumen_year | us | us | 312555962219.402
commercial lighting | Low-Bay LFL: Sodium Vapor | 2033 | CAPITAL | REPLACEMENT | health | USD/gigalumen_year | us | us | 312555962219.402
commercial lighting | Low-Bay LFL: Sodium Vapor | 2033 | CAPITAL | REPLACEMENT | lodging | USD/gigalumen_year | us | us | 312555962219.402
commercial lighting | Low-Bay LFL: Sodium Vapor | 2033 | CAPITAL | REPLACEMENT | merc/service | USD/gigalumen_year | us | us | 312555962219.402
commercial lighting | Low-Bay LFL: Sodium Vapor | 2033 | CAPITAL | REPLACEMENT | office-large | USD/gigalumen_year | us | us | 312555962219.402
commercial lighting | Low-Bay LFL: Sodium Vapor | 2033 | CAPITAL | REPLACEMENT | office-small | USD/gigalumen_year | us | us | 312555962219.402
commercial lighting | Low-Bay LFL: Sodium Vapor | 2033 | CAPITAL | REPLACEMENT | other | USD/gigalumen_year | us | us | 312555962219.402
commercial lighting | Low-Bay LFL: Sodium Vapor | 2033 | CAPITAL | REPLACEMENT | warehouse | USD/gigalumen_year | us | us | 312555962219.402
commercial lighting | Low-Bay LFL: Sodium Vapor | 2033 | FIXED_OM | NEW | assembly | USD/gigalumen_year | us | us | 19722079203.3225
commercial lighting | Low-Bay LFL: Sodium Vapor | 2033 | FIXED_OM | NEW | education | USD/gigalumen_year | us | us | 19722079203.3225
commercial lighting | Low-Bay LFL: Sodium Vapor | 2033 | FIXED_OM | NEW | food sales | USD/gigalumen_year | us | us | 19722079203.3225
commercial lighting | Low-Bay LFL: Sodium Vapor | 2033 | FIXED_OM | NEW | food service | USD/gigalumen_year | us | us | 19722079203.3225
commercial lighting | Low-Bay LFL: Sodium Vapor | 2033 | FIXED_OM | NEW | health | USD/gigalumen_year | us | us | 19722079203.3225
commercial lighting | Low-Bay LFL: Sodium Vapor | 2033 | FIXED_OM | NEW | lodging | USD/gigalumen_year | us | us | 19722079203.3225
commercial lighting | Low-Bay LFL: Sodium Vapor | 2033 | FIXED_OM | NEW | merc/service | USD/gigalumen_year | us | us | 19722079203.3225
commercial lighting | Low-Bay LFL: Sodium Vapor | 2033 | FIXED_OM | NEW | office-large | USD/gigalumen_year | us | us | 19722079203.3225
commercial lighting | Low-Bay LFL: Sodium Vapor | 2033 | FIXED_OM | NEW | office-small | USD/gigalumen_year | us | us | 19722079203.3225
commercial lighting | Low-Bay LFL: Sodium Vapor | 2033 | FIXED_OM | NEW | other | USD/gigalumen_year | us | us | 19722079203.3225
commercial lighting | Low-Bay LFL: Sodium Vapor | 2033 | FIXED_OM | NEW | warehouse | USD/gigalumen_year | us | us | 19722079203.3225
commercial lighting | Low-Bay LFL: Sodium Vapor | 2033 | FIXED_OM | REPLACEMENT | assembly | USD/gigalumen_year | us | us | 19722079203.3225
commercial lighting | Low-Bay LFL: Sodium Vapor | 2033 | FIXED_OM | REPLACEMENT | education | USD/gigalumen_year | us | us | 19722079203.3225
commercial lighting | Low-Bay LFL: Sodium Vapor | 2033 | FIXED_OM | REPLACEMENT | food sales | USD/gigalumen_year | us | us | 19722079203.3225
commercial lighting | Low-Bay LFL: Sodium Vapor | 2033 | FIXED_OM | REPLACEMENT | food service | USD/gigalumen_year | us | us | 19722079203.3225
commercial lighting | Low-Bay LFL: Sodium Vapor | 2033 | FIXED_OM | REPLACEMENT | health | USD/gigalumen_year | us | us | 19722079203.3225
commercial lighting | Low-Bay LFL: Sodium Vapor | 2033 | FIXED_OM | REPLACEMENT | lodging | USD/gigalumen_year | us | us | 19722079203.3225
commercial lighting | Low-Bay LFL: Sodium Vapor | 2033 | FIXED_OM | REPLACEMENT | merc/service | USD/gigalumen_year | us | us | 19722079203.3225
commercial lighting | Low-Bay LFL: Sodium Vapor | 2033 | FIXED_OM | REPLACEMENT | office-large | USD/gigalumen_year | us | us | 19722079203.3225
commercial lighting | Low-Bay LFL: Sodium Vapor | 2033 | FIXED_OM | REPLACEMENT | office-small | USD/gigalumen_year | us | us | 19722079203.3225
commercial lighting | Low-Bay LFL: Sodium Vapor | 2033 | FIXED_OM | REPLACEMENT | other | USD/gigalumen_year | us | us | 19722079203.3225
commercial lighting | Low-Bay LFL: Sodium Vapor | 2033 | FIXED_OM | REPLACEMENT | warehouse | USD/gigalumen_year | us | us | 19722079203.3225
commercial lighting | Low-Bay LFL: Sodium Vapor | 2034 | CAPITAL | NEW | assembly | USD/gigalumen_year | us | us | 311569388462.208
commercial lighting | Low-Bay LFL: Sodium Vapor | 2034 | CAPITAL | NEW | education | USD/gigalumen_year | us | us | 311569388462.208
commercial lighting | Low-Bay LFL: Sodium Vapor | 2034 | CAPITAL | NEW | food sales | USD/gigalumen_year | us | us | 311569388462.208
commercial lighting | Low-Bay LFL: Sodium Vapor | 2034 | CAPITAL | NEW | food service | USD/gigalumen_year | us | us | 311569388462.208
commercial lighting | Low-Bay LFL: Sodium Vapor | 2034 | CAPITAL | NEW | health | USD/gigalumen_year | us | us | 311569388462.208
commercial lighting | Low-Bay LFL: Sodium Vapor | 2034 | CAPITAL | NEW | lodging | USD/gigalumen_year | us | us | 311569388462.208
commercial lighting | Low-Bay LFL: Sodium Vapor | 2034 | CAPITAL | NEW | merc/service | USD/gigalumen_year | us | us | 311569388462.208
commercial lighting | Low-Bay LFL: Sodium Vapor | 2034 | CAPITAL | NEW | office-large | USD/gigalumen_year | us | us | 311569388462.208
commercial lighting | Low-Bay LFL: Sodium Vapor | 2034 | CAPITAL | NEW | office-small | USD/gigalumen_year | us | us | 311569388462.208
commercial lighting | Low-Bay LFL: Sodium Vapor | 2034 | CAPITAL | NEW | other | USD/gigalumen_year | us | us | 311569388462.208
commercial lighting | Low-Bay LFL: Sodium Vapor | 2034 | CAPITAL | NEW | warehouse | USD/gigalumen_year | us | us | 311569388462.208
commercial lighting | Low-Bay LFL: Sodium Vapor | 2034 | CAPITAL | REPLACEMENT | assembly | USD/gigalumen_year | us | us | 311569388462.208
commercial lighting | Low-Bay LFL: Sodium Vapor | 2034 | CAPITAL | REPLACEMENT | education | USD/gigalumen_year | us | us | 311569388462.208
commercial lighting | Low-Bay LFL: Sodium Vapor | 2034 | CAPITAL | REPLACEMENT | food sales | USD/gigalumen_year | us | us | 311569388462.208
commercial lighting | Low-Bay LFL: Sodium Vapor | 2034 | CAPITAL | REPLACEMENT | food service | USD/gigalumen_year | us | us | 311569388462.208
commercial lighting | Low-Bay LFL: Sodium Vapor | 2034 | CAPITAL | REPLACEMENT | health | USD/gigalumen_year | us | us | 311569388462.208
commercial lighting | Low-Bay LFL: Sodium Vapor | 2034 | CAPITAL | REPLACEMENT | lodging | USD/gigalumen_year | us | us | 311569388462.208
commercial lighting | Low-Bay LFL: Sodium Vapor | 2034 | CAPITAL | REPLACEMENT | merc/service | USD/gigalumen_year | us | us | 311569388462.208
commercial lighting | Low-Bay LFL: Sodium Vapor | 2034 | CAPITAL | REPLACEMENT | office-large | USD/gigalumen_year | us | us | 311569388462.208
commercial lighting | Low-Bay LFL: Sodium Vapor | 2034 | CAPITAL | REPLACEMENT | office-small | USD/gigalumen_year | us | us | 311569388462.208
commercial lighting | Low-Bay LFL: Sodium Vapor | 2034 | CAPITAL | REPLACEMENT | other | USD/gigalumen_year | us | us | 311569388462.208
commercial lighting | Low-Bay LFL: Sodium Vapor | 2034 | CAPITAL | REPLACEMENT | warehouse | USD/gigalumen_year | us | us | 311569388462.208
commercial lighting | Low-Bay LFL: Sodium Vapor | 2034 | FIXED_OM | NEW | assembly | USD/gigalumen_year | us | us | 19562348214.0626
commercial lighting | Low-Bay LFL: Sodium Vapor | 2034 | FIXED_OM | NEW | education | USD/gigalumen_year | us | us | 19562348214.0626
commercial lighting | Low-Bay LFL: Sodium Vapor | 2034 | FIXED_OM | NEW | food sales | USD/gigalumen_year | us | us | 19562348214.0626
commercial lighting | Low-Bay LFL: Sodium Vapor | 2034 | FIXED_OM | NEW | food service | USD/gigalumen_year | us | us | 19562348214.0626
commercial lighting | Low-Bay LFL: Sodium Vapor | 2034 | FIXED_OM | NEW | health | USD/gigalumen_year | us | us | 19562348214.0626
commercial lighting | Low-Bay LFL: Sodium Vapor | 2034 | FIXED_OM | NEW | lodging | USD/gigalumen_year | us | us | 19562348214.0626
commercial lighting | Low-Bay LFL: Sodium Vapor | 2034 | FIXED_OM | NEW | merc/service | USD/gigalumen_year | us | us | 19562348214.0626
commercial lighting | Low-Bay LFL: Sodium Vapor | 2034 | FIXED_OM | NEW | office-large | USD/gigalumen_year | us | us | 19562348214.0626
commercial lighting | Low-Bay LFL: Sodium Vapor | 2034 | FIXED_OM | NEW | office-small | USD/gigalumen_year | us | us | 19562348214.0626
commercial lighting | Low-Bay LFL: Sodium Vapor | 2034 | FIXED_OM | NEW | other | USD/gigalumen_year | us | us | 19562348214.0626
commercial lighting | Low-Bay LFL: Sodium Vapor | 2034 | FIXED_OM | NEW | warehouse | USD/gigalumen_year | us | us | 19562348214.0626
commercial lighting | Low-Bay LFL: Sodium Vapor | 2034 | FIXED_OM | REPLACEMENT | assembly | USD/gigalumen_year | us | us | 19562348214.0626
commercial lighting | Low-Bay LFL: Sodium Vapor | 2034 | FIXED_OM | REPLACEMENT | education | USD/gigalumen_year | us | us | 19562348214.0626
commercial lighting | Low-Bay LFL: Sodium Vapor | 2034 | FIXED_OM | REPLACEMENT | food sales | USD/gigalumen_year | us | us | 19562348214.0626
commercial lighting | Low-Bay LFL: Sodium Vapor | 2034 | FIXED_OM | REPLACEMENT | food service | USD/gigalumen_year | us | us | 19562348214.0626
commercial lighting | Low-Bay LFL: Sodium Vapor | 2034 | FIXED_OM | REPLACEMENT | health | USD/gigalumen_year | us | us | 19562348214.0626
commercial lighting | Low-Bay LFL: Sodium Vapor | 2034 | FIXED_OM | REPLACEMENT | lodging | USD/gigalumen_year | us | us | 19562348214.0626
commercial lighting | Low-Bay LFL: Sodium Vapor | 2034 | FIXED_OM | REPLACEMENT | merc/service | USD/gigalumen_year | us | us | 19562348214.0626
commercial lighting | Low-Bay LFL: Sodium Vapor | 2034 | FIXED_OM | REPLACEMENT | office-large | USD/gigalumen_year | us | us | 19562348214.0626
commercial lighting | Low-Bay LFL: Sodium Vapor | 2034 | FIXED_OM | REPLACEMENT | office-small | USD/gigalumen_year | us | us | 19562348214.0626
commercial lighting | Low-Bay LFL: Sodium Vapor | 2034 | FIXED_OM | REPLACEMENT | other | USD/gigalumen_year | us | us | 19562348214.0626
commercial lighting | Low-Bay LFL: Sodium Vapor | 2034 | FIXED_OM | REPLACEMENT | warehouse | USD/gigalumen_year | us | us | 19562348214.0626
commercial lighting | Low-Bay LFL: Sodium Vapor | 2035 | CAPITAL | NEW | assembly | USD/gigalumen_year | us | us | 310582814705.015
commercial lighting | Low-Bay LFL: Sodium Vapor | 2035 | CAPITAL | NEW | education | USD/gigalumen_year | us | us | 310582814705.015
commercial lighting | Low-Bay LFL: Sodium Vapor | 2035 | CAPITAL | NEW | food sales | USD/gigalumen_year | us | us | 310582814705.015
commercial lighting | Low-Bay LFL: Sodium Vapor | 2035 | CAPITAL | NEW | food service | USD/gigalumen_year | us | us | 310582814705.015
commercial lighting | Low-Bay LFL: Sodium Vapor | 2035 | CAPITAL | NEW | health | USD/gigalumen_year | us | us | 310582814705.015
commercial lighting | Low-Bay LFL: Sodium Vapor | 2035 | CAPITAL | NEW | lodging | USD/gigalumen_year | us | us | 310582814705.015
commercial lighting | Low-Bay LFL: Sodium Vapor | 2035 | CAPITAL | NEW | merc/service | USD/gigalumen_year | us | us | 310582814705.015
commercial lighting | Low-Bay LFL: Sodium Vapor | 2035 | CAPITAL | NEW | office-large | USD/gigalumen_year | us | us | 310582814705.015
commercial lighting | Low-Bay LFL: Sodium Vapor | 2035 | CAPITAL | NEW | office-small | USD/gigalumen_year | us | us | 310582814705.015
commercial lighting | Low-Bay LFL: Sodium Vapor | 2035 | CAPITAL | NEW | other | USD/gigalumen_year | us | us | 310582814705.015
commercial lighting | Low-Bay LFL: Sodium Vapor | 2035 | CAPITAL | NEW | warehouse | USD/gigalumen_year | us | us | 310582814705.015
commercial lighting | Low-Bay LFL: Sodium Vapor | 2035 | CAPITAL | REPLACEMENT | assembly | USD/gigalumen_year | us | us | 310582814705.015
commercial lighting | Low-Bay LFL: Sodium Vapor | 2035 | CAPITAL | REPLACEMENT | education | USD/gigalumen_year | us | us | 310582814705.015
commercial lighting | Low-Bay LFL: Sodium Vapor | 2035 | CAPITAL | REPLACEMENT | food sales | USD/gigalumen_year | us | us | 310582814705.015
commercial lighting | Low-Bay LFL: Sodium Vapor | 2035 | CAPITAL | REPLACEMENT | food service | USD/gigalumen_year | us | us | 310582814705.015
commercial lighting | Low-Bay LFL: Sodium Vapor | 2035 | CAPITAL | REPLACEMENT | health | USD/gigalumen_year | us | us | 310582814705.015
commercial lighting | Low-Bay LFL: Sodium Vapor | 2035 | CAPITAL | REPLACEMENT | lodging | USD/gigalumen_year | us | us | 310582814705.015
commercial lighting | Low-Bay LFL: Sodium Vapor | 2035 | CAPITAL | REPLACEMENT | merc/service | USD/gigalumen_year | us | us | 310582814705.015
commercial lighting | Low-Bay LFL: Sodium Vapor | 2035 | CAPITAL | REPLACEMENT | office-large | USD/gigalumen_year | us | us | 310582814705.015
commercial lighting | Low-Bay LFL: Sodium Vapor | 2035 | CAPITAL | REPLACEMENT | office-small | USD/gigalumen_year | us | us | 310582814705.015
commercial lighting | Low-Bay LFL: Sodium Vapor | 2035 | CAPITAL | REPLACEMENT | other | USD/gigalumen_year | us | us | 310582814705.015
commercial lighting | Low-Bay LFL: Sodium Vapor | 2035 | CAPITAL | REPLACEMENT | warehouse | USD/gigalumen_year | us | us | 310582814705.015
commercial lighting | Low-Bay LFL: Sodium Vapor | 2035 | FIXED_OM | NEW | assembly | USD/gigalumen_year | us | us | 19402617224.8028
commercial lighting | Low-Bay LFL: Sodium Vapor | 2035 | FIXED_OM | NEW | education | USD/gigalumen_year | us | us | 19402617224.8028
commercial lighting | Low-Bay LFL: Sodium Vapor | 2035 | FIXED_OM | NEW | food sales | USD/gigalumen_year | us | us | 19402617224.8028
commercial lighting | Low-Bay LFL: Sodium Vapor | 2035 | FIXED_OM | NEW | food service | USD/gigalumen_year | us | us | 19402617224.8028
commercial lighting | Low-Bay LFL: Sodium Vapor | 2035 | FIXED_OM | NEW | health | USD/gigalumen_year | us | us | 19402617224.8028
commercial lighting | Low-Bay LFL: Sodium Vapor | 2035 | FIXED_OM | NEW | lodging | USD/gigalumen_year | us | us | 19402617224.8028
commercial lighting | Low-Bay LFL: Sodium Vapor | 2035 | FIXED_OM | NEW | merc/service | USD/gigalumen_year | us | us | 19402617224.8028
commercial lighting | Low-Bay LFL: Sodium Vapor | 2035 | FIXED_OM | NEW | office-large | USD/gigalumen_year | us | us | 19402617224.8028
commercial lighting | Low-Bay LFL: Sodium Vapor | 2035 | FIXED_OM | NEW | office-small | USD/gigalumen_year | us | us | 19402617224.8028
commercial lighting | Low-Bay LFL: Sodium Vapor | 2035 | FIXED_OM | NEW | other | USD/gigalumen_year | us | us | 19402617224.8028
commercial lighting | Low-Bay LFL: Sodium Vapor | 2035 | FIXED_OM | NEW | warehouse | USD/gigalumen_year | us | us | 19402617224.8028
commercial lighting | Low-Bay LFL: Sodium Vapor | 2035 | FIXED_OM | REPLACEMENT | assembly | USD/gigalumen_year | us | us | 19402617224.8028
commercial lighting | Low-Bay LFL: Sodium Vapor | 2035 | FIXED_OM | REPLACEMENT | education | USD/gigalumen_year | us | us | 19402617224.8028
commercial lighting | Low-Bay LFL: Sodium Vapor | 2035 | FIXED_OM | REPLACEMENT | food sales | USD/gigalumen_year | us | us | 19402617224.8028
commercial lighting | Low-Bay LFL: Sodium Vapor | 2035 | FIXED_OM | REPLACEMENT | food service | USD/gigalumen_year | us | us | 19402617224.8028
commercial lighting | Low-Bay LFL: Sodium Vapor | 2035 | FIXED_OM | REPLACEMENT | health | USD/gigalumen_year | us | us | 19402617224.8028
commercial lighting | Low-Bay LFL: Sodium Vapor | 2035 | FIXED_OM | REPLACEMENT | lodging | USD/gigalumen_year | us | us | 19402617224.8028
commercial lighting | Low-Bay LFL: Sodium Vapor | 2035 | FIXED_OM | REPLACEMENT | merc/service | USD/gigalumen_year | us | us | 19402617224.8028
commercial lighting | Low-Bay LFL: Sodium Vapor | 2035 | FIXED_OM | REPLACEMENT | office-large | USD/gigalumen_year | us | us | 19402617224.8028
commercial lighting | Low-Bay LFL: Sodium Vapor | 2035 | FIXED_OM | REPLACEMENT | office-small | USD/gigalumen_year | us | us | 19402617224.8028
commercial lighting | Low-Bay LFL: Sodium Vapor | 2035 | FIXED_OM | REPLACEMENT | other | USD/gigalumen_year | us | us | 19402617224.8028
commercial lighting | Low-Bay LFL: Sodium Vapor | 2035 | FIXED_OM | REPLACEMENT | warehouse | USD/gigalumen_year | us | us | 19402617224.8028
commercial lighting | Low-Bay LFL: Sodium Vapor | 2036 | CAPITAL | NEW | assembly | USD/gigalumen_year | us | us | 309596240947.822
commercial lighting | Low-Bay LFL: Sodium Vapor | 2036 | CAPITAL | NEW | education | USD/gigalumen_year | us | us | 309596240947.822
commercial lighting | Low-Bay LFL: Sodium Vapor | 2036 | CAPITAL | NEW | food sales | USD/gigalumen_year | us | us | 309596240947.822
commercial lighting | Low-Bay LFL: Sodium Vapor | 2036 | CAPITAL | NEW | food service | USD/gigalumen_year | us | us | 309596240947.822
commercial lighting | Low-Bay LFL: Sodium Vapor | 2036 | CAPITAL | NEW | health | USD/gigalumen_year | us | us | 309596240947.822
commercial lighting | Low-Bay LFL: Sodium Vapor | 2036 | CAPITAL | NEW | lodging | USD/gigalumen_year | us | us | 309596240947.822
commercial lighting | Low-Bay LFL: Sodium Vapor | 2036 | CAPITAL | NEW | merc/service | USD/gigalumen_year | us | us | 309596240947.822
commercial lighting | Low-Bay LFL: Sodium Vapor | 2036 | CAPITAL | NEW | office-large | USD/gigalumen_year | us | us | 309596240947.822
commercial lighting | Low-Bay LFL: Sodium Vapor | 2036 | CAPITAL | NEW | office-small | USD/gigalumen_year | us | us | 309596240947.822
commercial lighting | Low-Bay LFL: Sodium Vapor | 2036 | CAPITAL | NEW | other | USD/gigalumen_year | us | us | 309596240947.822
commercial lighting | Low-Bay LFL: Sodium Vapor | 2036 | CAPITAL | NEW | warehouse | USD/gigalumen_year | us | us | 309596240947.822
commercial lighting | Low-Bay LFL: Sodium Vapor | 2036 | CAPITAL | REPLACEMENT | assembly | USD/gigalumen_year | us | us | 309596240947.822
commercial lighting | Low-Bay LFL: Sodium Vapor | 2036 | CAPITAL | REPLACEMENT | education | USD/gigalumen_year | us | us | 309596240947.822
commercial lighting | Low-Bay LFL: Sodium Vapor | 2036 | CAPITAL | REPLACEMENT | food sales | USD/gigalumen_year | us | us | 309596240947.822
commercial lighting | Low-Bay LFL: Sodium Vapor | 2036 | CAPITAL | REPLACEMENT | food service | USD/gigalumen_year | us | us | 309596240947.822
commercial lighting | Low-Bay LFL: Sodium Vapor | 2036 | CAPITAL | REPLACEMENT | health | USD/gigalumen_year | us | us | 309596240947.822
commercial lighting | Low-Bay LFL: Sodium Vapor | 2036 | CAPITAL | REPLACEMENT | lodging | USD/gigalumen_year | us | us | 309596240947.822
commercial lighting | Low-Bay LFL: Sodium Vapor | 2036 | CAPITAL | REPLACEMENT | merc/service | USD/gigalumen_year | us | us | 309596240947.822
commercial lighting | Low-Bay LFL: Sodium Vapor | 2036 | CAPITAL | REPLACEMENT | office-large | USD/gigalumen_year | us | us | 309596240947.822
commercial lighting | Low-Bay LFL: Sodium Vapor | 2036 | CAPITAL | REPLACEMENT | office-small | USD/gigalumen_year | us | us | 309596240947.822
commercial lighting | Low-Bay LFL: Sodium Vapor | 2036 | CAPITAL | REPLACEMENT | other | USD/gigalumen_year | us | us | 309596240947.822
commercial lighting | Low-Bay LFL: Sodium Vapor | 2036 | CAPITAL | REPLACEMENT | warehouse | USD/gigalumen_year | us | us | 309596240947.822
commercial lighting | Low-Bay LFL: Sodium Vapor | 2036 | FIXED_OM | NEW | assembly | USD/gigalumen_year | us | us | 19242886235.5429
commercial lighting | Low-Bay LFL: Sodium Vapor | 2036 | FIXED_OM | NEW | education | USD/gigalumen_year | us | us | 19242886235.5429
commercial lighting | Low-Bay LFL: Sodium Vapor | 2036 | FIXED_OM | NEW | food sales | USD/gigalumen_year | us | us | 19242886235.5429
commercial lighting | Low-Bay LFL: Sodium Vapor | 2036 | FIXED_OM | NEW | food service | USD/gigalumen_year | us | us | 19242886235.5429
commercial lighting | Low-Bay LFL: Sodium Vapor | 2036 | FIXED_OM | NEW | health | USD/gigalumen_year | us | us | 19242886235.5429
commercial lighting | Low-Bay LFL: Sodium Vapor | 2036 | FIXED_OM | NEW | lodging | USD/gigalumen_year | us | us | 19242886235.5429
commercial lighting | Low-Bay LFL: Sodium Vapor | 2036 | FIXED_OM | NEW | merc/service | USD/gigalumen_year | us | us | 19242886235.5429
commercial lighting | Low-Bay LFL: Sodium Vapor | 2036 | FIXED_OM | NEW | office-large | USD/gigalumen_year | us | us | 19242886235.5429
commercial lighting | Low-Bay LFL: Sodium Vapor | 2036 | FIXED_OM | NEW | office-small | USD/gigalumen_year | us | us | 19242886235.5429
commercial lighting | Low-Bay LFL: Sodium Vapor | 2036 | FIXED_OM | NEW | other | USD/gigalumen_year | us | us | 19242886235.5429
commercial lighting | Low-Bay LFL: Sodium Vapor | 2036 | FIXED_OM | NEW | warehouse | USD/gigalumen_year | us | us | 19242886235.5429
commercial lighting | Low-Bay LFL: Sodium Vapor | 2036 | FIXED_OM | REPLACEMENT | assembly | USD/gigalumen_year | us | us | 19242886235.5429
commercial lighting | Low-Bay LFL: Sodium Vapor | 2036 | FIXED_OM | REPLACEMENT | education | USD/gigalumen_year | us | us | 19242886235.5429
commercial lighting | Low-Bay LFL: Sodium Vapor | 2036 | FIXED_OM | REPLACEMENT | food sales | USD/gigalumen_year | us | us | 19242886235.5429
commercial lighting | Low-Bay LFL: Sodium Vapor | 2036 | FIXED_OM | REPLACEMENT | food service | USD/gigalumen_year | us | us | 19242886235.5429
commercial lighting | Low-Bay LFL: Sodium Vapor | 2036 | FIXED_OM | REPLACEMENT | health | USD/gigalumen_year | us | us | 19242886235.5429
commercial lighting | Low-Bay LFL: Sodium Vapor | 2036 | FIXED_OM | REPLACEMENT | lodging | USD/gigalumen_year | us | us | 19242886235.5429
commercial lighting | Low-Bay LFL: Sodium Vapor | 2036 | FIXED_OM | REPLACEMENT | merc/service | USD/gigalumen_year | us | us | 19242886235.5429
commercial lighting | Low-Bay LFL: Sodium Vapor | 2036 | FIXED_OM | REPLACEMENT | office-large | USD/gigalumen_year | us | us | 19242886235.5429
commercial lighting | Low-Bay LFL: Sodium Vapor | 2036 | FIXED_OM | REPLACEMENT | office-small | USD/gigalumen_year | us | us | 19242886235.5429
commercial lighting | Low-Bay LFL: Sodium Vapor | 2036 | FIXED_OM | REPLACEMENT | other | USD/gigalumen_year | us | us | 19242886235.5429
commercial lighting | Low-Bay LFL: Sodium Vapor | 2036 | FIXED_OM | REPLACEMENT | warehouse | USD/gigalumen_year | us | us | 19242886235.5429
commercial lighting | Low-Bay LFL: Sodium Vapor | 2037 | CAPITAL | NEW | assembly | USD/gigalumen_year | us | us | 308609667190.628
commercial lighting | Low-Bay LFL: Sodium Vapor | 2037 | CAPITAL | NEW | education | USD/gigalumen_year | us | us | 308609667190.628
commercial lighting | Low-Bay LFL: Sodium Vapor | 2037 | CAPITAL | NEW | food sales | USD/gigalumen_year | us | us | 308609667190.628
commercial lighting | Low-Bay LFL: Sodium Vapor | 2037 | CAPITAL | NEW | food service | USD/gigalumen_year | us | us | 308609667190.628
commercial lighting | Low-Bay LFL: Sodium Vapor | 2037 | CAPITAL | NEW | health | USD/gigalumen_year | us | us | 308609667190.628
commercial lighting | Low-Bay LFL: Sodium Vapor | 2037 | CAPITAL | NEW | lodging | USD/gigalumen_year | us | us | 308609667190.628
commercial lighting | Low-Bay LFL: Sodium Vapor | 2037 | CAPITAL | NEW | merc/service | USD/gigalumen_year | us | us | 308609667190.628
commercial lighting | Low-Bay LFL: Sodium Vapor | 2037 | CAPITAL | NEW | office-large | USD/gigalumen_year | us | us | 308609667190.628
commercial lighting | Low-Bay LFL: Sodium Vapor | 2037 | CAPITAL | NEW | office-small | USD/gigalumen_year | us | us | 308609667190.628
commercial lighting | Low-Bay LFL: Sodium Vapor | 2037 | CAPITAL | NEW | other | USD/gigalumen_year | us | us | 308609667190.628
commercial lighting | Low-Bay LFL: Sodium Vapor | 2037 | CAPITAL | NEW | warehouse | USD/gigalumen_year | us | us | 308609667190.628
commercial lighting | Low-Bay LFL: Sodium Vapor | 2037 | CAPITAL | REPLACEMENT | assembly | USD/gigalumen_year | us | us | 308609667190.628
commercial lighting | Low-Bay LFL: Sodium Vapor | 2037 | CAPITAL | REPLACEMENT | education | USD/gigalumen_year | us | us | 308609667190.628
commercial lighting | Low-Bay LFL: Sodium Vapor | 2037 | CAPITAL | REPLACEMENT | food sales | USD/gigalumen_year | us | us | 308609667190.628
commercial lighting | Low-Bay LFL: Sodium Vapor | 2037 | CAPITAL | REPLACEMENT | food service | USD/gigalumen_year | us | us | 308609667190.628
commercial lighting | Low-Bay LFL: Sodium Vapor | 2037 | CAPITAL | REPLACEMENT | health | USD/gigalumen_year | us | us | 308609667190.628
commercial lighting | Low-Bay LFL: Sodium Vapor | 2037 | CAPITAL | REPLACEMENT | lodging | USD/gigalumen_year | us | us | 308609667190.628
commercial lighting | Low-Bay LFL: Sodium Vapor | 2037 | CAPITAL | REPLACEMENT | merc/service | USD/gigalumen_year | us | us | 308609667190.628
commercial lighting | Low-Bay LFL: Sodium Vapor | 2037 | CAPITAL | REPLACEMENT | office-large | USD/gigalumen_year | us | us | 308609667190.628
commercial lighting | Low-Bay LFL: Sodium Vapor | 2037 | CAPITAL | REPLACEMENT | office-small | USD/gigalumen_year | us | us | 308609667190.628
commercial lighting | Low-Bay LFL: Sodium Vapor | 2037 | CAPITAL | REPLACEMENT | other | USD/gigalumen_year | us | us | 308609667190.628
commercial lighting | Low-Bay LFL: Sodium Vapor | 2037 | CAPITAL | REPLACEMENT | warehouse | USD/gigalumen_year | us | us | 308609667190.628
commercial lighting | Low-Bay LFL: Sodium Vapor | 2037 | FIXED_OM | NEW | assembly | USD/gigalumen_year | us | us | 19083155246.283
commercial lighting | Low-Bay LFL: Sodium Vapor | 2037 | FIXED_OM | NEW | education | USD/gigalumen_year | us | us | 19083155246.283
commercial lighting | Low-Bay LFL: Sodium Vapor | 2037 | FIXED_OM | NEW | food sales | USD/gigalumen_year | us | us | 19083155246.283
commercial lighting | Low-Bay LFL: Sodium Vapor | 2037 | FIXED_OM | NEW | food service | USD/gigalumen_year | us | us | 19083155246.283
commercial lighting | Low-Bay LFL: Sodium Vapor | 2037 | FIXED_OM | NEW | health | USD/gigalumen_year | us | us | 19083155246.283
commercial lighting | Low-Bay LFL: Sodium Vapor | 2037 | FIXED_OM | NEW | lodging | USD/gigalumen_year | us | us | 19083155246.283
commercial lighting | Low-Bay LFL: Sodium Vapor | 2037 | FIXED_OM | NEW | merc/service | USD/gigalumen_year | us | us | 19083155246.283
commercial lighting | Low-Bay LFL: Sodium Vapor | 2037 | FIXED_OM | NEW | office-large | USD/gigalumen_year | us | us | 19083155246.283
commercial lighting | Low-Bay LFL: Sodium Vapor | 2037 | FIXED_OM | NEW | office-small | USD/gigalumen_year | us | us | 19083155246.283
commercial lighting | Low-Bay LFL: Sodium Vapor | 2037 | FIXED_OM | NEW | other | USD/gigalumen_year | us | us | 19083155246.283
commercial lighting | Low-Bay LFL: Sodium Vapor | 2037 | FIXED_OM | NEW | warehouse | USD/gigalumen_year | us | us | 19083155246.283
commercial lighting | Low-Bay LFL: Sodium Vapor | 2037 | FIXED_OM | REPLACEMENT | assembly | USD/gigalumen_year | us | us | 19083155246.283
commercial lighting | Low-Bay LFL: Sodium Vapor | 2037 | FIXED_OM | REPLACEMENT | education | USD/gigalumen_year | us | us | 19083155246.283
commercial lighting | Low-Bay LFL: Sodium Vapor | 2037 | FIXED_OM | REPLACEMENT | food sales | USD/gigalumen_year | us | us | 19083155246.283
commercial lighting | Low-Bay LFL: Sodium Vapor | 2037 | FIXED_OM | REPLACEMENT | food service | USD/gigalumen_year | us | us | 19083155246.283
commercial lighting | Low-Bay LFL: Sodium Vapor | 2037 | FIXED_OM | REPLACEMENT | health | USD/gigalumen_year | us | us | 19083155246.283
commercial lighting | Low-Bay LFL: Sodium Vapor | 2037 | FIXED_OM | REPLACEMENT | lodging | USD/gigalumen_year | us | us | 19083155246.283
commercial lighting | Low-Bay LFL: Sodium Vapor | 2037 | FIXED_OM | REPLACEMENT | merc/service | USD/gigalumen_year | us | us | 19083155246.283
commercial lighting | Low-Bay LFL: Sodium Vapor | 2037 | FIXED_OM | REPLACEMENT | office-large | USD/gigalumen_year | us | us | 19083155246.283
commercial lighting | Low-Bay LFL: Sodium Vapor | 2037 | FIXED_OM | REPLACEMENT | office-small | USD/gigalumen_year | us | us | 19083155246.283
commercial lighting | Low-Bay LFL: Sodium Vapor | 2037 | FIXED_OM | REPLACEMENT | other | USD/gigalumen_year | us | us | 19083155246.283
commercial lighting | Low-Bay LFL: Sodium Vapor | 2037 | FIXED_OM | REPLACEMENT | warehouse | USD/gigalumen_year | us | us | 19083155246.283
commercial lighting | Low-Bay LFL: Sodium Vapor | 2038 | CAPITAL | NEW | assembly | USD/gigalumen_year | us | us | 307623093433.435
commercial lighting | Low-Bay LFL: Sodium Vapor | 2038 | CAPITAL | NEW | education | USD/gigalumen_year | us | us | 307623093433.435
commercial lighting | Low-Bay LFL: Sodium Vapor | 2038 | CAPITAL | NEW | food sales | USD/gigalumen_year | us | us | 307623093433.435
commercial lighting | Low-Bay LFL: Sodium Vapor | 2038 | CAPITAL | NEW | food service | USD/gigalumen_year | us | us | 307623093433.435
commercial lighting | Low-Bay LFL: Sodium Vapor | 2038 | CAPITAL | NEW | health | USD/gigalumen_year | us | us | 307623093433.435
commercial lighting | Low-Bay LFL: Sodium Vapor | 2038 | CAPITAL | NEW | lodging | USD/gigalumen_year | us | us | 307623093433.435
commercial lighting | Low-Bay LFL: Sodium Vapor | 2038 | CAPITAL | NEW | merc/service | USD/gigalumen_year | us | us | 307623093433.435
commercial lighting | Low-Bay LFL: Sodium Vapor | 2038 | CAPITAL | NEW | office-large | USD/gigalumen_year | us | us | 307623093433.435
commercial lighting | Low-Bay LFL: Sodium Vapor | 2038 | CAPITAL | NEW | office-small | USD/gigalumen_year | us | us | 307623093433.435
commercial lighting | Low-Bay LFL: Sodium Vapor | 2038 | CAPITAL | NEW | other | USD/gigalumen_year | us | us | 307623093433.435
commercial lighting | Low-Bay LFL: Sodium Vapor | 2038 | CAPITAL | NEW | warehouse | USD/gigalumen_year | us | us | 307623093433.435
commercial lighting | Low-Bay LFL: Sodium Vapor | 2038 | CAPITAL | REPLACEMENT | assembly | USD/gigalumen_year | us | us | 307623093433.435
commercial lighting | Low-Bay LFL: Sodium Vapor | 2038 | CAPITAL | REPLACEMENT | education | USD/gigalumen_year | us | us | 307623093433.435
commercial lighting | Low-Bay LFL: Sodium Vapor | 2038 | CAPITAL | REPLACEMENT | food sales | USD/gigalumen_year | us | us | 307623093433.435
commercial lighting | Low-Bay LFL: Sodium Vapor | 2038 | CAPITAL | REPLACEMENT | food service | USD/gigalumen_year | us | us | 307623093433.435
commercial lighting | Low-Bay LFL: Sodium Vapor | 2038 | CAPITAL | REPLACEMENT | health | USD/gigalumen_year | us | us | 307623093433.435
commercial lighting | Low-Bay LFL: Sodium Vapor | 2038 | CAPITAL | REPLACEMENT | lodging | USD/gigalumen_year | us | us | 307623093433.435
commercial lighting | Low-Bay LFL: Sodium Vapor | 2038 | CAPITAL | REPLACEMENT | merc/service | USD/gigalumen_year | us | us | 307623093433.435
commercial lighting | Low-Bay LFL: Sodium Vapor | 2038 | CAPITAL | REPLACEMENT | office-large | USD/gigalumen_year | us | us | 307623093433.435
commercial lighting | Low-Bay LFL: Sodium Vapor | 2038 | CAPITAL | REPLACEMENT | office-small | USD/gigalumen_year | us | us | 307623093433.435
commercial lighting | Low-Bay LFL: Sodium Vapor | 2038 | CAPITAL | REPLACEMENT | other | USD/gigalumen_year | us | us | 307623093433.435
commercial lighting | Low-Bay LFL: Sodium Vapor | 2038 | CAPITAL | REPLACEMENT | warehouse | USD/gigalumen_year | us | us | 307623093433.435
commercial lighting | Low-Bay LFL: Sodium Vapor | 2038 | FIXED_OM | NEW | assembly | USD/gigalumen_year | us | us | 18923424257.0231
commercial lighting | Low-Bay LFL: Sodium Vapor | 2038 | FIXED_OM | NEW | education | USD/gigalumen_year | us | us | 18923424257.0231
commercial lighting | Low-Bay LFL: Sodium Vapor | 2038 | FIXED_OM | NEW | food sales | USD/gigalumen_year | us | us | 18923424257.0231
commercial lighting | Low-Bay LFL: Sodium Vapor | 2038 | FIXED_OM | NEW | food service | USD/gigalumen_year | us | us | 18923424257.0231
commercial lighting | Low-Bay LFL: Sodium Vapor | 2038 | FIXED_OM | NEW | health | USD/gigalumen_year | us | us | 18923424257.0231
commercial lighting | Low-Bay LFL: Sodium Vapor | 2038 | FIXED_OM | NEW | lodging | USD/gigalumen_year | us | us | 18923424257.0231
commercial lighting | Low-Bay LFL: Sodium Vapor | 2038 | FIXED_OM | NEW | merc/service | USD/gigalumen_year | us | us | 18923424257.0231
commercial lighting | Low-Bay LFL: Sodium Vapor | 2038 | FIXED_OM | NEW | office-large | USD/gigalumen_year | us | us | 18923424257.0231
commercial lighting | Low-Bay LFL: Sodium Vapor | 2038 | FIXED_OM | NEW | office-small | USD/gigalumen_year | us | us | 18923424257.0231
commercial lighting | Low-Bay LFL: Sodium Vapor | 2038 | FIXED_OM | NEW | other | USD/gigalumen_year | us | us | 18923424257.0231
commercial lighting | Low-Bay LFL: Sodium Vapor | 2038 | FIXED_OM | NEW | warehouse | USD/gigalumen_year | us | us | 18923424257.0231
commercial lighting | Low-Bay LFL: Sodium Vapor | 2038 | FIXED_OM | REPLACEMENT | assembly | USD/gigalumen_year | us | us | 18923424257.0231
commercial lighting | Low-Bay LFL: Sodium Vapor | 2038 | FIXED_OM | REPLACEMENT | education | USD/gigalumen_year | us | us | 18923424257.0231
commercial lighting | Low-Bay LFL: Sodium Vapor | 2038 | FIXED_OM | REPLACEMENT | food sales | USD/gigalumen_year | us | us | 18923424257.0231
commercial lighting | Low-Bay LFL: Sodium Vapor | 2038 | FIXED_OM | REPLACEMENT | food service | USD/gigalumen_year | us | us | 18923424257.0231
commercial lighting | Low-Bay LFL: Sodium Vapor | 2038 | FIXED_OM | REPLACEMENT | health | USD/gigalumen_year | us | us | 18923424257.0231
commercial lighting | Low-Bay LFL: Sodium Vapor | 2038 | FIXED_OM | REPLACEMENT | lodging | USD/gigalumen_year | us | us | 18923424257.0231
commercial lighting | Low-Bay LFL: Sodium Vapor | 2038 | FIXED_OM | REPLACEMENT | merc/service | USD/gigalumen_year | us | us | 18923424257.0231
commercial lighting | Low-Bay LFL: Sodium Vapor | 2038 | FIXED_OM | REPLACEMENT | office-large | USD/gigalumen_year | us | us | 18923424257.0231
commercial lighting | Low-Bay LFL: Sodium Vapor | 2038 | FIXED_OM | REPLACEMENT | office-small | USD/gigalumen_year | us | us | 18923424257.0231
commercial lighting | Low-Bay LFL: Sodium Vapor | 2038 | FIXED_OM | REPLACEMENT | other | USD/gigalumen_year | us | us | 18923424257.0231
commercial lighting | Low-Bay LFL: Sodium Vapor | 2038 | FIXED_OM | REPLACEMENT | warehouse | USD/gigalumen_year | us | us | 18923424257.0231
commercial lighting | Low-Bay LFL: Sodium Vapor | 2039 | CAPITAL | NEW | assembly | USD/gigalumen_year | us | us | 306636519676.242
commercial lighting | Low-Bay LFL: Sodium Vapor | 2039 | CAPITAL | NEW | education | USD/gigalumen_year | us | us | 306636519676.242
commercial lighting | Low-Bay LFL: Sodium Vapor | 2039 | CAPITAL | NEW | food sales | USD/gigalumen_year | us | us | 306636519676.242
commercial lighting | Low-Bay LFL: Sodium Vapor | 2039 | CAPITAL | NEW | food service | USD/gigalumen_year | us | us | 306636519676.242
commercial lighting | Low-Bay LFL: Sodium Vapor | 2039 | CAPITAL | NEW | health | USD/gigalumen_year | us | us | 306636519676.242
commercial lighting | Low-Bay LFL: Sodium Vapor | 2039 | CAPITAL | NEW | lodging | USD/gigalumen_year | us | us | 306636519676.242
commercial lighting | Low-Bay LFL: Sodium Vapor | 2039 | CAPITAL | NEW | merc/service | USD/gigalumen_year | us | us | 306636519676.242
commercial lighting | Low-Bay LFL: Sodium Vapor | 2039 | CAPITAL | NEW | office-large | USD/gigalumen_year | us | us | 306636519676.242
commercial lighting | Low-Bay LFL: Sodium Vapor | 2039 | CAPITAL | NEW | office-small | USD/gigalumen_year | us | us | 306636519676.242
commercial lighting | Low-Bay LFL: Sodium Vapor | 2039 | CAPITAL | NEW | other | USD/gigalumen_year | us | us | 306636519676.242
commercial lighting | Low-Bay LFL: Sodium Vapor | 2039 | CAPITAL | NEW | warehouse | USD/gigalumen_year | us | us | 306636519676.242
commercial lighting | Low-Bay LFL: Sodium Vapor | 2039 | CAPITAL | REPLACEMENT | assembly | USD/gigalumen_year | us | us | 306636519676.242
commercial lighting | Low-Bay LFL: Sodium Vapor | 2039 | CAPITAL | REPLACEMENT | education | USD/gigalumen_year | us | us | 306636519676.242
commercial lighting | Low-Bay LFL: Sodium Vapor | 2039 | CAPITAL | REPLACEMENT | food sales | USD/gigalumen_year | us | us | 306636519676.242
commercial lighting | Low-Bay LFL: Sodium Vapor | 2039 | CAPITAL | REPLACEMENT | food service | USD/gigalumen_year | us | us | 306636519676.242
commercial lighting | Low-Bay LFL: Sodium Vapor | 2039 | CAPITAL | REPLACEMENT | health | USD/gigalumen_year | us | us | 306636519676.242
commercial lighting | Low-Bay LFL: Sodium Vapor | 2039 | CAPITAL | REPLACEMENT | lodging | USD/gigalumen_year | us | us | 306636519676.242
commercial lighting | Low-Bay LFL: Sodium Vapor | 2039 | CAPITAL | REPLACEMENT | merc/service | USD/gigalumen_year | us | us | 306636519676.242
commercial lighting | Low-Bay LFL: Sodium Vapor | 2039 | CAPITAL | REPLACEMENT | office-large | USD/gigalumen_year | us | us | 306636519676.242
commercial lighting | Low-Bay LFL: Sodium Vapor | 2039 | CAPITAL | REPLACEMENT | office-small | USD/gigalumen_year | us | us | 306636519676.242
commercial lighting | Low-Bay LFL: Sodium Vapor | 2039 | CAPITAL | REPLACEMENT | other | USD/gigalumen_year | us | us | 306636519676.242
commercial lighting | Low-Bay LFL: Sodium Vapor | 2039 | CAPITAL | REPLACEMENT | warehouse | USD/gigalumen_year | us | us | 306636519676.242
commercial lighting | Low-Bay LFL: Sodium Vapor | 2039 | FIXED_OM | NEW | assembly | USD/gigalumen_year | us | us | 18763693267.7632
commercial lighting | Low-Bay LFL: Sodium Vapor | 2039 | FIXED_OM | NEW | education | USD/gigalumen_year | us | us | 18763693267.7632
commercial lighting | Low-Bay LFL: Sodium Vapor | 2039 | FIXED_OM | NEW | food sales | USD/gigalumen_year | us | us | 18763693267.7632
commercial lighting | Low-Bay LFL: Sodium Vapor | 2039 | FIXED_OM | NEW | food service | USD/gigalumen_year | us | us | 18763693267.7632
commercial lighting | Low-Bay LFL: Sodium Vapor | 2039 | FIXED_OM | NEW | health | USD/gigalumen_year | us | us | 18763693267.7632
commercial lighting | Low-Bay LFL: Sodium Vapor | 2039 | FIXED_OM | NEW | lodging | USD/gigalumen_year | us | us | 18763693267.7632
commercial lighting | Low-Bay LFL: Sodium Vapor | 2039 | FIXED_OM | NEW | merc/service | USD/gigalumen_year | us | us | 18763693267.7632
commercial lighting | Low-Bay LFL: Sodium Vapor | 2039 | FIXED_OM | NEW | office-large | USD/gigalumen_year | us | us | 18763693267.7632
commercial lighting | Low-Bay LFL: Sodium Vapor | 2039 | FIXED_OM | NEW | office-small | USD/gigalumen_year | us | us | 18763693267.7632
commercial lighting | Low-Bay LFL: Sodium Vapor | 2039 | FIXED_OM | NEW | other | USD/gigalumen_year | us | us | 18763693267.7632
commercial lighting | Low-Bay LFL: Sodium Vapor | 2039 | FIXED_OM | NEW | warehouse | USD/gigalumen_year | us | us | 18763693267.7632
commercial lighting | Low-Bay LFL: Sodium Vapor | 2039 | FIXED_OM | REPLACEMENT | assembly | USD/gigalumen_year | us | us | 18763693267.7632
commercial lighting | Low-Bay LFL: Sodium Vapor | 2039 | FIXED_OM | REPLACEMENT | education | USD/gigalumen_year | us | us | 18763693267.7632
commercial lighting | Low-Bay LFL: Sodium Vapor | 2039 | FIXED_OM | REPLACEMENT | food sales | USD/gigalumen_year | us | us | 18763693267.7632
commercial lighting | Low-Bay LFL: Sodium Vapor | 2039 | FIXED_OM | REPLACEMENT | food service | USD/gigalumen_year | us | us | 18763693267.7632
commercial lighting | Low-Bay LFL: Sodium Vapor | 2039 | FIXED_OM | REPLACEMENT | health | USD/gigalumen_year | us | us | 18763693267.7632
commercial lighting | Low-Bay LFL: Sodium Vapor | 2039 | FIXED_OM | REPLACEMENT | lodging | USD/gigalumen_year | us | us | 18763693267.7632
commercial lighting | Low-Bay LFL: Sodium Vapor | 2039 | FIXED_OM | REPLACEMENT | merc/service | USD/gigalumen_year | us | us | 18763693267.7632
commercial lighting | Low-Bay LFL: Sodium Vapor | 2039 | FIXED_OM | REPLACEMENT | office-large | USD/gigalumen_year | us | us | 18763693267.7632
commercial lighting | Low-Bay LFL: Sodium Vapor | 2039 | FIXED_OM | REPLACEMENT | office-small | USD/gigalumen_year | us | us | 18763693267.7632
commercial lighting | Low-Bay LFL: Sodium Vapor | 2039 | FIXED_OM | REPLACEMENT | other | USD/gigalumen_year | us | us | 18763693267.7632
commercial lighting | Low-Bay LFL: Sodium Vapor | 2039 | FIXED_OM | REPLACEMENT | warehouse | USD/gigalumen_year | us | us | 18763693267.7632
commercial lighting | Low-Bay LFL: Sodium Vapor | 2040 | CAPITAL | NEW | assembly | USD/gigalumen_year | us | us | 305649945919.048
commercial lighting | Low-Bay LFL: Sodium Vapor | 2040 | CAPITAL | NEW | education | USD/gigalumen_year | us | us | 305649945919.048
commercial lighting | Low-Bay LFL: Sodium Vapor | 2040 | CAPITAL | NEW | food sales | USD/gigalumen_year | us | us | 305649945919.048
commercial lighting | Low-Bay LFL: Sodium Vapor | 2040 | CAPITAL | NEW | food service | USD/gigalumen_year | us | us | 305649945919.048
commercial lighting | Low-Bay LFL: Sodium Vapor | 2040 | CAPITAL | NEW | health | USD/gigalumen_year | us | us | 305649945919.048
commercial lighting | Low-Bay LFL: Sodium Vapor | 2040 | CAPITAL | NEW | lodging | USD/gigalumen_year | us | us | 305649945919.048
commercial lighting | Low-Bay LFL: Sodium Vapor | 2040 | CAPITAL | NEW | merc/service | USD/gigalumen_year | us | us | 305649945919.048
commercial lighting | Low-Bay LFL: Sodium Vapor | 2040 | CAPITAL | NEW | office-large | USD/gigalumen_year | us | us | 305649945919.048
commercial lighting | Low-Bay LFL: Sodium Vapor | 2040 | CAPITAL | NEW | office-small | USD/gigalumen_year | us | us | 305649945919.048
commercial lighting | Low-Bay LFL: Sodium Vapor | 2040 | CAPITAL | NEW | other | USD/gigalumen_year | us | us | 305649945919.048
commercial lighting | Low-Bay LFL: Sodium Vapor | 2040 | CAPITAL | NEW | warehouse | USD/gigalumen_year | us | us | 305649945919.048
commercial lighting | Low-Bay LFL: Sodium Vapor | 2040 | CAPITAL | REPLACEMENT | assembly | USD/gigalumen_year | us | us | 305649945919.048
commercial lighting | Low-Bay LFL: Sodium Vapor | 2040 | CAPITAL | REPLACEMENT | education | USD/gigalumen_year | us | us | 305649945919.048
commercial lighting | Low-Bay LFL: Sodium Vapor | 2040 | CAPITAL | REPLACEMENT | food sales | USD/gigalumen_year | us | us | 305649945919.048
commercial lighting | Low-Bay LFL: Sodium Vapor | 2040 | CAPITAL | REPLACEMENT | food service | USD/gigalumen_year | us | us | 305649945919.048
commercial lighting | Low-Bay LFL: Sodium Vapor | 2040 | CAPITAL | REPLACEMENT | health | USD/gigalumen_year | us | us | 305649945919.048
commercial lighting | Low-Bay LFL: Sodium Vapor | 2040 | CAPITAL | REPLACEMENT | lodging | USD/gigalumen_year | us | us | 305649945919.048
commercial lighting | Low-Bay LFL: Sodium Vapor | 2040 | CAPITAL | REPLACEMENT | merc/service | USD/gigalumen_year | us | us | 305649945919.048
commercial lighting | Low-Bay LFL: Sodium Vapor | 2040 | CAPITAL | REPLACEMENT | office-large | USD/gigalumen_year | us | us | 305649945919.048
commercial lighting | Low-Bay LFL: Sodium Vapor | 2040 | CAPITAL | REPLACEMENT | office-small | USD/gigalumen_year | us | us | 305649945919.048
commercial lighting | Low-Bay LFL: Sodium Vapor | 2040 | CAPITAL | REPLACEMENT | other | USD/gigalumen_year | us | us | 305649945919.048
commercial lighting | Low-Bay LFL: Sodium Vapor | 2040 | CAPITAL | REPLACEMENT | warehouse | USD/gigalumen_year | us | us | 305649945919.048
commercial lighting | Low-Bay LFL: Sodium Vapor | 2040 | FIXED_OM | NEW | assembly | USD/gigalumen_year | us | us | 18603962278.5034
commercial lighting | Low-Bay LFL: Sodium Vapor | 2040 | FIXED_OM | NEW | education | USD/gigalumen_year | us | us | 18603962278.5034
commercial lighting | Low-Bay LFL: Sodium Vapor | 2040 | FIXED_OM | NEW | food sales | USD/gigalumen_year | us | us | 18603962278.5034
commercial lighting | Low-Bay LFL: Sodium Vapor | 2040 | FIXED_OM | NEW | food service | USD/gigalumen_year | us | us | 18603962278.5034
commercial lighting | Low-Bay LFL: Sodium Vapor | 2040 | FIXED_OM | NEW | health | USD/gigalumen_year | us | us | 18603962278.5034
commercial lighting | Low-Bay LFL: Sodium Vapor | 2040 | FIXED_OM | NEW | lodging | USD/gigalumen_year | us | us | 18603962278.5034
commercial lighting | Low-Bay LFL: Sodium Vapor | 2040 | FIXED_OM | NEW | merc/service | USD/gigalumen_year | us | us | 18603962278.5034
commercial lighting | Low-Bay LFL: Sodium Vapor | 2040 | FIXED_OM | NEW | office-large | USD/gigalumen_year | us | us | 18603962278.5034
commercial lighting | Low-Bay LFL: Sodium Vapor | 2040 | FIXED_OM | NEW | office-small | USD/gigalumen_year | us | us | 18603962278.5034
commercial lighting | Low-Bay LFL: Sodium Vapor | 2040 | FIXED_OM | NEW | other | USD/gigalumen_year | us | us | 18603962278.5034
commercial lighting | Low-Bay LFL: Sodium Vapor | 2040 | FIXED_OM | NEW | warehouse | USD/gigalumen_year | us | us | 18603962278.5034
commercial lighting | Low-Bay LFL: Sodium Vapor | 2040 | FIXED_OM | REPLACEMENT | assembly | USD/gigalumen_year | us | us | 18603962278.5034
commercial lighting | Low-Bay LFL: Sodium Vapor | 2040 | FIXED_OM | REPLACEMENT | education | USD/gigalumen_year | us | us | 18603962278.5034
commercial lighting | Low-Bay LFL: Sodium Vapor | 2040 | FIXED_OM | REPLACEMENT | food sales | USD/gigalumen_year | us | us | 18603962278.5034
commercial lighting | Low-Bay LFL: Sodium Vapor | 2040 | FIXED_OM | REPLACEMENT | food service | USD/gigalumen_year | us | us | 18603962278.5034
commercial lighting | Low-Bay LFL: Sodium Vapor | 2040 | FIXED_OM | REPLACEMENT | health | USD/gigalumen_year | us | us | 18603962278.5034
commercial lighting | Low-Bay LFL: Sodium Vapor | 2040 | FIXED_OM | REPLACEMENT | lodging | USD/gigalumen_year | us | us | 18603962278.5034
commercial lighting | Low-Bay LFL: Sodium Vapor | 2040 | FIXED_OM | REPLACEMENT | merc/service | USD/gigalumen_year | us | us | 18603962278.5034
commercial lighting | Low-Bay LFL: Sodium Vapor | 2040 | FIXED_OM | REPLACEMENT | office-large | USD/gigalumen_year | us | us | 18603962278.5034
commercial lighting | Low-Bay LFL: Sodium Vapor | 2040 | FIXED_OM | REPLACEMENT | office-small | USD/gigalumen_year | us | us | 18603962278.5034
commercial lighting | Low-Bay LFL: Sodium Vapor | 2040 | FIXED_OM | REPLACEMENT | other | USD/gigalumen_year | us | us | 18603962278.5034
commercial lighting | Low-Bay LFL: Sodium Vapor | 2040 | FIXED_OM | REPLACEMENT | warehouse | USD/gigalumen_year | us | us | 18603962278.5034
commercial lighting | Low-Bay LFL: Sodium Vapor | 2041 | CAPITAL | NEW | assembly | USD/gigalumen_year | us | us | 305649945919.048
commercial lighting | Low-Bay LFL: Sodium Vapor | 2041 | CAPITAL | NEW | education | USD/gigalumen_year | us | us | 305649945919.048
commercial lighting | Low-Bay LFL: Sodium Vapor | 2041 | CAPITAL | NEW | food sales | USD/gigalumen_year | us | us | 305649945919.048
commercial lighting | Low-Bay LFL: Sodium Vapor | 2041 | CAPITAL | NEW | food service | USD/gigalumen_year | us | us | 305649945919.048
commercial lighting | Low-Bay LFL: Sodium Vapor | 2041 | CAPITAL | NEW | health | USD/gigalumen_year | us | us | 305649945919.048
commercial lighting | Low-Bay LFL: Sodium Vapor | 2041 | CAPITAL | NEW | lodging | USD/gigalumen_year | us | us | 305649945919.048
commercial lighting | Low-Bay LFL: Sodium Vapor | 2041 | CAPITAL | NEW | merc/service | USD/gigalumen_year | us | us | 305649945919.048
commercial lighting | Low-Bay LFL: Sodium Vapor | 2041 | CAPITAL | NEW | office-large | USD/gigalumen_year | us | us | 305649945919.048
commercial lighting | Low-Bay LFL: Sodium Vapor | 2041 | CAPITAL | NEW | office-small | USD/gigalumen_year | us | us | 305649945919.048
commercial lighting | Low-Bay LFL: Sodium Vapor | 2041 | CAPITAL | NEW | other | USD/gigalumen_year | us | us | 305649945919.048
commercial lighting | Low-Bay LFL: Sodium Vapor | 2041 | CAPITAL | NEW | warehouse | USD/gigalumen_year | us | us | 305649945919.048
commercial lighting | Low-Bay LFL: Sodium Vapor | 2041 | CAPITAL | REPLACEMENT | assembly | USD/gigalumen_year | us | us | 305649945919.048
commercial lighting | Low-Bay LFL: Sodium Vapor | 2041 | CAPITAL | REPLACEMENT | education | USD/gigalumen_year | us | us | 305649945919.048
commercial lighting | Low-Bay LFL: Sodium Vapor | 2041 | CAPITAL | REPLACEMENT | food sales | USD/gigalumen_year | us | us | 305649945919.048
commercial lighting | Low-Bay LFL: Sodium Vapor | 2041 | CAPITAL | REPLACEMENT | food service | USD/gigalumen_year | us | us | 305649945919.048
commercial lighting | Low-Bay LFL: Sodium Vapor | 2041 | CAPITAL | REPLACEMENT | health | USD/gigalumen_year | us | us | 305649945919.048
commercial lighting | Low-Bay LFL: Sodium Vapor | 2041 | CAPITAL | REPLACEMENT | lodging | USD/gigalumen_year | us | us | 305649945919.048
commercial lighting | Low-Bay LFL: Sodium Vapor | 2041 | CAPITAL | REPLACEMENT | merc/service | USD/gigalumen_year | us | us | 305649945919.048
commercial lighting | Low-Bay LFL: Sodium Vapor | 2041 | CAPITAL | REPLACEMENT | office-large | USD/gigalumen_year | us | us | 305649945919.048
commercial lighting | Low-Bay LFL: Sodium Vapor | 2041 | CAPITAL | REPLACEMENT | office-small | USD/gigalumen_year | us | us | 305649945919.048
commercial lighting | Low-Bay LFL: Sodium Vapor | 2041 | CAPITAL | REPLACEMENT | other | USD/gigalumen_year | us | us | 305649945919.048
commercial lighting | Low-Bay LFL: Sodium Vapor | 2041 | CAPITAL | REPLACEMENT | warehouse | USD/gigalumen_year | us | us | 305649945919.048
commercial lighting | Low-Bay LFL: Sodium Vapor | 2041 | FIXED_OM | NEW | assembly | USD/gigalumen_year | us | us | 18603962278.5034
commercial lighting | Low-Bay LFL: Sodium Vapor | 2041 | FIXED_OM | NEW | education | USD/gigalumen_year | us | us | 18603962278.5034
commercial lighting | Low-Bay LFL: Sodium Vapor | 2041 | FIXED_OM | NEW | food sales | USD/gigalumen_year | us | us | 18603962278.5034
commercial lighting | Low-Bay LFL: Sodium Vapor | 2041 | FIXED_OM | NEW | food service | USD/gigalumen_year | us | us | 18603962278.5034
commercial lighting | Low-Bay LFL: Sodium Vapor | 2041 | FIXED_OM | NEW | health | USD/gigalumen_year | us | us | 18603962278.5034
commercial lighting | Low-Bay LFL: Sodium Vapor | 2041 | FIXED_OM | NEW | lodging | USD/gigalumen_year | us | us | 18603962278.5034
commercial lighting | Low-Bay LFL: Sodium Vapor | 2041 | FIXED_OM | NEW | merc/service | USD/gigalumen_year | us | us | 18603962278.5034
commercial lighting | Low-Bay LFL: Sodium Vapor | 2041 | FIXED_OM | NEW | office-large | USD/gigalumen_year | us | us | 18603962278.5034
commercial lighting | Low-Bay LFL: Sodium Vapor | 2041 | FIXED_OM | NEW | office-small | USD/gigalumen_year | us | us | 18603962278.5034
commercial lighting | Low-Bay LFL: Sodium Vapor | 2041 | FIXED_OM | NEW | other | USD/gigalumen_year | us | us | 18603962278.5034
commercial lighting | Low-Bay LFL: Sodium Vapor | 2041 | FIXED_OM | NEW | warehouse | USD/gigalumen_year | us | us | 18603962278.5034
commercial lighting | Low-Bay LFL: Sodium Vapor | 2041 | FIXED_OM | REPLACEMENT | assembly | USD/gigalumen_year | us | us | 18603962278.5034
commercial lighting | Low-Bay LFL: Sodium Vapor | 2041 | FIXED_OM | REPLACEMENT | education | USD/gigalumen_year | us | us | 18603962278.5034
commercial lighting | Low-Bay LFL: Sodium Vapor | 2041 | FIXED_OM | REPLACEMENT | food sales | USD/gigalumen_year | us | us | 18603962278.5034
commercial lighting | Low-Bay LFL: Sodium Vapor | 2041 | FIXED_OM | REPLACEMENT | food service | USD/gigalumen_year | us | us | 18603962278.5034
commercial lighting | Low-Bay LFL: Sodium Vapor | 2041 | FIXED_OM | REPLACEMENT | health | USD/gigalumen_year | us | us | 18603962278.5034
commercial lighting | Low-Bay LFL: Sodium Vapor | 2041 | FIXED_OM | REPLACEMENT | lodging | USD/gigalumen_year | us | us | 18603962278.5034
commercial lighting | Low-Bay LFL: Sodium Vapor | 2041 | FIXED_OM | REPLACEMENT | merc/service | USD/gigalumen_year | us | us | 18603962278.5034
commercial lighting | Low-Bay LFL: Sodium Vapor | 2041 | FIXED_OM | REPLACEMENT | office-large | USD/gigalumen_year | us | us | 18603962278.5034
commercial lighting | Low-Bay LFL: Sodium Vapor | 2041 | FIXED_OM | REPLACEMENT | office-small | USD/gigalumen_year | us | us | 18603962278.5034
commercial lighting | Low-Bay LFL: Sodium Vapor | 2041 | FIXED_OM | REPLACEMENT | other | USD/gigalumen_year | us | us | 18603962278.5034
commercial lighting | Low-Bay LFL: Sodium Vapor | 2041 | FIXED_OM | REPLACEMENT | warehouse | USD/gigalumen_year | us | us | 18603962278.5034
commercial lighting | Low-Bay LFL: Sodium Vapor | 2042 | CAPITAL | NEW | assembly | USD/gigalumen_year | us | us | 305649945919.048
commercial lighting | Low-Bay LFL: Sodium Vapor | 2042 | CAPITAL | NEW | education | USD/gigalumen_year | us | us | 305649945919.048
commercial lighting | Low-Bay LFL: Sodium Vapor | 2042 | CAPITAL | NEW | food sales | USD/gigalumen_year | us | us | 305649945919.048
commercial lighting | Low-Bay LFL: Sodium Vapor | 2042 | CAPITAL | NEW | food service | USD/gigalumen_year | us | us | 305649945919.048
commercial lighting | Low-Bay LFL: Sodium Vapor | 2042 | CAPITAL | NEW | health | USD/gigalumen_year | us | us | 305649945919.048
commercial lighting | Low-Bay LFL: Sodium Vapor | 2042 | CAPITAL | NEW | lodging | USD/gigalumen_year | us | us | 305649945919.048
commercial lighting | Low-Bay LFL: Sodium Vapor | 2042 | CAPITAL | NEW | merc/service | USD/gigalumen_year | us | us | 305649945919.048
commercial lighting | Low-Bay LFL: Sodium Vapor | 2042 | CAPITAL | NEW | office-large | USD/gigalumen_year | us | us | 305649945919.048
commercial lighting | Low-Bay LFL: Sodium Vapor | 2042 | CAPITAL | NEW | office-small | USD/gigalumen_year | us | us | 305649945919.048
commercial lighting | Low-Bay LFL: Sodium Vapor | 2042 | CAPITAL | NEW | other | USD/gigalumen_year | us | us | 305649945919.048
commercial lighting | Low-Bay LFL: Sodium Vapor | 2042 | CAPITAL | NEW | warehouse | USD/gigalumen_year | us | us | 305649945919.048
commercial lighting | Low-Bay LFL: Sodium Vapor | 2042 | CAPITAL | REPLACEMENT | assembly | USD/gigalumen_year | us | us | 305649945919.048
commercial lighting | Low-Bay LFL: Sodium Vapor | 2042 | CAPITAL | REPLACEMENT | education | USD/gigalumen_year | us | us | 305649945919.048
commercial lighting | Low-Bay LFL: Sodium Vapor | 2042 | CAPITAL | REPLACEMENT | food sales | USD/gigalumen_year | us | us | 305649945919.048
commercial lighting | Low-Bay LFL: Sodium Vapor | 2042 | CAPITAL | REPLACEMENT | food service | USD/gigalumen_year | us | us | 305649945919.048
commercial lighting | Low-Bay LFL: Sodium Vapor | 2042 | CAPITAL | REPLACEMENT | health | USD/gigalumen_year | us | us | 305649945919.048
commercial lighting | Low-Bay LFL: Sodium Vapor | 2042 | CAPITAL | REPLACEMENT | lodging | USD/gigalumen_year | us | us | 305649945919.048
commercial lighting | Low-Bay LFL: Sodium Vapor | 2042 | CAPITAL | REPLACEMENT | merc/service | USD/gigalumen_year | us | us | 305649945919.048
commercial lighting | Low-Bay LFL: Sodium Vapor | 2042 | CAPITAL | REPLACEMENT | office-large | USD/gigalumen_year | us | us | 305649945919.048
commercial lighting | Low-Bay LFL: Sodium Vapor | 2042 | CAPITAL | REPLACEMENT | office-small | USD/gigalumen_year | us | us | 305649945919.048
commercial lighting | Low-Bay LFL: Sodium Vapor | 2042 | CAPITAL | REPLACEMENT | other | USD/gigalumen_year | us | us | 305649945919.048
commercial lighting | Low-Bay LFL: Sodium Vapor | 2042 | CAPITAL | REPLACEMENT | warehouse | USD/gigalumen_year | us | us | 305649945919.048
commercial lighting | Low-Bay LFL: Sodium Vapor | 2042 | FIXED_OM | NEW | assembly | USD/gigalumen_year | us | us | 18603962278.5034
commercial lighting | Low-Bay LFL: Sodium Vapor | 2042 | FIXED_OM | NEW | education | USD/gigalumen_year | us | us | 18603962278.5034
commercial lighting | Low-Bay LFL: Sodium Vapor | 2042 | FIXED_OM | NEW | food sales | USD/gigalumen_year | us | us | 18603962278.5034
commercial lighting | Low-Bay LFL: Sodium Vapor | 2042 | FIXED_OM | NEW | food service | USD/gigalumen_year | us | us | 18603962278.5034
commercial lighting | Low-Bay LFL: Sodium Vapor | 2042 | FIXED_OM | NEW | health | USD/gigalumen_year | us | us | 18603962278.5034
commercial lighting | Low-Bay LFL: Sodium Vapor | 2042 | FIXED_OM | NEW | lodging | USD/gigalumen_year | us | us | 18603962278.5034
commercial lighting | Low-Bay LFL: Sodium Vapor | 2042 | FIXED_OM | NEW | merc/service | USD/gigalumen_year | us | us | 18603962278.5034
commercial lighting | Low-Bay LFL: Sodium Vapor | 2042 | FIXED_OM | NEW | office-large | USD/gigalumen_year | us | us | 18603962278.5034
commercial lighting | Low-Bay LFL: Sodium Vapor | 2042 | FIXED_OM | NEW | office-small | USD/gigalumen_year | us | us | 18603962278.5034
commercial lighting | Low-Bay LFL: Sodium Vapor | 2042 | FIXED_OM | NEW | other | USD/gigalumen_year | us | us | 18603962278.5034
commercial lighting | Low-Bay LFL: Sodium Vapor | 2042 | FIXED_OM | NEW | warehouse | USD/gigalumen_year | us | us | 18603962278.5034
commercial lighting | Low-Bay LFL: Sodium Vapor | 2042 | FIXED_OM | REPLACEMENT | assembly | USD/gigalumen_year | us | us | 18603962278.5034
commercial lighting | Low-Bay LFL: Sodium Vapor | 2042 | FIXED_OM | REPLACEMENT | education | USD/gigalumen_year | us | us | 18603962278.5034
commercial lighting | Low-Bay LFL: Sodium Vapor | 2042 | FIXED_OM | REPLACEMENT | food sales | USD/gigalumen_year | us | us | 18603962278.5034
commercial lighting | Low-Bay LFL: Sodium Vapor | 2042 | FIXED_OM | REPLACEMENT | food service | USD/gigalumen_year | us | us | 18603962278.5034
commercial lighting | Low-Bay LFL: Sodium Vapor | 2042 | FIXED_OM | REPLACEMENT | health | USD/gigalumen_year | us | us | 18603962278.5034
commercial lighting | Low-Bay LFL: Sodium Vapor | 2042 | FIXED_OM | REPLACEMENT | lodging | USD/gigalumen_year | us | us | 18603962278.5034
commercial lighting | Low-Bay LFL: Sodium Vapor | 2042 | FIXED_OM | REPLACEMENT | merc/service | USD/gigalumen_year | us | us | 18603962278.5034
commercial lighting | Low-Bay LFL: Sodium Vapor | 2042 | FIXED_OM | REPLACEMENT | office-large | USD/gigalumen_year | us | us | 18603962278.5034
commercial lighting | Low-Bay LFL: Sodium Vapor | 2042 | FIXED_OM | REPLACEMENT | office-small | USD/gigalumen_year | us | us | 18603962278.5034
commercial lighting | Low-Bay LFL: Sodium Vapor | 2042 | FIXED_OM | REPLACEMENT | other | USD/gigalumen_year | us | us | 18603962278.5034
commercial lighting | Low-Bay LFL: Sodium Vapor | 2042 | FIXED_OM | REPLACEMENT | warehouse | USD/gigalumen_year | us | us | 18603962278.5034
commercial lighting | Low-Bay LFL: Sodium Vapor | 2043 | CAPITAL | NEW | assembly | USD/gigalumen_year | us | us | 305649945919.048
commercial lighting | Low-Bay LFL: Sodium Vapor | 2043 | CAPITAL | NEW | education | USD/gigalumen_year | us | us | 305649945919.048
commercial lighting | Low-Bay LFL: Sodium Vapor | 2043 | CAPITAL | NEW | food sales | USD/gigalumen_year | us | us | 305649945919.048
commercial lighting | Low-Bay LFL: Sodium Vapor | 2043 | CAPITAL | NEW | food service | USD/gigalumen_year | us | us | 305649945919.048
commercial lighting | Low-Bay LFL: Sodium Vapor | 2043 | CAPITAL | NEW | health | USD/gigalumen_year | us | us | 305649945919.048
commercial lighting | Low-Bay LFL: Sodium Vapor | 2043 | CAPITAL | NEW | lodging | USD/gigalumen_year | us | us | 305649945919.048
commercial lighting | Low-Bay LFL: Sodium Vapor | 2043 | CAPITAL | NEW | merc/service | USD/gigalumen_year | us | us | 305649945919.048
commercial lighting | Low-Bay LFL: Sodium Vapor | 2043 | CAPITAL | NEW | office-large | USD/gigalumen_year | us | us | 305649945919.048
commercial lighting | Low-Bay LFL: Sodium Vapor | 2043 | CAPITAL | NEW | office-small | USD/gigalumen_year | us | us | 305649945919.048
commercial lighting | Low-Bay LFL: Sodium Vapor | 2043 | CAPITAL | NEW | other | USD/gigalumen_year | us | us | 305649945919.048
commercial lighting | Low-Bay LFL: Sodium Vapor | 2043 | CAPITAL | NEW | warehouse | USD/gigalumen_year | us | us | 305649945919.048
commercial lighting | Low-Bay LFL: Sodium Vapor | 2043 | CAPITAL | REPLACEMENT | assembly | USD/gigalumen_year | us | us | 305649945919.048
commercial lighting | Low-Bay LFL: Sodium Vapor | 2043 | CAPITAL | REPLACEMENT | education | USD/gigalumen_year | us | us | 305649945919.048
commercial lighting | Low-Bay LFL: Sodium Vapor | 2043 | CAPITAL | REPLACEMENT | food sales | USD/gigalumen_year | us | us | 305649945919.048
commercial lighting | Low-Bay LFL: Sodium Vapor | 2043 | CAPITAL | REPLACEMENT | food service | USD/gigalumen_year | us | us | 305649945919.048
commercial lighting | Low-Bay LFL: Sodium Vapor | 2043 | CAPITAL | REPLACEMENT | health | USD/gigalumen_year | us | us | 305649945919.048
commercial lighting | Low-Bay LFL: Sodium Vapor | 2043 | CAPITAL | REPLACEMENT | lodging | USD/gigalumen_year | us | us | 305649945919.048
commercial lighting | Low-Bay LFL: Sodium Vapor | 2043 | CAPITAL | REPLACEMENT | merc/service | USD/gigalumen_year | us | us | 305649945919.048
commercial lighting | Low-Bay LFL: Sodium Vapor | 2043 | CAPITAL | REPLACEMENT | office-large | USD/gigalumen_year | us | us | 305649945919.048
commercial lighting | Low-Bay LFL: Sodium Vapor | 2043 | CAPITAL | REPLACEMENT | office-small | USD/gigalumen_year | us | us | 305649945919.048
commercial lighting | Low-Bay LFL: Sodium Vapor | 2043 | CAPITAL | REPLACEMENT | other | USD/gigalumen_year | us | us | 305649945919.048
commercial lighting | Low-Bay LFL: Sodium Vapor | 2043 | CAPITAL | REPLACEMENT | warehouse | USD/gigalumen_year | us | us | 305649945919.048
commercial lighting | Low-Bay LFL: Sodium Vapor | 2043 | FIXED_OM | NEW | assembly | USD/gigalumen_year | us | us | 18603962278.5034
commercial lighting | Low-Bay LFL: Sodium Vapor | 2043 | FIXED_OM | NEW | education | USD/gigalumen_year | us | us | 18603962278.5034
commercial lighting | Low-Bay LFL: Sodium Vapor | 2043 | FIXED_OM | NEW | food sales | USD/gigalumen_year | us | us | 18603962278.5034
commercial lighting | Low-Bay LFL: Sodium Vapor | 2043 | FIXED_OM | NEW | food service | USD/gigalumen_year | us | us | 18603962278.5034
commercial lighting | Low-Bay LFL: Sodium Vapor | 2043 | FIXED_OM | NEW | health | USD/gigalumen_year | us | us | 18603962278.5034
commercial lighting | Low-Bay LFL: Sodium Vapor | 2043 | FIXED_OM | NEW | lodging | USD/gigalumen_year | us | us | 18603962278.5034
commercial lighting | Low-Bay LFL: Sodium Vapor | 2043 | FIXED_OM | NEW | merc/service | USD/gigalumen_year | us | us | 18603962278.5034
commercial lighting | Low-Bay LFL: Sodium Vapor | 2043 | FIXED_OM | NEW | office-large | USD/gigalumen_year | us | us | 18603962278.5034
commercial lighting | Low-Bay LFL: Sodium Vapor | 2043 | FIXED_OM | NEW | office-small | USD/gigalumen_year | us | us | 18603962278.5034
commercial lighting | Low-Bay LFL: Sodium Vapor | 2043 | FIXED_OM | NEW | other | USD/gigalumen_year | us | us | 18603962278.5034
commercial lighting | Low-Bay LFL: Sodium Vapor | 2043 | FIXED_OM | NEW | warehouse | USD/gigalumen_year | us | us | 18603962278.5034
commercial lighting | Low-Bay LFL: Sodium Vapor | 2043 | FIXED_OM | REPLACEMENT | assembly | USD/gigalumen_year | us | us | 18603962278.5034
commercial lighting | Low-Bay LFL: Sodium Vapor | 2043 | FIXED_OM | REPLACEMENT | education | USD/gigalumen_year | us | us | 18603962278.5034
commercial lighting | Low-Bay LFL: Sodium Vapor | 2043 | FIXED_OM | REPLACEMENT | food sales | USD/gigalumen_year | us | us | 18603962278.5034
commercial lighting | Low-Bay LFL: Sodium Vapor | 2043 | FIXED_OM | REPLACEMENT | food service | USD/gigalumen_year | us | us | 18603962278.5034
commercial lighting | Low-Bay LFL: Sodium Vapor | 2043 | FIXED_OM | REPLACEMENT | health | USD/gigalumen_year | us | us | 18603962278.5034
commercial lighting | Low-Bay LFL: Sodium Vapor | 2043 | FIXED_OM | REPLACEMENT | lodging | USD/gigalumen_year | us | us | 18603962278.5034
commercial lighting | Low-Bay LFL: Sodium Vapor | 2043 | FIXED_OM | REPLACEMENT | merc/service | USD/gigalumen_year | us | us | 18603962278.5034
commercial lighting | Low-Bay LFL: Sodium Vapor | 2043 | FIXED_OM | REPLACEMENT | office-large | USD/gigalumen_year | us | us | 18603962278.5034
commercial lighting | Low-Bay LFL: Sodium Vapor | 2043 | FIXED_OM | REPLACEMENT | office-small | USD/gigalumen_year | us | us | 18603962278.5034
commercial lighting | Low-Bay LFL: Sodium Vapor | 2043 | FIXED_OM | REPLACEMENT | other | USD/gigalumen_year | us | us | 18603962278.5034
commercial lighting | Low-Bay LFL: Sodium Vapor | 2043 | FIXED_OM | REPLACEMENT | warehouse | USD/gigalumen_year | us | us | 18603962278.5034
commercial lighting | Low-Bay LFL: Sodium Vapor | 2044 | CAPITAL | NEW | assembly | USD/gigalumen_year | us | us | 305649945919.048
commercial lighting | Low-Bay LFL: Sodium Vapor | 2044 | CAPITAL | NEW | education | USD/gigalumen_year | us | us | 305649945919.048
commercial lighting | Low-Bay LFL: Sodium Vapor | 2044 | CAPITAL | NEW | food sales | USD/gigalumen_year | us | us | 305649945919.048
commercial lighting | Low-Bay LFL: Sodium Vapor | 2044 | CAPITAL | NEW | food service | USD/gigalumen_year | us | us | 305649945919.048
commercial lighting | Low-Bay LFL: Sodium Vapor | 2044 | CAPITAL | NEW | health | USD/gigalumen_year | us | us | 305649945919.048
commercial lighting | Low-Bay LFL: Sodium Vapor | 2044 | CAPITAL | NEW | lodging | USD/gigalumen_year | us | us | 305649945919.048
commercial lighting | Low-Bay LFL: Sodium Vapor | 2044 | CAPITAL | NEW | merc/service | USD/gigalumen_year | us | us | 305649945919.048
commercial lighting | Low-Bay LFL: Sodium Vapor | 2044 | CAPITAL | NEW | office-large | USD/gigalumen_year | us | us | 305649945919.048
commercial lighting | Low-Bay LFL: Sodium Vapor | 2044 | CAPITAL | NEW | office-small | USD/gigalumen_year | us | us | 305649945919.048
commercial lighting | Low-Bay LFL: Sodium Vapor | 2044 | CAPITAL | NEW | other | USD/gigalumen_year | us | us | 305649945919.048
commercial lighting | Low-Bay LFL: Sodium Vapor | 2044 | CAPITAL | NEW | warehouse | USD/gigalumen_year | us | us | 305649945919.048
commercial lighting | Low-Bay LFL: Sodium Vapor | 2044 | CAPITAL | REPLACEMENT | assembly | USD/gigalumen_year | us | us | 305649945919.048
commercial lighting | Low-Bay LFL: Sodium Vapor | 2044 | CAPITAL | REPLACEMENT | education | USD/gigalumen_year | us | us | 305649945919.048
commercial lighting | Low-Bay LFL: Sodium Vapor | 2044 | CAPITAL | REPLACEMENT | food sales | USD/gigalumen_year | us | us | 305649945919.048
commercial lighting | Low-Bay LFL: Sodium Vapor | 2044 | CAPITAL | REPLACEMENT | food service | USD/gigalumen_year | us | us | 305649945919.048
commercial lighting | Low-Bay LFL: Sodium Vapor | 2044 | CAPITAL | REPLACEMENT | health | USD/gigalumen_year | us | us | 305649945919.048
commercial lighting | Low-Bay LFL: Sodium Vapor | 2044 | CAPITAL | REPLACEMENT | lodging | USD/gigalumen_year | us | us | 305649945919.048
commercial lighting | Low-Bay LFL: Sodium Vapor | 2044 | CAPITAL | REPLACEMENT | merc/service | USD/gigalumen_year | us | us | 305649945919.048
commercial lighting | Low-Bay LFL: Sodium Vapor | 2044 | CAPITAL | REPLACEMENT | office-large | USD/gigalumen_year | us | us | 305649945919.048
commercial lighting | Low-Bay LFL: Sodium Vapor | 2044 | CAPITAL | REPLACEMENT | office-small | USD/gigalumen_year | us | us | 305649945919.048
commercial lighting | Low-Bay LFL: Sodium Vapor | 2044 | CAPITAL | REPLACEMENT | other | USD/gigalumen_year | us | us | 305649945919.048
commercial lighting | Low-Bay LFL: Sodium Vapor | 2044 | CAPITAL | REPLACEMENT | warehouse | USD/gigalumen_year | us | us | 305649945919.048
commercial lighting | Low-Bay LFL: Sodium Vapor | 2044 | FIXED_OM | NEW | assembly | USD/gigalumen_year | us | us | 18603962278.5034
commercial lighting | Low-Bay LFL: Sodium Vapor | 2044 | FIXED_OM | NEW | education | USD/gigalumen_year | us | us | 18603962278.5034
commercial lighting | Low-Bay LFL: Sodium Vapor | 2044 | FIXED_OM | NEW | food sales | USD/gigalumen_year | us | us | 18603962278.5034
commercial lighting | Low-Bay LFL: Sodium Vapor | 2044 | FIXED_OM | NEW | food service | USD/gigalumen_year | us | us | 18603962278.5034
commercial lighting | Low-Bay LFL: Sodium Vapor | 2044 | FIXED_OM | NEW | health | USD/gigalumen_year | us | us | 18603962278.5034
commercial lighting | Low-Bay LFL: Sodium Vapor | 2044 | FIXED_OM | NEW | lodging | USD/gigalumen_year | us | us | 18603962278.5034
commercial lighting | Low-Bay LFL: Sodium Vapor | 2044 | FIXED_OM | NEW | merc/service | USD/gigalumen_year | us | us | 18603962278.5034
commercial lighting | Low-Bay LFL: Sodium Vapor | 2044 | FIXED_OM | NEW | office-large | USD/gigalumen_year | us | us | 18603962278.5034
commercial lighting | Low-Bay LFL: Sodium Vapor | 2044 | FIXED_OM | NEW | office-small | USD/gigalumen_year | us | us | 18603962278.5034
commercial lighting | Low-Bay LFL: Sodium Vapor | 2044 | FIXED_OM | NEW | other | USD/gigalumen_year | us | us | 18603962278.5034
commercial lighting | Low-Bay LFL: Sodium Vapor | 2044 | FIXED_OM | NEW | warehouse | USD/gigalumen_year | us | us | 18603962278.5034
commercial lighting | Low-Bay LFL: Sodium Vapor | 2044 | FIXED_OM | REPLACEMENT | assembly | USD/gigalumen_year | us | us | 18603962278.5034
commercial lighting | Low-Bay LFL: Sodium Vapor | 2044 | FIXED_OM | REPLACEMENT | education | USD/gigalumen_year | us | us | 18603962278.5034
commercial lighting | Low-Bay LFL: Sodium Vapor | 2044 | FIXED_OM | REPLACEMENT | food sales | USD/gigalumen_year | us | us | 18603962278.5034
commercial lighting | Low-Bay LFL: Sodium Vapor | 2044 | FIXED_OM | REPLACEMENT | food service | USD/gigalumen_year | us | us | 18603962278.5034
commercial lighting | Low-Bay LFL: Sodium Vapor | 2044 | FIXED_OM | REPLACEMENT | health | USD/gigalumen_year | us | us | 18603962278.5034
commercial lighting | Low-Bay LFL: Sodium Vapor | 2044 | FIXED_OM | REPLACEMENT | lodging | USD/gigalumen_year | us | us | 18603962278.5034
commercial lighting | Low-Bay LFL: Sodium Vapor | 2044 | FIXED_OM | REPLACEMENT | merc/service | USD/gigalumen_year | us | us | 18603962278.5034
commercial lighting | Low-Bay LFL: Sodium Vapor | 2044 | FIXED_OM | REPLACEMENT | office-large | USD/gigalumen_year | us | us | 18603962278.5034
commercial lighting | Low-Bay LFL: Sodium Vapor | 2044 | FIXED_OM | REPLACEMENT | office-small | USD/gigalumen_year | us | us | 18603962278.5034
commercial lighting | Low-Bay LFL: Sodium Vapor | 2044 | FIXED_OM | REPLACEMENT | other | USD/gigalumen_year | us | us | 18603962278.5034
commercial lighting | Low-Bay LFL: Sodium Vapor | 2044 | FIXED_OM | REPLACEMENT | warehouse | USD/gigalumen_year | us | us | 18603962278.5034
commercial lighting | Low-Bay LFL: Sodium Vapor | 2045 | CAPITAL | NEW | assembly | USD/gigalumen_year | us | us | 305649945919.048
commercial lighting | Low-Bay LFL: Sodium Vapor | 2045 | CAPITAL | NEW | education | USD/gigalumen_year | us | us | 305649945919.048
commercial lighting | Low-Bay LFL: Sodium Vapor | 2045 | CAPITAL | NEW | food sales | USD/gigalumen_year | us | us | 305649945919.048
commercial lighting | Low-Bay LFL: Sodium Vapor | 2045 | CAPITAL | NEW | food service | USD/gigalumen_year | us | us | 305649945919.048
commercial lighting | Low-Bay LFL: Sodium Vapor | 2045 | CAPITAL | NEW | health | USD/gigalumen_year | us | us | 305649945919.048
commercial lighting | Low-Bay LFL: Sodium Vapor | 2045 | CAPITAL | NEW | lodging | USD/gigalumen_year | us | us | 305649945919.048
commercial lighting | Low-Bay LFL: Sodium Vapor | 2045 | CAPITAL | NEW | merc/service | USD/gigalumen_year | us | us | 305649945919.048
commercial lighting | Low-Bay LFL: Sodium Vapor | 2045 | CAPITAL | NEW | office-large | USD/gigalumen_year | us | us | 305649945919.048
commercial lighting | Low-Bay LFL: Sodium Vapor | 2045 | CAPITAL | NEW | office-small | USD/gigalumen_year | us | us | 305649945919.048
commercial lighting | Low-Bay LFL: Sodium Vapor | 2045 | CAPITAL | NEW | other | USD/gigalumen_year | us | us | 305649945919.048
commercial lighting | Low-Bay LFL: Sodium Vapor | 2045 | CAPITAL | NEW | warehouse | USD/gigalumen_year | us | us | 305649945919.048
commercial lighting | Low-Bay LFL: Sodium Vapor | 2045 | CAPITAL | REPLACEMENT | assembly | USD/gigalumen_year | us | us | 305649945919.048
commercial lighting | Low-Bay LFL: Sodium Vapor | 2045 | CAPITAL | REPLACEMENT | education | USD/gigalumen_year | us | us | 305649945919.048
commercial lighting | Low-Bay LFL: Sodium Vapor | 2045 | CAPITAL | REPLACEMENT | food sales | USD/gigalumen_year | us | us | 305649945919.048
commercial lighting | Low-Bay LFL: Sodium Vapor | 2045 | CAPITAL | REPLACEMENT | food service | USD/gigalumen_year | us | us | 305649945919.048
commercial lighting | Low-Bay LFL: Sodium Vapor | 2045 | CAPITAL | REPLACEMENT | health | USD/gigalumen_year | us | us | 305649945919.048
commercial lighting | Low-Bay LFL: Sodium Vapor | 2045 | CAPITAL | REPLACEMENT | lodging | USD/gigalumen_year | us | us | 305649945919.048
commercial lighting | Low-Bay LFL: Sodium Vapor | 2045 | CAPITAL | REPLACEMENT | merc/service | USD/gigalumen_year | us | us | 305649945919.048
commercial lighting | Low-Bay LFL: Sodium Vapor | 2045 | CAPITAL | REPLACEMENT | office-large | USD/gigalumen_year | us | us | 305649945919.048
commercial lighting | Low-Bay LFL: Sodium Vapor | 2045 | CAPITAL | REPLACEMENT | office-small | USD/gigalumen_year | us | us | 305649945919.048
commercial lighting | Low-Bay LFL: Sodium Vapor | 2045 | CAPITAL | REPLACEMENT | other | USD/gigalumen_year | us | us | 305649945919.048
commercial lighting | Low-Bay LFL: Sodium Vapor | 2045 | CAPITAL | REPLACEMENT | warehouse | USD/gigalumen_year | us | us | 305649945919.048
commercial lighting | Low-Bay LFL: Sodium Vapor | 2045 | FIXED_OM | NEW | assembly | USD/gigalumen_year | us | us | 18603962278.5034
commercial lighting | Low-Bay LFL: Sodium Vapor | 2045 | FIXED_OM | NEW | education | USD/gigalumen_year | us | us | 18603962278.5034
commercial lighting | Low-Bay LFL: Sodium Vapor | 2045 | FIXED_OM | NEW | food sales | USD/gigalumen_year | us | us | 18603962278.5034
commercial lighting | Low-Bay LFL: Sodium Vapor | 2045 | FIXED_OM | NEW | food service | USD/gigalumen_year | us | us | 18603962278.5034
commercial lighting | Low-Bay LFL: Sodium Vapor | 2045 | FIXED_OM | NEW | health | USD/gigalumen_year | us | us | 18603962278.5034
commercial lighting | Low-Bay LFL: Sodium Vapor | 2045 | FIXED_OM | NEW | lodging | USD/gigalumen_year | us | us | 18603962278.5034
commercial lighting | Low-Bay LFL: Sodium Vapor | 2045 | FIXED_OM | NEW | merc/service | USD/gigalumen_year | us | us | 18603962278.5034
commercial lighting | Low-Bay LFL: Sodium Vapor | 2045 | FIXED_OM | NEW | office-large | USD/gigalumen_year | us | us | 18603962278.5034
commercial lighting | Low-Bay LFL: Sodium Vapor | 2045 | FIXED_OM | NEW | office-small | USD/gigalumen_year | us | us | 18603962278.5034
commercial lighting | Low-Bay LFL: Sodium Vapor | 2045 | FIXED_OM | NEW | other | USD/gigalumen_year | us | us | 18603962278.5034
commercial lighting | Low-Bay LFL: Sodium Vapor | 2045 | FIXED_OM | NEW | warehouse | USD/gigalumen_year | us | us | 18603962278.5034
commercial lighting | Low-Bay LFL: Sodium Vapor | 2045 | FIXED_OM | REPLACEMENT | assembly | USD/gigalumen_year | us | us | 18603962278.5034
commercial lighting | Low-Bay LFL: Sodium Vapor | 2045 | FIXED_OM | REPLACEMENT | education | USD/gigalumen_year | us | us | 18603962278.5034
commercial lighting | Low-Bay LFL: Sodium Vapor | 2045 | FIXED_OM | REPLACEMENT | food sales | USD/gigalumen_year | us | us | 18603962278.5034
commercial lighting | Low-Bay LFL: Sodium Vapor | 2045 | FIXED_OM | REPLACEMENT | food service | USD/gigalumen_year | us | us | 18603962278.5034
commercial lighting | Low-Bay LFL: Sodium Vapor | 2045 | FIXED_OM | REPLACEMENT | health | USD/gigalumen_year | us | us | 18603962278.5034
commercial lighting | Low-Bay LFL: Sodium Vapor | 2045 | FIXED_OM | REPLACEMENT | lodging | USD/gigalumen_year | us | us | 18603962278.5034
commercial lighting | Low-Bay LFL: Sodium Vapor | 2045 | FIXED_OM | REPLACEMENT | merc/service | USD/gigalumen_year | us | us | 18603962278.5034
commercial lighting | Low-Bay LFL: Sodium Vapor | 2045 | FIXED_OM | REPLACEMENT | office-large | USD/gigalumen_year | us | us | 18603962278.5034
commercial lighting | Low-Bay LFL: Sodium Vapor | 2045 | FIXED_OM | REPLACEMENT | office-small | USD/gigalumen_year | us | us | 18603962278.5034
commercial lighting | Low-Bay LFL: Sodium Vapor | 2045 | FIXED_OM | REPLACEMENT | other | USD/gigalumen_year | us | us | 18603962278.5034
commercial lighting | Low-Bay LFL: Sodium Vapor | 2045 | FIXED_OM | REPLACEMENT | warehouse | USD/gigalumen_year | us | us | 18603962278.5034
commercial lighting | Low-Bay LFL: Sodium Vapor | 2046 | CAPITAL | NEW | assembly | USD/gigalumen_year | us | us | 305649945919.048
commercial lighting | Low-Bay LFL: Sodium Vapor | 2046 | CAPITAL | NEW | education | USD/gigalumen_year | us | us | 305649945919.048
commercial lighting | Low-Bay LFL: Sodium Vapor | 2046 | CAPITAL | NEW | food sales | USD/gigalumen_year | us | us | 305649945919.048
commercial lighting | Low-Bay LFL: Sodium Vapor | 2046 | CAPITAL | NEW | food service | USD/gigalumen_year | us | us | 305649945919.048
commercial lighting | Low-Bay LFL: Sodium Vapor | 2046 | CAPITAL | NEW | health | USD/gigalumen_year | us | us | 305649945919.048
commercial lighting | Low-Bay LFL: Sodium Vapor | 2046 | CAPITAL | NEW | lodging | USD/gigalumen_year | us | us | 305649945919.048
commercial lighting | Low-Bay LFL: Sodium Vapor | 2046 | CAPITAL | NEW | merc/service | USD/gigalumen_year | us | us | 305649945919.048
commercial lighting | Low-Bay LFL: Sodium Vapor | 2046 | CAPITAL | NEW | office-large | USD/gigalumen_year | us | us | 305649945919.048
commercial lighting | Low-Bay LFL: Sodium Vapor | 2046 | CAPITAL | NEW | office-small | USD/gigalumen_year | us | us | 305649945919.048
commercial lighting | Low-Bay LFL: Sodium Vapor | 2046 | CAPITAL | NEW | other | USD/gigalumen_year | us | us | 305649945919.048
commercial lighting | Low-Bay LFL: Sodium Vapor | 2046 | CAPITAL | NEW | warehouse | USD/gigalumen_year | us | us | 305649945919.048
commercial lighting | Low-Bay LFL: Sodium Vapor | 2046 | CAPITAL | REPLACEMENT | assembly | USD/gigalumen_year | us | us | 305649945919.048
commercial lighting | Low-Bay LFL: Sodium Vapor | 2046 | CAPITAL | REPLACEMENT | education | USD/gigalumen_year | us | us | 305649945919.048
commercial lighting | Low-Bay LFL: Sodium Vapor | 2046 | CAPITAL | REPLACEMENT | food sales | USD/gigalumen_year | us | us | 305649945919.048
commercial lighting | Low-Bay LFL: Sodium Vapor | 2046 | CAPITAL | REPLACEMENT | food service | USD/gigalumen_year | us | us | 305649945919.048
commercial lighting | Low-Bay LFL: Sodium Vapor | 2046 | CAPITAL | REPLACEMENT | health | USD/gigalumen_year | us | us | 305649945919.048
commercial lighting | Low-Bay LFL: Sodium Vapor | 2046 | CAPITAL | REPLACEMENT | lodging | USD/gigalumen_year | us | us | 305649945919.048
commercial lighting | Low-Bay LFL: Sodium Vapor | 2046 | CAPITAL | REPLACEMENT | merc/service | USD/gigalumen_year | us | us | 305649945919.048
commercial lighting | Low-Bay LFL: Sodium Vapor | 2046 | CAPITAL | REPLACEMENT | office-large | USD/gigalumen_year | us | us | 305649945919.048
commercial lighting | Low-Bay LFL: Sodium Vapor | 2046 | CAPITAL | REPLACEMENT | office-small | USD/gigalumen_year | us | us | 305649945919.048
commercial lighting | Low-Bay LFL: Sodium Vapor | 2046 | CAPITAL | REPLACEMENT | other | USD/gigalumen_year | us | us | 305649945919.048
commercial lighting | Low-Bay LFL: Sodium Vapor | 2046 | CAPITAL | REPLACEMENT | warehouse | USD/gigalumen_year | us | us | 305649945919.048
commercial lighting | Low-Bay LFL: Sodium Vapor | 2046 | FIXED_OM | NEW | assembly | USD/gigalumen_year | us | us | 18603962278.5034
commercial lighting | Low-Bay LFL: Sodium Vapor | 2046 | FIXED_OM | NEW | education | USD/gigalumen_year | us | us | 18603962278.5034
commercial lighting | Low-Bay LFL: Sodium Vapor | 2046 | FIXED_OM | NEW | food sales | USD/gigalumen_year | us | us | 18603962278.5034
commercial lighting | Low-Bay LFL: Sodium Vapor | 2046 | FIXED_OM | NEW | food service | USD/gigalumen_year | us | us | 18603962278.5034
commercial lighting | Low-Bay LFL: Sodium Vapor | 2046 | FIXED_OM | NEW | health | USD/gigalumen_year | us | us | 18603962278.5034
commercial lighting | Low-Bay LFL: Sodium Vapor | 2046 | FIXED_OM | NEW | lodging | USD/gigalumen_year | us | us | 18603962278.5034
commercial lighting | Low-Bay LFL: Sodium Vapor | 2046 | FIXED_OM | NEW | merc/service | USD/gigalumen_year | us | us | 18603962278.5034
commercial lighting | Low-Bay LFL: Sodium Vapor | 2046 | FIXED_OM | NEW | office-large | USD/gigalumen_year | us | us | 18603962278.5034
commercial lighting | Low-Bay LFL: Sodium Vapor | 2046 | FIXED_OM | NEW | office-small | USD/gigalumen_year | us | us | 18603962278.5034
commercial lighting | Low-Bay LFL: Sodium Vapor | 2046 | FIXED_OM | NEW | other | USD/gigalumen_year | us | us | 18603962278.5034
commercial lighting | Low-Bay LFL: Sodium Vapor | 2046 | FIXED_OM | NEW | warehouse | USD/gigalumen_year | us | us | 18603962278.5034
commercial lighting | Low-Bay LFL: Sodium Vapor | 2046 | FIXED_OM | REPLACEMENT | assembly | USD/gigalumen_year | us | us | 18603962278.5034
commercial lighting | Low-Bay LFL: Sodium Vapor | 2046 | FIXED_OM | REPLACEMENT | education | USD/gigalumen_year | us | us | 18603962278.5034
commercial lighting | Low-Bay LFL: Sodium Vapor | 2046 | FIXED_OM | REPLACEMENT | food sales | USD/gigalumen_year | us | us | 18603962278.5034
commercial lighting | Low-Bay LFL: Sodium Vapor | 2046 | FIXED_OM | REPLACEMENT | food service | USD/gigalumen_year | us | us | 18603962278.5034
commercial lighting | Low-Bay LFL: Sodium Vapor | 2046 | FIXED_OM | REPLACEMENT | health | USD/gigalumen_year | us | us | 18603962278.5034
commercial lighting | Low-Bay LFL: Sodium Vapor | 2046 | FIXED_OM | REPLACEMENT | lodging | USD/gigalumen_year | us | us | 18603962278.5034
commercial lighting | Low-Bay LFL: Sodium Vapor | 2046 | FIXED_OM | REPLACEMENT | merc/service | USD/gigalumen_year | us | us | 18603962278.5034
commercial lighting | Low-Bay LFL: Sodium Vapor | 2046 | FIXED_OM | REPLACEMENT | office-large | USD/gigalumen_year | us | us | 18603962278.5034
commercial lighting | Low-Bay LFL: Sodium Vapor | 2046 | FIXED_OM | REPLACEMENT | office-small | USD/gigalumen_year | us | us | 18603962278.5034
commercial lighting | Low-Bay LFL: Sodium Vapor | 2046 | FIXED_OM | REPLACEMENT | other | USD/gigalumen_year | us | us | 18603962278.5034
commercial lighting | Low-Bay LFL: Sodium Vapor | 2046 | FIXED_OM | REPLACEMENT | warehouse | USD/gigalumen_year | us | us | 18603962278.5034
commercial lighting | Low-Bay LFL: Sodium Vapor | 2047 | CAPITAL | NEW | assembly | USD/gigalumen_year | us | us | 305649945919.048
commercial lighting | Low-Bay LFL: Sodium Vapor | 2047 | CAPITAL | NEW | education | USD/gigalumen_year | us | us | 305649945919.048
commercial lighting | Low-Bay LFL: Sodium Vapor | 2047 | CAPITAL | NEW | food sales | USD/gigalumen_year | us | us | 305649945919.048
commercial lighting | Low-Bay LFL: Sodium Vapor | 2047 | CAPITAL | NEW | food service | USD/gigalumen_year | us | us | 305649945919.048
commercial lighting | Low-Bay LFL: Sodium Vapor | 2047 | CAPITAL | NEW | health | USD/gigalumen_year | us | us | 305649945919.048
commercial lighting | Low-Bay LFL: Sodium Vapor | 2047 | CAPITAL | NEW | lodging | USD/gigalumen_year | us | us | 305649945919.048
commercial lighting | Low-Bay LFL: Sodium Vapor | 2047 | CAPITAL | NEW | merc/service | USD/gigalumen_year | us | us | 305649945919.048
commercial lighting | Low-Bay LFL: Sodium Vapor | 2047 | CAPITAL | NEW | office-large | USD/gigalumen_year | us | us | 305649945919.048
commercial lighting | Low-Bay LFL: Sodium Vapor | 2047 | CAPITAL | NEW | office-small | USD/gigalumen_year | us | us | 305649945919.048
commercial lighting | Low-Bay LFL: Sodium Vapor | 2047 | CAPITAL | NEW | other | USD/gigalumen_year | us | us | 305649945919.048
commercial lighting | Low-Bay LFL: Sodium Vapor | 2047 | CAPITAL | NEW | warehouse | USD/gigalumen_year | us | us | 305649945919.048
commercial lighting | Low-Bay LFL: Sodium Vapor | 2047 | CAPITAL | REPLACEMENT | assembly | USD/gigalumen_year | us | us | 305649945919.048
commercial lighting | Low-Bay LFL: Sodium Vapor | 2047 | CAPITAL | REPLACEMENT | education | USD/gigalumen_year | us | us | 305649945919.048
commercial lighting | Low-Bay LFL: Sodium Vapor | 2047 | CAPITAL | REPLACEMENT | food sales | USD/gigalumen_year | us | us | 305649945919.048
commercial lighting | Low-Bay LFL: Sodium Vapor | 2047 | CAPITAL | REPLACEMENT | food service | USD/gigalumen_year | us | us | 305649945919.048
commercial lighting | Low-Bay LFL: Sodium Vapor | 2047 | CAPITAL | REPLACEMENT | health | USD/gigalumen_year | us | us | 305649945919.048
commercial lighting | Low-Bay LFL: Sodium Vapor | 2047 | CAPITAL | REPLACEMENT | lodging | USD/gigalumen_year | us | us | 305649945919.048
commercial lighting | Low-Bay LFL: Sodium Vapor | 2047 | CAPITAL | REPLACEMENT | merc/service | USD/gigalumen_year | us | us | 305649945919.048
commercial lighting | Low-Bay LFL: Sodium Vapor | 2047 | CAPITAL | REPLACEMENT | office-large | USD/gigalumen_year | us | us | 305649945919.048
commercial lighting | Low-Bay LFL: Sodium Vapor | 2047 | CAPITAL | REPLACEMENT | office-small | USD/gigalumen_year | us | us | 305649945919.048
commercial lighting | Low-Bay LFL: Sodium Vapor | 2047 | CAPITAL | REPLACEMENT | other | USD/gigalumen_year | us | us | 305649945919.048
commercial lighting | Low-Bay LFL: Sodium Vapor | 2047 | CAPITAL | REPLACEMENT | warehouse | USD/gigalumen_year | us | us | 305649945919.048
commercial lighting | Low-Bay LFL: Sodium Vapor | 2047 | FIXED_OM | NEW | assembly | USD/gigalumen_year | us | us | 18603962278.5034
commercial lighting | Low-Bay LFL: Sodium Vapor | 2047 | FIXED_OM | NEW | education | USD/gigalumen_year | us | us | 18603962278.5034
commercial lighting | Low-Bay LFL: Sodium Vapor | 2047 | FIXED_OM | NEW | food sales | USD/gigalumen_year | us | us | 18603962278.5034
commercial lighting | Low-Bay LFL: Sodium Vapor | 2047 | FIXED_OM | NEW | food service | USD/gigalumen_year | us | us | 18603962278.5034
commercial lighting | Low-Bay LFL: Sodium Vapor | 2047 | FIXED_OM | NEW | health | USD/gigalumen_year | us | us | 18603962278.5034
commercial lighting | Low-Bay LFL: Sodium Vapor | 2047 | FIXED_OM | NEW | lodging | USD/gigalumen_year | us | us | 18603962278.5034
commercial lighting | Low-Bay LFL: Sodium Vapor | 2047 | FIXED_OM | NEW | merc/service | USD/gigalumen_year | us | us | 18603962278.5034
commercial lighting | Low-Bay LFL: Sodium Vapor | 2047 | FIXED_OM | NEW | office-large | USD/gigalumen_year | us | us | 18603962278.5034
commercial lighting | Low-Bay LFL: Sodium Vapor | 2047 | FIXED_OM | NEW | office-small | USD/gigalumen_year | us | us | 18603962278.5034
commercial lighting | Low-Bay LFL: Sodium Vapor | 2047 | FIXED_OM | NEW | other | USD/gigalumen_year | us | us | 18603962278.5034
commercial lighting | Low-Bay LFL: Sodium Vapor | 2047 | FIXED_OM | NEW | warehouse | USD/gigalumen_year | us | us | 18603962278.5034
commercial lighting | Low-Bay LFL: Sodium Vapor | 2047 | FIXED_OM | REPLACEMENT | assembly | USD/gigalumen_year | us | us | 18603962278.5034
commercial lighting | Low-Bay LFL: Sodium Vapor | 2047 | FIXED_OM | REPLACEMENT | education | USD/gigalumen_year | us | us | 18603962278.5034
commercial lighting | Low-Bay LFL: Sodium Vapor | 2047 | FIXED_OM | REPLACEMENT | food sales | USD/gigalumen_year | us | us | 18603962278.5034
commercial lighting | Low-Bay LFL: Sodium Vapor | 2047 | FIXED_OM | REPLACEMENT | food service | USD/gigalumen_year | us | us | 18603962278.5034
commercial lighting | Low-Bay LFL: Sodium Vapor | 2047 | FIXED_OM | REPLACEMENT | health | USD/gigalumen_year | us | us | 18603962278.5034
commercial lighting | Low-Bay LFL: Sodium Vapor | 2047 | FIXED_OM | REPLACEMENT | lodging | USD/gigalumen_year | us | us | 18603962278.5034
commercial lighting | Low-Bay LFL: Sodium Vapor | 2047 | FIXED_OM | REPLACEMENT | merc/service | USD/gigalumen_year | us | us | 18603962278.5034
commercial lighting | Low-Bay LFL: Sodium Vapor | 2047 | FIXED_OM | REPLACEMENT | office-large | USD/gigalumen_year | us | us | 18603962278.5034
commercial lighting | Low-Bay LFL: Sodium Vapor | 2047 | FIXED_OM | REPLACEMENT | office-small | USD/gigalumen_year | us | us | 18603962278.5034
commercial lighting | Low-Bay LFL: Sodium Vapor | 2047 | FIXED_OM | REPLACEMENT | other | USD/gigalumen_year | us | us | 18603962278.5034
commercial lighting | Low-Bay LFL: Sodium Vapor | 2047 | FIXED_OM | REPLACEMENT | warehouse | USD/gigalumen_year | us | us | 18603962278.5034
commercial lighting | Low-Bay LFL: Sodium Vapor | 2048 | CAPITAL | NEW | assembly | USD/gigalumen_year | us | us | 305649945919.048
commercial lighting | Low-Bay LFL: Sodium Vapor | 2048 | CAPITAL | NEW | education | USD/gigalumen_year | us | us | 305649945919.048
commercial lighting | Low-Bay LFL: Sodium Vapor | 2048 | CAPITAL | NEW | food sales | USD/gigalumen_year | us | us | 305649945919.048
commercial lighting | Low-Bay LFL: Sodium Vapor | 2048 | CAPITAL | NEW | food service | USD/gigalumen_year | us | us | 305649945919.048
commercial lighting | Low-Bay LFL: Sodium Vapor | 2048 | CAPITAL | NEW | health | USD/gigalumen_year | us | us | 305649945919.048
commercial lighting | Low-Bay LFL: Sodium Vapor | 2048 | CAPITAL | NEW | lodging | USD/gigalumen_year | us | us | 305649945919.048
commercial lighting | Low-Bay LFL: Sodium Vapor | 2048 | CAPITAL | NEW | merc/service | USD/gigalumen_year | us | us | 305649945919.048
commercial lighting | Low-Bay LFL: Sodium Vapor | 2048 | CAPITAL | NEW | office-large | USD/gigalumen_year | us | us | 305649945919.048
commercial lighting | Low-Bay LFL: Sodium Vapor | 2048 | CAPITAL | NEW | office-small | USD/gigalumen_year | us | us | 305649945919.048
commercial lighting | Low-Bay LFL: Sodium Vapor | 2048 | CAPITAL | NEW | other | USD/gigalumen_year | us | us | 305649945919.048
commercial lighting | Low-Bay LFL: Sodium Vapor | 2048 | CAPITAL | NEW | warehouse | USD/gigalumen_year | us | us | 305649945919.048
commercial lighting | Low-Bay LFL: Sodium Vapor | 2048 | CAPITAL | REPLACEMENT | assembly | USD/gigalumen_year | us | us | 305649945919.048
commercial lighting | Low-Bay LFL: Sodium Vapor | 2048 | CAPITAL | REPLACEMENT | education | USD/gigalumen_year | us | us | 305649945919.048
commercial lighting | Low-Bay LFL: Sodium Vapor | 2048 | CAPITAL | REPLACEMENT | food sales | USD/gigalumen_year | us | us | 305649945919.048
commercial lighting | Low-Bay LFL: Sodium Vapor | 2048 | CAPITAL | REPLACEMENT | food service | USD/gigalumen_year | us | us | 305649945919.048
commercial lighting | Low-Bay LFL: Sodium Vapor | 2048 | CAPITAL | REPLACEMENT | health | USD/gigalumen_year | us | us | 305649945919.048
commercial lighting | Low-Bay LFL: Sodium Vapor | 2048 | CAPITAL | REPLACEMENT | lodging | USD/gigalumen_year | us | us | 305649945919.048
commercial lighting | Low-Bay LFL: Sodium Vapor | 2048 | CAPITAL | REPLACEMENT | merc/service | USD/gigalumen_year | us | us | 305649945919.048
commercial lighting | Low-Bay LFL: Sodium Vapor | 2048 | CAPITAL | REPLACEMENT | office-large | USD/gigalumen_year | us | us | 305649945919.048
commercial lighting | Low-Bay LFL: Sodium Vapor | 2048 | CAPITAL | REPLACEMENT | office-small | USD/gigalumen_year | us | us | 305649945919.048
commercial lighting | Low-Bay LFL: Sodium Vapor | 2048 | CAPITAL | REPLACEMENT | other | USD/gigalumen_year | us | us | 305649945919.048
commercial lighting | Low-Bay LFL: Sodium Vapor | 2048 | CAPITAL | REPLACEMENT | warehouse | USD/gigalumen_year | us | us | 305649945919.048
commercial lighting | Low-Bay LFL: Sodium Vapor | 2048 | FIXED_OM | NEW | assembly | USD/gigalumen_year | us | us | 18603962278.5034
commercial lighting | Low-Bay LFL: Sodium Vapor | 2048 | FIXED_OM | NEW | education | USD/gigalumen_year | us | us | 18603962278.5034
commercial lighting | Low-Bay LFL: Sodium Vapor | 2048 | FIXED_OM | NEW | food sales | USD/gigalumen_year | us | us | 18603962278.5034
commercial lighting | Low-Bay LFL: Sodium Vapor | 2048 | FIXED_OM | NEW | food service | USD/gigalumen_year | us | us | 18603962278.5034
commercial lighting | Low-Bay LFL: Sodium Vapor | 2048 | FIXED_OM | NEW | health | USD/gigalumen_year | us | us | 18603962278.5034
commercial lighting | Low-Bay LFL: Sodium Vapor | 2048 | FIXED_OM | NEW | lodging | USD/gigalumen_year | us | us | 18603962278.5034
commercial lighting | Low-Bay LFL: Sodium Vapor | 2048 | FIXED_OM | NEW | merc/service | USD/gigalumen_year | us | us | 18603962278.5034
commercial lighting | Low-Bay LFL: Sodium Vapor | 2048 | FIXED_OM | NEW | office-large | USD/gigalumen_year | us | us | 18603962278.5034
commercial lighting | Low-Bay LFL: Sodium Vapor | 2048 | FIXED_OM | NEW | office-small | USD/gigalumen_year | us | us | 18603962278.5034
commercial lighting | Low-Bay LFL: Sodium Vapor | 2048 | FIXED_OM | NEW | other | USD/gigalumen_year | us | us | 18603962278.5034
commercial lighting | Low-Bay LFL: Sodium Vapor | 2048 | FIXED_OM | NEW | warehouse | USD/gigalumen_year | us | us | 18603962278.5034
commercial lighting | Low-Bay LFL: Sodium Vapor | 2048 | FIXED_OM | REPLACEMENT | assembly | USD/gigalumen_year | us | us | 18603962278.5034
commercial lighting | Low-Bay LFL: Sodium Vapor | 2048 | FIXED_OM | REPLACEMENT | education | USD/gigalumen_year | us | us | 18603962278.5034
commercial lighting | Low-Bay LFL: Sodium Vapor | 2048 | FIXED_OM | REPLACEMENT | food sales | USD/gigalumen_year | us | us | 18603962278.5034
commercial lighting | Low-Bay LFL: Sodium Vapor | 2048 | FIXED_OM | REPLACEMENT | food service | USD/gigalumen_year | us | us | 18603962278.5034
commercial lighting | Low-Bay LFL: Sodium Vapor | 2048 | FIXED_OM | REPLACEMENT | health | USD/gigalumen_year | us | us | 18603962278.5034
commercial lighting | Low-Bay LFL: Sodium Vapor | 2048 | FIXED_OM | REPLACEMENT | lodging | USD/gigalumen_year | us | us | 18603962278.5034
commercial lighting | Low-Bay LFL: Sodium Vapor | 2048 | FIXED_OM | REPLACEMENT | merc/service | USD/gigalumen_year | us | us | 18603962278.5034
commercial lighting | Low-Bay LFL: Sodium Vapor | 2048 | FIXED_OM | REPLACEMENT | office-large | USD/gigalumen_year | us | us | 18603962278.5034
commercial lighting | Low-Bay LFL: Sodium Vapor | 2048 | FIXED_OM | REPLACEMENT | office-small | USD/gigalumen_year | us | us | 18603962278.5034
commercial lighting | Low-Bay LFL: Sodium Vapor | 2048 | FIXED_OM | REPLACEMENT | other | USD/gigalumen_year | us | us | 18603962278.5034
commercial lighting | Low-Bay LFL: Sodium Vapor | 2048 | FIXED_OM | REPLACEMENT | warehouse | USD/gigalumen_year | us | us | 18603962278.5034
commercial lighting | Low-Bay LFL: Sodium Vapor | 2049 | CAPITAL | NEW | assembly | USD/gigalumen_year | us | us | 305649945919.048
commercial lighting | Low-Bay LFL: Sodium Vapor | 2049 | CAPITAL | NEW | education | USD/gigalumen_year | us | us | 305649945919.048
commercial lighting | Low-Bay LFL: Sodium Vapor | 2049 | CAPITAL | NEW | food sales | USD/gigalumen_year | us | us | 305649945919.048
commercial lighting | Low-Bay LFL: Sodium Vapor | 2049 | CAPITAL | NEW | food service | USD/gigalumen_year | us | us | 305649945919.048
commercial lighting | Low-Bay LFL: Sodium Vapor | 2049 | CAPITAL | NEW | health | USD/gigalumen_year | us | us | 305649945919.048
commercial lighting | Low-Bay LFL: Sodium Vapor | 2049 | CAPITAL | NEW | lodging | USD/gigalumen_year | us | us | 305649945919.048
commercial lighting | Low-Bay LFL: Sodium Vapor | 2049 | CAPITAL | NEW | merc/service | USD/gigalumen_year | us | us | 305649945919.048
commercial lighting | Low-Bay LFL: Sodium Vapor | 2049 | CAPITAL | NEW | office-large | USD/gigalumen_year | us | us | 305649945919.048
commercial lighting | Low-Bay LFL: Sodium Vapor | 2049 | CAPITAL | NEW | office-small | USD/gigalumen_year | us | us | 305649945919.048
commercial lighting | Low-Bay LFL: Sodium Vapor | 2049 | CAPITAL | NEW | other | USD/gigalumen_year | us | us | 305649945919.048
commercial lighting | Low-Bay LFL: Sodium Vapor | 2049 | CAPITAL | NEW | warehouse | USD/gigalumen_year | us | us | 305649945919.048
commercial lighting | Low-Bay LFL: Sodium Vapor | 2049 | CAPITAL | REPLACEMENT | assembly | USD/gigalumen_year | us | us | 305649945919.048
commercial lighting | Low-Bay LFL: Sodium Vapor | 2049 | CAPITAL | REPLACEMENT | education | USD/gigalumen_year | us | us | 305649945919.048
commercial lighting | Low-Bay LFL: Sodium Vapor | 2049 | CAPITAL | REPLACEMENT | food sales | USD/gigalumen_year | us | us | 305649945919.048
commercial lighting | Low-Bay LFL: Sodium Vapor | 2049 | CAPITAL | REPLACEMENT | food service | USD/gigalumen_year | us | us | 305649945919.048
commercial lighting | Low-Bay LFL: Sodium Vapor | 2049 | CAPITAL | REPLACEMENT | health | USD/gigalumen_year | us | us | 305649945919.048
commercial lighting | Low-Bay LFL: Sodium Vapor | 2049 | CAPITAL | REPLACEMENT | lodging | USD/gigalumen_year | us | us | 305649945919.048
commercial lighting | Low-Bay LFL: Sodium Vapor | 2049 | CAPITAL | REPLACEMENT | merc/service | USD/gigalumen_year | us | us | 305649945919.048
commercial lighting | Low-Bay LFL: Sodium Vapor | 2049 | CAPITAL | REPLACEMENT | office-large | USD/gigalumen_year | us | us | 305649945919.048
commercial lighting | Low-Bay LFL: Sodium Vapor | 2049 | CAPITAL | REPLACEMENT | office-small | USD/gigalumen_year | us | us | 305649945919.048
commercial lighting | Low-Bay LFL: Sodium Vapor | 2049 | CAPITAL | REPLACEMENT | other | USD/gigalumen_year | us | us | 305649945919.048
commercial lighting | Low-Bay LFL: Sodium Vapor | 2049 | CAPITAL | REPLACEMENT | warehouse | USD/gigalumen_year | us | us | 305649945919.048
commercial lighting | Low-Bay LFL: Sodium Vapor | 2049 | FIXED_OM | NEW | assembly | USD/gigalumen_year | us | us | 18603962278.5034
commercial lighting | Low-Bay LFL: Sodium Vapor | 2049 | FIXED_OM | NEW | education | USD/gigalumen_year | us | us | 18603962278.5034
commercial lighting | Low-Bay LFL: Sodium Vapor | 2049 | FIXED_OM | NEW | food sales | USD/gigalumen_year | us | us | 18603962278.5034
commercial lighting | Low-Bay LFL: Sodium Vapor | 2049 | FIXED_OM | NEW | food service | USD/gigalumen_year | us | us | 18603962278.5034
commercial lighting | Low-Bay LFL: Sodium Vapor | 2049 | FIXED_OM | NEW | health | USD/gigalumen_year | us | us | 18603962278.5034
commercial lighting | Low-Bay LFL: Sodium Vapor | 2049 | FIXED_OM | NEW | lodging | USD/gigalumen_year | us | us | 18603962278.5034
commercial lighting | Low-Bay LFL: Sodium Vapor | 2049 | FIXED_OM | NEW | merc/service | USD/gigalumen_year | us | us | 18603962278.5034
commercial lighting | Low-Bay LFL: Sodium Vapor | 2049 | FIXED_OM | NEW | office-large | USD/gigalumen_year | us | us | 18603962278.5034
commercial lighting | Low-Bay LFL: Sodium Vapor | 2049 | FIXED_OM | NEW | office-small | USD/gigalumen_year | us | us | 18603962278.5034
commercial lighting | Low-Bay LFL: Sodium Vapor | 2049 | FIXED_OM | NEW | other | USD/gigalumen_year | us | us | 18603962278.5034
commercial lighting | Low-Bay LFL: Sodium Vapor | 2049 | FIXED_OM | NEW | warehouse | USD/gigalumen_year | us | us | 18603962278.5034
commercial lighting | Low-Bay LFL: Sodium Vapor | 2049 | FIXED_OM | REPLACEMENT | assembly | USD/gigalumen_year | us | us | 18603962278.5034
commercial lighting | Low-Bay LFL: Sodium Vapor | 2049 | FIXED_OM | REPLACEMENT | education | USD/gigalumen_year | us | us | 18603962278.5034
commercial lighting | Low-Bay LFL: Sodium Vapor | 2049 | FIXED_OM | REPLACEMENT | food sales | USD/gigalumen_year | us | us | 18603962278.5034
commercial lighting | Low-Bay LFL: Sodium Vapor | 2049 | FIXED_OM | REPLACEMENT | food service | USD/gigalumen_year | us | us | 18603962278.5034
commercial lighting | Low-Bay LFL: Sodium Vapor | 2049 | FIXED_OM | REPLACEMENT | health | USD/gigalumen_year | us | us | 18603962278.5034
commercial lighting | Low-Bay LFL: Sodium Vapor | 2049 | FIXED_OM | REPLACEMENT | lodging | USD/gigalumen_year | us | us | 18603962278.5034
commercial lighting | Low-Bay LFL: Sodium Vapor | 2049 | FIXED_OM | REPLACEMENT | merc/service | USD/gigalumen_year | us | us | 18603962278.5034
commercial lighting | Low-Bay LFL: Sodium Vapor | 2049 | FIXED_OM | REPLACEMENT | office-large | USD/gigalumen_year | us | us | 18603962278.5034
commercial lighting | Low-Bay LFL: Sodium Vapor | 2049 | FIXED_OM | REPLACEMENT | office-small | USD/gigalumen_year | us | us | 18603962278.5034
commercial lighting | Low-Bay LFL: Sodium Vapor | 2049 | FIXED_OM | REPLACEMENT | other | USD/gigalumen_year | us | us | 18603962278.5034
commercial lighting | Low-Bay LFL: Sodium Vapor | 2049 | FIXED_OM | REPLACEMENT | warehouse | USD/gigalumen_year | us | us | 18603962278.5034
commercial lighting | Low-Bay LFL: Sodium Vapor | 2050 | CAPITAL | NEW | assembly | USD/gigalumen_year | us | us | 305649945919.048
commercial lighting | Low-Bay LFL: Sodium Vapor | 2050 | CAPITAL | NEW | education | USD/gigalumen_year | us | us | 305649945919.048
commercial lighting | Low-Bay LFL: Sodium Vapor | 2050 | CAPITAL | NEW | food sales | USD/gigalumen_year | us | us | 305649945919.048
commercial lighting | Low-Bay LFL: Sodium Vapor | 2050 | CAPITAL | NEW | food service | USD/gigalumen_year | us | us | 305649945919.048
commercial lighting | Low-Bay LFL: Sodium Vapor | 2050 | CAPITAL | NEW | health | USD/gigalumen_year | us | us | 305649945919.048
commercial lighting | Low-Bay LFL: Sodium Vapor | 2050 | CAPITAL | NEW | lodging | USD/gigalumen_year | us | us | 305649945919.048
commercial lighting | Low-Bay LFL: Sodium Vapor | 2050 | CAPITAL | NEW | merc/service | USD/gigalumen_year | us | us | 305649945919.048
commercial lighting | Low-Bay LFL: Sodium Vapor | 2050 | CAPITAL | NEW | office-large | USD/gigalumen_year | us | us | 305649945919.048
commercial lighting | Low-Bay LFL: Sodium Vapor | 2050 | CAPITAL | NEW | office-small | USD/gigalumen_year | us | us | 305649945919.048
commercial lighting | Low-Bay LFL: Sodium Vapor | 2050 | CAPITAL | NEW | other | USD/gigalumen_year | us | us | 305649945919.048
commercial lighting | Low-Bay LFL: Sodium Vapor | 2050 | CAPITAL | NEW | warehouse | USD/gigalumen_year | us | us | 305649945919.048
commercial lighting | Low-Bay LFL: Sodium Vapor | 2050 | CAPITAL | REPLACEMENT | assembly | USD/gigalumen_year | us | us | 305649945919.048
commercial lighting | Low-Bay LFL: Sodium Vapor | 2050 | CAPITAL | REPLACEMENT | education | USD/gigalumen_year | us | us | 305649945919.048
commercial lighting | Low-Bay LFL: Sodium Vapor | 2050 | CAPITAL | REPLACEMENT | food sales | USD/gigalumen_year | us | us | 305649945919.048
commercial lighting | Low-Bay LFL: Sodium Vapor | 2050 | CAPITAL | REPLACEMENT | food service | USD/gigalumen_year | us | us | 305649945919.048
commercial lighting | Low-Bay LFL: Sodium Vapor | 2050 | CAPITAL | REPLACEMENT | health | USD/gigalumen_year | us | us | 305649945919.048
commercial lighting | Low-Bay LFL: Sodium Vapor | 2050 | CAPITAL | REPLACEMENT | lodging | USD/gigalumen_year | us | us | 305649945919.048
commercial lighting | Low-Bay LFL: Sodium Vapor | 2050 | CAPITAL | REPLACEMENT | merc/service | USD/gigalumen_year | us | us | 305649945919.048
commercial lighting | Low-Bay LFL: Sodium Vapor | 2050 | CAPITAL | REPLACEMENT | office-large | USD/gigalumen_year | us | us | 305649945919.048
commercial lighting | Low-Bay LFL: Sodium Vapor | 2050 | CAPITAL | REPLACEMENT | office-small | USD/gigalumen_year | us | us | 305649945919.048
commercial lighting | Low-Bay LFL: Sodium Vapor | 2050 | CAPITAL | REPLACEMENT | other | USD/gigalumen_year | us | us | 305649945919.048
commercial lighting | Low-Bay LFL: Sodium Vapor | 2050 | CAPITAL | REPLACEMENT | warehouse | USD/gigalumen_year | us | us | 305649945919.048
commercial lighting | Low-Bay LFL: Sodium Vapor | 2050 | FIXED_OM | NEW | assembly | USD/gigalumen_year | us | us | 18603962278.5034
commercial lighting | Low-Bay LFL: Sodium Vapor | 2050 | FIXED_OM | NEW | education | USD/gigalumen_year | us | us | 18603962278.5034
commercial lighting | Low-Bay LFL: Sodium Vapor | 2050 | FIXED_OM | NEW | food sales | USD/gigalumen_year | us | us | 18603962278.5034
commercial lighting | Low-Bay LFL: Sodium Vapor | 2050 | FIXED_OM | NEW | food service | USD/gigalumen_year | us | us | 18603962278.5034
commercial lighting | Low-Bay LFL: Sodium Vapor | 2050 | FIXED_OM | NEW | health | USD/gigalumen_year | us | us | 18603962278.5034
commercial lighting | Low-Bay LFL: Sodium Vapor | 2050 | FIXED_OM | NEW | lodging | USD/gigalumen_year | us | us | 18603962278.5034
commercial lighting | Low-Bay LFL: Sodium Vapor | 2050 | FIXED_OM | NEW | merc/service | USD/gigalumen_year | us | us | 18603962278.5034
commercial lighting | Low-Bay LFL: Sodium Vapor | 2050 | FIXED_OM | NEW | office-large | USD/gigalumen_year | us | us | 18603962278.5034
commercial lighting | Low-Bay LFL: Sodium Vapor | 2050 | FIXED_OM | NEW | office-small | USD/gigalumen_year | us | us | 18603962278.5034
commercial lighting | Low-Bay LFL: Sodium Vapor | 2050 | FIXED_OM | NEW | other | USD/gigalumen_year | us | us | 18603962278.5034
commercial lighting | Low-Bay LFL: Sodium Vapor | 2050 | FIXED_OM | NEW | warehouse | USD/gigalumen_year | us | us | 18603962278.5034
commercial lighting | Low-Bay LFL: Sodium Vapor | 2050 | FIXED_OM | REPLACEMENT | assembly | USD/gigalumen_year | us | us | 18603962278.5034
commercial lighting | Low-Bay LFL: Sodium Vapor | 2050 | FIXED_OM | REPLACEMENT | education | USD/gigalumen_year | us | us | 18603962278.5034
commercial lighting | Low-Bay LFL: Sodium Vapor | 2050 | FIXED_OM | REPLACEMENT | food sales | USD/gigalumen_year | us | us | 18603962278.5034
commercial lighting | Low-Bay LFL: Sodium Vapor | 2050 | FIXED_OM | REPLACEMENT | food service | USD/gigalumen_year | us | us | 18603962278.5034
commercial lighting | Low-Bay LFL: Sodium Vapor | 2050 | FIXED_OM | REPLACEMENT | health | USD/gigalumen_year | us | us | 18603962278.5034
commercial lighting | Low-Bay LFL: Sodium Vapor | 2050 | FIXED_OM | REPLACEMENT | lodging | USD/gigalumen_year | us | us | 18603962278.5034
commercial lighting | Low-Bay LFL: Sodium Vapor | 2050 | FIXED_OM | REPLACEMENT | merc/service | USD/gigalumen_year | us | us | 18603962278.5034
commercial lighting | Low-Bay LFL: Sodium Vapor | 2050 | FIXED_OM | REPLACEMENT | office-large | USD/gigalumen_year | us | us | 18603962278.5034
commercial lighting | Low-Bay LFL: Sodium Vapor | 2050 | FIXED_OM | REPLACEMENT | office-small | USD/gigalumen_year | us | us | 18603962278.5034
commercial lighting | Low-Bay LFL: Sodium Vapor | 2050 | FIXED_OM | REPLACEMENT | other | USD/gigalumen_year | us | us | 18603962278.5034
commercial lighting | Low-Bay LFL: Sodium Vapor | 2050 | FIXED_OM | REPLACEMENT | warehouse | USD/gigalumen_year | us | us | 18603962278.5034
commercial refrigeration | High Efficiency Commercial Beverage Merchandisers | 2020 | CAPITAL | NEW | N/A | USD/teraBtu | us | us | 631876027466.871
commercial refrigeration | High Efficiency Commercial Beverage Merchandisers | 2020 | CAPITAL | REPLACEMENT | N/A | USD/teraBtu | us | us | 631876027466.871
commercial refrigeration | High Efficiency Commercial Beverage Merchandisers | 2020 | FIXED_OM | NEW | N/A | USD/teraBtu | us | us | 21030377708.0577
commercial refrigeration | High Efficiency Commercial Beverage Merchandisers | 2020 | FIXED_OM | REPLACEMENT | N/A | USD/teraBtu | us | us | 21030377708.0577
commercial refrigeration | High Efficiency Commercial Beverage Merchandisers | 2020 | INSTALLATION | NEW | N/A | USD/teraBtu | us | us | 417014596664.854
commercial refrigeration | High Efficiency Commercial Beverage Merchandisers | 2020 | INSTALLATION | REPLACEMENT | N/A | USD/teraBtu | us | us | 417014596664.854
commercial refrigeration | High Efficiency Commercial Beverage Merchandisers | 2021 | CAPITAL | NEW | N/A | USD/teraBtu | us | us | 634836572993.3571
commercial refrigeration | High Efficiency Commercial Beverage Merchandisers | 2021 | CAPITAL | REPLACEMENT | N/A | USD/teraBtu | us | us | 634836572993.3571
commercial refrigeration | High Efficiency Commercial Beverage Merchandisers | 2021 | FIXED_OM | NEW | N/A | USD/teraBtu | us | us | 21030377708.0577
commercial refrigeration | High Efficiency Commercial Beverage Merchandisers | 2021 | FIXED_OM | REPLACEMENT | N/A | USD/teraBtu | us | us | 21030377708.0577
commercial refrigeration | High Efficiency Commercial Beverage Merchandisers | 2021 | INSTALLATION | NEW | N/A | USD/teraBtu | us | us | 417014596664.854
commercial refrigeration | High Efficiency Commercial Beverage Merchandisers | 2021 | INSTALLATION | REPLACEMENT | N/A | USD/teraBtu | us | us | 417014596664.854
commercial refrigeration | High Efficiency Commercial Beverage Merchandisers | 2022 | CAPITAL | NEW | N/A | USD/teraBtu | us | us | 637797118519.843
commercial refrigeration | High Efficiency Commercial Beverage Merchandisers | 2022 | CAPITAL | REPLACEMENT | N/A | USD/teraBtu | us | us | 637797118519.843
commercial refrigeration | High Efficiency Commercial Beverage Merchandisers | 2022 | FIXED_OM | NEW | N/A | USD/teraBtu | us | us | 21030377708.0577
commercial refrigeration | High Efficiency Commercial Beverage Merchandisers | 2022 | FIXED_OM | REPLACEMENT | N/A | USD/teraBtu | us | us | 21030377708.0577
commercial refrigeration | High Efficiency Commercial Beverage Merchandisers | 2022 | INSTALLATION | NEW | N/A | USD/teraBtu | us | us | 417014596664.854
commercial refrigeration | High Efficiency Commercial Beverage Merchandisers | 2022 | INSTALLATION | REPLACEMENT | N/A | USD/teraBtu | us | us | 417014596664.854
commercial refrigeration | High Efficiency Commercial Beverage Merchandisers | 2023 | CAPITAL | NEW | N/A | USD/teraBtu | us | us | 640757664046.329
commercial refrigeration | High Efficiency Commercial Beverage Merchandisers | 2023 | CAPITAL | REPLACEMENT | N/A | USD/teraBtu | us | us | 640757664046.329
commercial refrigeration | High Efficiency Commercial Beverage Merchandisers | 2023 | FIXED_OM | NEW | N/A | USD/teraBtu | us | us | 21030377708.0577
commercial refrigeration | High Efficiency Commercial Beverage Merchandisers | 2023 | FIXED_OM | REPLACEMENT | N/A | USD/teraBtu | us | us | 21030377708.0577
commercial refrigeration | High Efficiency Commercial Beverage Merchandisers | 2023 | INSTALLATION | NEW | N/A | USD/teraBtu | us | us | 417014596664.854
commercial refrigeration | High Efficiency Commercial Beverage Merchandisers | 2023 | INSTALLATION | REPLACEMENT | N/A | USD/teraBtu | us | us | 417014596664.854
commercial refrigeration | High Efficiency Commercial Beverage Merchandisers | 2024 | CAPITAL | NEW | N/A | USD/teraBtu | us | us | 643718209572.816
commercial refrigeration | High Efficiency Commercial Beverage Merchandisers | 2024 | CAPITAL | REPLACEMENT | N/A | USD/teraBtu | us | us | 643718209572.816
commercial refrigeration | High Efficiency Commercial Beverage Merchandisers | 2024 | FIXED_OM | NEW | N/A | USD/teraBtu | us | us | 21030377708.0577
commercial refrigeration | High Efficiency Commercial Beverage Merchandisers | 2024 | FIXED_OM | REPLACEMENT | N/A | USD/teraBtu | us | us | 21030377708.0577
commercial refrigeration | High Efficiency Commercial Beverage Merchandisers | 2024 | INSTALLATION | NEW | N/A | USD/teraBtu | us | us | 417014596664.854
commercial refrigeration | High Efficiency Commercial Beverage Merchandisers | 2024 | INSTALLATION | REPLACEMENT | N/A | USD/teraBtu | us | us | 417014596664.854
commercial refrigeration | High Efficiency Commercial Beverage Merchandisers | 2025 | CAPITAL | NEW | N/A | USD/teraBtu | us | us | 646678755099.301
commercial refrigeration | High Efficiency Commercial Beverage Merchandisers | 2025 | CAPITAL | REPLACEMENT | N/A | USD/teraBtu | us | us | 646678755099.301
commercial refrigeration | High Efficiency Commercial Beverage Merchandisers | 2025 | FIXED_OM | NEW | N/A | USD/teraBtu | us | us | 21030377708.0577
commercial refrigeration | High Efficiency Commercial Beverage Merchandisers | 2025 | FIXED_OM | REPLACEMENT | N/A | USD/teraBtu | us | us | 21030377708.0577
commercial refrigeration | High Efficiency Commercial Beverage Merchandisers | 2025 | INSTALLATION | NEW | N/A | USD/teraBtu | us | us | 417014596664.854
commercial refrigeration | High Efficiency Commercial Beverage Merchandisers | 2025 | INSTALLATION | REPLACEMENT | N/A | USD/teraBtu | us | us | 417014596664.854
commercial refrigeration | High Efficiency Commercial Beverage Merchandisers | 2026 | CAPITAL | NEW | N/A | USD/teraBtu | us | us | 649639300625.788
commercial refrigeration | High Efficiency Commercial Beverage Merchandisers | 2026 | CAPITAL | REPLACEMENT | N/A | USD/teraBtu | us | us | 649639300625.788
commercial refrigeration | High Efficiency Commercial Beverage Merchandisers | 2026 | FIXED_OM | NEW | N/A | USD/teraBtu | us | us | 21030377708.0577
commercial refrigeration | High Efficiency Commercial Beverage Merchandisers | 2026 | FIXED_OM | REPLACEMENT | N/A | USD/teraBtu | us | us | 21030377708.0577
commercial refrigeration | High Efficiency Commercial Beverage Merchandisers | 2026 | INSTALLATION | NEW | N/A | USD/teraBtu | us | us | 417014596664.854
commercial refrigeration | High Efficiency Commercial Beverage Merchandisers | 2026 | INSTALLATION | REPLACEMENT | N/A | USD/teraBtu | us | us | 417014596664.854
commercial refrigeration | High Efficiency Commercial Beverage Merchandisers | 2027 | CAPITAL | NEW | N/A | USD/teraBtu | us | us | 652599846152.2729
commercial refrigeration | High Efficiency Commercial Beverage Merchandisers | 2027 | CAPITAL | REPLACEMENT | N/A | USD/teraBtu | us | us | 652599846152.2729
commercial refrigeration | High Efficiency Commercial Beverage Merchandisers | 2027 | FIXED_OM | NEW | N/A | USD/teraBtu | us | us | 21030377708.0577
commercial refrigeration | High Efficiency Commercial Beverage Merchandisers | 2027 | FIXED_OM | REPLACEMENT | N/A | USD/teraBtu | us | us | 21030377708.0577
commercial refrigeration | High Efficiency Commercial Beverage Merchandisers | 2027 | INSTALLATION | NEW | N/A | USD/teraBtu | us | us | 417014596664.854
commercial refrigeration | High Efficiency Commercial Beverage Merchandisers | 2027 | INSTALLATION | REPLACEMENT | N/A | USD/teraBtu | us | us | 417014596664.854
commercial refrigeration | High Efficiency Commercial Beverage Merchandisers | 2028 | CAPITAL | NEW | N/A | USD/teraBtu | us | us | 655560391678.759
commercial refrigeration | High Efficiency Commercial Beverage Merchandisers | 2028 | CAPITAL | REPLACEMENT | N/A | USD/teraBtu | us | us | 655560391678.759
commercial refrigeration | High Efficiency Commercial Beverage Merchandisers | 2028 | FIXED_OM | NEW | N/A | USD/teraBtu | us | us | 21030377708.0577
commercial refrigeration | High Efficiency Commercial Beverage Merchandisers | 2028 | FIXED_OM | REPLACEMENT | N/A | USD/teraBtu | us | us | 21030377708.0577
commercial refrigeration | High Efficiency Commercial Beverage Merchandisers | 2028 | INSTALLATION | NEW | N/A | USD/teraBtu | us | us | 417014596664.854
commercial refrigeration | High Efficiency Commercial Beverage Merchandisers | 2028 | INSTALLATION | REPLACEMENT | N/A | USD/teraBtu | us | us | 417014596664.854
commercial refrigeration | High Efficiency Commercial Beverage Merchandisers | 2029 | CAPITAL | NEW | N/A | USD/teraBtu | us | us | 658520937205.245
commercial refrigeration | High Efficiency Commercial Beverage Merchandisers | 2029 | CAPITAL | REPLACEMENT | N/A | USD/teraBtu | us | us | 658520937205.245
commercial refrigeration | High Efficiency Commercial Beverage Merchandisers | 2029 | FIXED_OM | NEW | N/A | USD/teraBtu | us | us | 21030377708.0577
commercial refrigeration | High Efficiency Commercial Beverage Merchandisers | 2029 | FIXED_OM | REPLACEMENT | N/A | USD/teraBtu | us | us | 21030377708.0577
commercial refrigeration | High Efficiency Commercial Beverage Merchandisers | 2029 | INSTALLATION | NEW | N/A | USD/teraBtu | us | us | 417014596664.854
commercial refrigeration | High Efficiency Commercial Beverage Merchandisers | 2029 | INSTALLATION | REPLACEMENT | N/A | USD/teraBtu | us | us | 417014596664.854
commercial refrigeration | High Efficiency Commercial Beverage Merchandisers | 2030 | CAPITAL | NEW | N/A | USD/teraBtu | us | us | 661481482731.731
commercial refrigeration | High Efficiency Commercial Beverage Merchandisers | 2030 | CAPITAL | REPLACEMENT | N/A | USD/teraBtu | us | us | 661481482731.731
commercial refrigeration | High Efficiency Commercial Beverage Merchandisers | 2030 | FIXED_OM | NEW | N/A | USD/teraBtu | us | us | 21030377708.0577
commercial refrigeration | High Efficiency Commercial Beverage Merchandisers | 2030 | FIXED_OM | REPLACEMENT | N/A | USD/teraBtu | us | us | 21030377708.0577
commercial refrigeration | High Efficiency Commercial Beverage Merchandisers | 2030 | INSTALLATION | NEW | N/A | USD/teraBtu | us | us | 417014596664.854
commercial refrigeration | High Efficiency Commercial Beverage Merchandisers | 2030 | INSTALLATION | REPLACEMENT | N/A | USD/teraBtu | us | us | 417014596664.854
commercial refrigeration | High Efficiency Commercial Beverage Merchandisers | 2031 | CAPITAL | NEW | N/A | USD/teraBtu | us | us | 667266444428.489
commercial refrigeration | High Efficiency Commercial Beverage Merchandisers | 2031 | CAPITAL | REPLACEMENT | N/A | USD/teraBtu | us | us | 667266444428.489
commercial refrigeration | High Efficiency Commercial Beverage Merchandisers | 2031 | FIXED_OM | NEW | N/A | USD/teraBtu | us | us | 21030377708.0577
commercial refrigeration | High Efficiency Commercial Beverage Merchandisers | 2031 | FIXED_OM | REPLACEMENT | N/A | USD/teraBtu | us | us | 21030377708.0577
commercial refrigeration | High Efficiency Commercial Beverage Merchandisers | 2031 | INSTALLATION | NEW | N/A | USD/teraBtu | us | us | 417014596664.854
commercial refrigeration | High Efficiency Commercial Beverage Merchandisers | 2031 | INSTALLATION | REPLACEMENT | N/A | USD/teraBtu | us | us | 417014596664.854
commercial refrigeration | High Efficiency Commercial Beverage Merchandisers | 2032 | CAPITAL | NEW | N/A | USD/teraBtu | us | us | 673051406125.2469
commercial refrigeration | High Efficiency Commercial Beverage Merchandisers | 2032 | CAPITAL | REPLACEMENT | N/A | USD/teraBtu | us | us | 673051406125.2469
commercial refrigeration | High Efficiency Commercial Beverage Merchandisers | 2032 | FIXED_OM | NEW | N/A | USD/teraBtu | us | us | 21030377708.0577
commercial refrigeration | High Efficiency Commercial Beverage Merchandisers | 2032 | FIXED_OM | REPLACEMENT | N/A | USD/teraBtu | us | us | 21030377708.0577
commercial refrigeration | High Efficiency Commercial Beverage Merchandisers | 2032 | INSTALLATION | NEW | N/A | USD/teraBtu | us | us | 417014596664.854
commercial refrigeration | High Efficiency Commercial Beverage Merchandisers | 2032 | INSTALLATION | REPLACEMENT | N/A | USD/teraBtu | us | us | 417014596664.854
commercial refrigeration | High Efficiency Commercial Beverage Merchandisers | 2033 | CAPITAL | NEW | N/A | USD/teraBtu | us | us | 678836367822.005
commercial refrigeration | High Efficiency Commercial Beverage Merchandisers | 2033 | CAPITAL | REPLACEMENT | N/A | USD/teraBtu | us | us | 678836367822.005
commercial refrigeration | High Efficiency Commercial Beverage Merchandisers | 2033 | FIXED_OM | NEW | N/A | USD/teraBtu | us | us | 21030377708.0577
commercial refrigeration | High Efficiency Commercial Beverage Merchandisers | 2033 | FIXED_OM | REPLACEMENT | N/A | USD/teraBtu | us | us | 21030377708.0577
commercial refrigeration | High Efficiency Commercial Beverage Merchandisers | 2033 | INSTALLATION | NEW | N/A | USD/teraBtu | us | us | 417014596664.854
commercial refrigeration | High Efficiency Commercial Beverage Merchandisers | 2033 | INSTALLATION | REPLACEMENT | N/A | USD/teraBtu | us | us | 417014596664.854
commercial refrigeration | High Efficiency Commercial Beverage Merchandisers | 2034 | CAPITAL | NEW | N/A | USD/teraBtu | us | us | 684621329518.7629
commercial refrigeration | High Efficiency Commercial Beverage Merchandisers | 2034 | CAPITAL | REPLACEMENT | N/A | USD/teraBtu | us | us | 684621329518.7629
commercial refrigeration | High Efficiency Commercial Beverage Merchandisers | 2034 | FIXED_OM | NEW | N/A | USD/teraBtu | us | us | 21030377708.0577
commercial refrigeration | High Efficiency Commercial Beverage Merchandisers | 2034 | FIXED_OM | REPLACEMENT | N/A | USD/teraBtu | us | us | 21030377708.0577
commercial refrigeration | High Efficiency Commercial Beverage Merchandisers | 2034 | INSTALLATION | NEW | N/A | USD/teraBtu | us | us | 417014596664.854
commercial refrigeration | High Efficiency Commercial Beverage Merchandisers | 2034 | INSTALLATION | REPLACEMENT | N/A | USD/teraBtu | us | us | 417014596664.854
commercial refrigeration | High Efficiency Commercial Beverage Merchandisers | 2035 | CAPITAL | NEW | N/A | USD/teraBtu | us | us | 690406291215.52
commercial refrigeration | High Efficiency Commercial Beverage Merchandisers | 2035 | CAPITAL | REPLACEMENT | N/A | USD/teraBtu | us | us | 690406291215.52
commercial refrigeration | High Efficiency Commercial Beverage Merchandisers | 2035 | FIXED_OM | NEW | N/A | USD/teraBtu | us | us | 21030377708.0577
commercial refrigeration | High Efficiency Commercial Beverage Merchandisers | 2035 | FIXED_OM | REPLACEMENT | N/A | USD/teraBtu | us | us | 21030377708.0577
commercial refrigeration | High Efficiency Commercial Beverage Merchandisers | 2035 | INSTALLATION | NEW | N/A | USD/teraBtu | us | us | 417014596664.854
commercial refrigeration | High Efficiency Commercial Beverage Merchandisers | 2035 | INSTALLATION | REPLACEMENT | N/A | USD/teraBtu | us | us | 417014596664.854
commercial refrigeration | High Efficiency Commercial Beverage Merchandisers | 2036 | CAPITAL | NEW | N/A | USD/teraBtu | us | us | 696191252912.278
commercial refrigeration | High Efficiency Commercial Beverage Merchandisers | 2036 | CAPITAL | REPLACEMENT | N/A | USD/teraBtu | us | us | 696191252912.278
commercial refrigeration | High Efficiency Commercial Beverage Merchandisers | 2036 | FIXED_OM | NEW | N/A | USD/teraBtu | us | us | 21030377708.0577
commercial refrigeration | High Efficiency Commercial Beverage Merchandisers | 2036 | FIXED_OM | REPLACEMENT | N/A | USD/teraBtu | us | us | 21030377708.0577
commercial refrigeration | High Efficiency Commercial Beverage Merchandisers | 2036 | INSTALLATION | NEW | N/A | USD/teraBtu | us | us | 417014596664.854
commercial refrigeration | High Efficiency Commercial Beverage Merchandisers | 2036 | INSTALLATION | REPLACEMENT | N/A | USD/teraBtu | us | us | 417014596664.854
commercial refrigeration | High Efficiency Commercial Beverage Merchandisers | 2037 | CAPITAL | NEW | N/A | USD/teraBtu | us | us | 701976214609.036
commercial refrigeration | High Efficiency Commercial Beverage Merchandisers | 2037 | CAPITAL | REPLACEMENT | N/A | USD/teraBtu | us | us | 701976214609.036
commercial refrigeration | High Efficiency Commercial Beverage Merchandisers | 2037 | FIXED_OM | NEW | N/A | USD/teraBtu | us | us | 21030377708.0577
commercial refrigeration | High Efficiency Commercial Beverage Merchandisers | 2037 | FIXED_OM | REPLACEMENT | N/A | USD/teraBtu | us | us | 21030377708.0577
commercial refrigeration | High Efficiency Commercial Beverage Merchandisers | 2037 | INSTALLATION | NEW | N/A | USD/teraBtu | us | us | 417014596664.854
commercial refrigeration | High Efficiency Commercial Beverage Merchandisers | 2037 | INSTALLATION | REPLACEMENT | N/A | USD/teraBtu | us | us | 417014596664.854
commercial refrigeration | High Efficiency Commercial Beverage Merchandisers | 2038 | CAPITAL | NEW | N/A | USD/teraBtu | us | us | 707761176305.7939
commercial refrigeration | High Efficiency Commercial Beverage Merchandisers | 2038 | CAPITAL | REPLACEMENT | N/A | USD/teraBtu | us | us | 707761176305.7939
commercial refrigeration | High Efficiency Commercial Beverage Merchandisers | 2038 | FIXED_OM | NEW | N/A | USD/teraBtu | us | us | 21030377708.0577
commercial refrigeration | High Efficiency Commercial Beverage Merchandisers | 2038 | FIXED_OM | REPLACEMENT | N/A | USD/teraBtu | us | us | 21030377708.0577
commercial refrigeration | High Efficiency Commercial Beverage Merchandisers | 2038 | INSTALLATION | NEW | N/A | USD/teraBtu | us | us | 417014596664.854
commercial refrigeration | High Efficiency Commercial Beverage Merchandisers | 2038 | INSTALLATION | REPLACEMENT | N/A | USD/teraBtu | us | us | 417014596664.854
commercial refrigeration | High Efficiency Commercial Beverage Merchandisers | 2039 | CAPITAL | NEW | N/A | USD/teraBtu | us | us | 713546138002.551
commercial refrigeration | High Efficiency Commercial Beverage Merchandisers | 2039 | CAPITAL | REPLACEMENT | N/A | USD/teraBtu | us | us | 713546138002.551
commercial refrigeration | High Efficiency Commercial Beverage Merchandisers | 2039 | FIXED_OM | NEW | N/A | USD/teraBtu | us | us | 21030377708.0577
commercial refrigeration | High Efficiency Commercial Beverage Merchandisers | 2039 | FIXED_OM | REPLACEMENT | N/A | USD/teraBtu | us | us | 21030377708.0577
commercial refrigeration | High Efficiency Commercial Beverage Merchandisers | 2039 | INSTALLATION | NEW | N/A | USD/teraBtu | us | us | 417014596664.854
commercial refrigeration | High Efficiency Commercial Beverage Merchandisers | 2039 | INSTALLATION | REPLACEMENT | N/A | USD/teraBtu | us | us | 417014596664.854
commercial refrigeration | High Efficiency Commercial Beverage Merchandisers | 2040 | CAPITAL | NEW | N/A | USD/teraBtu | us | us | 719331099699.309
commercial refrigeration | High Efficiency Commercial Beverage Merchandisers | 2040 | CAPITAL | REPLACEMENT | N/A | USD/teraBtu | us | us | 719331099699.309
commercial refrigeration | High Efficiency Commercial Beverage Merchandisers | 2040 | FIXED_OM | NEW | N/A | USD/teraBtu | us | us | 21030377708.0577
commercial refrigeration | High Efficiency Commercial Beverage Merchandisers | 2040 | FIXED_OM | REPLACEMENT | N/A | USD/teraBtu | us | us | 21030377708.0577
commercial refrigeration | High Efficiency Commercial Beverage Merchandisers | 2040 | INSTALLATION | NEW | N/A | USD/teraBtu | us | us | 417014596664.854
commercial refrigeration | High Efficiency Commercial Beverage Merchandisers | 2040 | INSTALLATION | REPLACEMENT | N/A | USD/teraBtu | us | us | 417014596664.854
commercial refrigeration | High Efficiency Commercial Beverage Merchandisers | 2041 | CAPITAL | NEW | N/A | USD/teraBtu | us | us | 719331099699.309
commercial refrigeration | High Efficiency Commercial Beverage Merchandisers | 2041 | CAPITAL | REPLACEMENT | N/A | USD/teraBtu | us | us | 719331099699.309
commercial refrigeration | High Efficiency Commercial Beverage Merchandisers | 2041 | FIXED_OM | NEW | N/A | USD/teraBtu | us | us | 21030377708.0577
commercial refrigeration | High Efficiency Commercial Beverage Merchandisers | 2041 | FIXED_OM | REPLACEMENT | N/A | USD/teraBtu | us | us | 21030377708.0577
commercial refrigeration | High Efficiency Commercial Beverage Merchandisers | 2041 | INSTALLATION | NEW | N/A | USD/teraBtu | us | us | 417014596664.854
commercial refrigeration | High Efficiency Commercial Beverage Merchandisers | 2041 | INSTALLATION | REPLACEMENT | N/A | USD/teraBtu | us | us | 417014596664.854
commercial refrigeration | High Efficiency Commercial Beverage Merchandisers | 2042 | CAPITAL | NEW | N/A | USD/teraBtu | us | us | 719331099699.309
commercial refrigeration | High Efficiency Commercial Beverage Merchandisers | 2042 | CAPITAL | REPLACEMENT | N/A | USD/teraBtu | us | us | 719331099699.309
commercial refrigeration | High Efficiency Commercial Beverage Merchandisers | 2042 | FIXED_OM | NEW | N/A | USD/teraBtu | us | us | 21030377708.0577
commercial refrigeration | High Efficiency Commercial Beverage Merchandisers | 2042 | FIXED_OM | REPLACEMENT | N/A | USD/teraBtu | us | us | 21030377708.0577
commercial refrigeration | High Efficiency Commercial Beverage Merchandisers | 2042 | INSTALLATION | NEW | N/A | USD/teraBtu | us | us | 417014596664.854
commercial refrigeration | High Efficiency Commercial Beverage Merchandisers | 2042 | INSTALLATION | REPLACEMENT | N/A | USD/teraBtu | us | us | 417014596664.854
commercial refrigeration | High Efficiency Commercial Beverage Merchandisers | 2043 | CAPITAL | NEW | N/A | USD/teraBtu | us | us | 719331099699.309
commercial refrigeration | High Efficiency Commercial Beverage Merchandisers | 2043 | CAPITAL | REPLACEMENT | N/A | USD/teraBtu | us | us | 719331099699.309
commercial refrigeration | High Efficiency Commercial Beverage Merchandisers | 2043 | FIXED_OM | NEW | N/A | USD/teraBtu | us | us | 21030377708.0577
commercial refrigeration | High Efficiency Commercial Beverage Merchandisers | 2043 | FIXED_OM | REPLACEMENT | N/A | USD/teraBtu | us | us | 21030377708.0577
commercial refrigeration | High Efficiency Commercial Beverage Merchandisers | 2043 | INSTALLATION | NEW | N/A | USD/teraBtu | us | us | 417014596664.854
commercial refrigeration | High Efficiency Commercial Beverage Merchandisers | 2043 | INSTALLATION | REPLACEMENT | N/A | USD/teraBtu | us | us | 417014596664.854
commercial refrigeration | High Efficiency Commercial Beverage Merchandisers | 2044 | CAPITAL | NEW | N/A | USD/teraBtu | us | us | 719331099699.309
commercial refrigeration | High Efficiency Commercial Beverage Merchandisers | 2044 | CAPITAL | REPLACEMENT | N/A | USD/teraBtu | us | us | 719331099699.309
commercial refrigeration | High Efficiency Commercial Beverage Merchandisers | 2044 | FIXED_OM | NEW | N/A | USD/teraBtu | us | us | 21030377708.0577
commercial refrigeration | High Efficiency Commercial Beverage Merchandisers | 2044 | FIXED_OM | REPLACEMENT | N/A | USD/teraBtu | us | us | 21030377708.0577
commercial refrigeration | High Efficiency Commercial Beverage Merchandisers | 2044 | INSTALLATION | NEW | N/A | USD/teraBtu | us | us | 417014596664.854
commercial refrigeration | High Efficiency Commercial Beverage Merchandisers | 2044 | INSTALLATION | REPLACEMENT | N/A | USD/teraBtu | us | us | 417014596664.854
commercial refrigeration | High Efficiency Commercial Beverage Merchandisers | 2045 | CAPITAL | NEW | N/A | USD/teraBtu | us | us | 719331099699.309
commercial refrigeration | High Efficiency Commercial Beverage Merchandisers | 2045 | CAPITAL | REPLACEMENT | N/A | USD/teraBtu | us | us | 719331099699.309
commercial refrigeration | High Efficiency Commercial Beverage Merchandisers | 2045 | FIXED_OM | NEW | N/A | USD/teraBtu | us | us | 21030377708.0577
commercial refrigeration | High Efficiency Commercial Beverage Merchandisers | 2045 | FIXED_OM | REPLACEMENT | N/A | USD/teraBtu | us | us | 21030377708.0577
commercial refrigeration | High Efficiency Commercial Beverage Merchandisers | 2045 | INSTALLATION | NEW | N/A | USD/teraBtu | us | us | 417014596664.854
commercial refrigeration | High Efficiency Commercial Beverage Merchandisers | 2045 | INSTALLATION | REPLACEMENT | N/A | USD/teraBtu | us | us | 417014596664.854
commercial refrigeration | High Efficiency Commercial Beverage Merchandisers | 2046 | CAPITAL | NEW | N/A | USD/teraBtu | us | us | 719331099699.309
commercial refrigeration | High Efficiency Commercial Beverage Merchandisers | 2046 | CAPITAL | REPLACEMENT | N/A | USD/teraBtu | us | us | 719331099699.309
commercial refrigeration | High Efficiency Commercial Beverage Merchandisers | 2046 | FIXED_OM | NEW | N/A | USD/teraBtu | us | us | 21030377708.0577
commercial refrigeration | High Efficiency Commercial Beverage Merchandisers | 2046 | FIXED_OM | REPLACEMENT | N/A | USD/teraBtu | us | us | 21030377708.0577
commercial refrigeration | High Efficiency Commercial Beverage Merchandisers | 2046 | INSTALLATION | NEW | N/A | USD/teraBtu | us | us | 417014596664.854
commercial refrigeration | High Efficiency Commercial Beverage Merchandisers | 2046 | INSTALLATION | REPLACEMENT | N/A | USD/teraBtu | us | us | 417014596664.854
commercial refrigeration | High Efficiency Commercial Beverage Merchandisers | 2047 | CAPITAL | NEW | N/A | USD/teraBtu | us | us | 719331099699.309
commercial refrigeration | High Efficiency Commercial Beverage Merchandisers | 2047 | CAPITAL | REPLACEMENT | N/A | USD/teraBtu | us | us | 719331099699.309
commercial refrigeration | High Efficiency Commercial Beverage Merchandisers | 2047 | FIXED_OM | NEW | N/A | USD/teraBtu | us | us | 21030377708.0577
commercial refrigeration | High Efficiency Commercial Beverage Merchandisers | 2047 | FIXED_OM | REPLACEMENT | N/A | USD/teraBtu | us | us | 21030377708.0577
commercial refrigeration | High Efficiency Commercial Beverage Merchandisers | 2047 | INSTALLATION | NEW | N/A | USD/teraBtu | us | us | 417014596664.854
commercial refrigeration | High Efficiency Commercial Beverage Merchandisers | 2047 | INSTALLATION | REPLACEMENT | N/A | USD/teraBtu | us | us | 417014596664.854
commercial refrigeration | High Efficiency Commercial Beverage Merchandisers | 2048 | CAPITAL | NEW | N/A | USD/teraBtu | us | us | 719331099699.309
commercial refrigeration | High Efficiency Commercial Beverage Merchandisers | 2048 | CAPITAL | REPLACEMENT | N/A | USD/teraBtu | us | us | 719331099699.309
commercial refrigeration | High Efficiency Commercial Beverage Merchandisers | 2048 | FIXED_OM | NEW | N/A | USD/teraBtu | us | us | 21030377708.0577
commercial refrigeration | High Efficiency Commercial Beverage Merchandisers | 2048 | FIXED_OM | REPLACEMENT | N/A | USD/teraBtu | us | us | 21030377708.0577
commercial refrigeration | High Efficiency Commercial Beverage Merchandisers | 2048 | INSTALLATION | NEW | N/A | USD/teraBtu | us | us | 417014596664.854
commercial refrigeration | High Efficiency Commercial Beverage Merchandisers | 2048 | INSTALLATION | REPLACEMENT | N/A | USD/teraBtu | us | us | 417014596664.854
commercial refrigeration | High Efficiency Commercial Beverage Merchandisers | 2049 | CAPITAL | NEW | N/A | USD/teraBtu | us | us | 719331099699.309
commercial refrigeration | High Efficiency Commercial Beverage Merchandisers | 2049 | CAPITAL | REPLACEMENT | N/A | USD/teraBtu | us | us | 719331099699.309
commercial refrigeration | High Efficiency Commercial Beverage Merchandisers | 2049 | FIXED_OM | NEW | N/A | USD/teraBtu | us | us | 21030377708.0577
commercial refrigeration | High Efficiency Commercial Beverage Merchandisers | 2049 | FIXED_OM | REPLACEMENT | N/A | USD/teraBtu | us | us | 21030377708.0577
commercial refrigeration | High Efficiency Commercial Beverage Merchandisers | 2049 | INSTALLATION | NEW | N/A | USD/teraBtu | us | us | 417014596664.854
commercial refrigeration | High Efficiency Commercial Beverage Merchandisers | 2049 | INSTALLATION | REPLACEMENT | N/A | USD/teraBtu | us | us | 417014596664.854
commercial refrigeration | High Efficiency Commercial Beverage Merchandisers | 2050 | CAPITAL | NEW | N/A | USD/teraBtu | us | us | 719331099699.309
commercial refrigeration | High Efficiency Commercial Beverage Merchandisers | 2050 | CAPITAL | REPLACEMENT | N/A | USD/teraBtu | us | us | 719331099699.309
commercial refrigeration | High Efficiency Commercial Beverage Merchandisers | 2050 | FIXED_OM | NEW | N/A | USD/teraBtu | us | us | 21030377708.0577
commercial refrigeration | High Efficiency Commercial Beverage Merchandisers | 2050 | FIXED_OM | REPLACEMENT | N/A | USD/teraBtu | us | us | 21030377708.0577
commercial refrigeration | High Efficiency Commercial Beverage Merchandisers | 2050 | INSTALLATION | NEW | N/A | USD/teraBtu | us | us | 417014596664.854
commercial refrigeration | High Efficiency Commercial Beverage Merchandisers | 2050 | INSTALLATION | REPLACEMENT | N/A | USD/teraBtu | us | us | 417014596664.854
commercial refrigeration | High Efficiency Commercial Compressor Rack Systems | 2020 | CAPITAL | NEW | N/A | USD/teraBtu | us | us | 475916804402.529
commercial refrigeration | High Efficiency Commercial Compressor Rack Systems | 2020 | CAPITAL | REPLACEMENT | N/A | USD/teraBtu | us | us | 475916804402.529
commercial refrigeration | High Efficiency Commercial Compressor Rack Systems | 2020 | FIXED_OM | NEW | N/A | USD/teraBtu | us | us | 44665435223.9941
commercial refrigeration | High Efficiency Commercial Compressor Rack Systems | 2020 | FIXED_OM | REPLACEMENT | N/A | USD/teraBtu | us | us | 44665435223.9941
commercial refrigeration | High Efficiency Commercial Compressor Rack Systems | 2020 | INSTALLATION | NEW | N/A | USD/teraBtu | us | us | 707443898.4362
commercial refrigeration | High Efficiency Commercial Compressor Rack Systems | 2020 | INSTALLATION | REPLACEMENT | N/A | USD/teraBtu | us | us | 707443898.4362
commercial refrigeration | High Efficiency Commercial Compressor Rack Systems | 2021 | CAPITAL | NEW | N/A | USD/teraBtu | us | us | 475916804402.529
commercial refrigeration | High Efficiency Commercial Compressor Rack Systems | 2021 | CAPITAL | REPLACEMENT | N/A | USD/teraBtu | us | us | 475916804402.529
commercial refrigeration | High Efficiency Commercial Compressor Rack Systems | 2021 | FIXED_OM | NEW | N/A | USD/teraBtu | us | us | 44665435223.9941
commercial refrigeration | High Efficiency Commercial Compressor Rack Systems | 2021 | FIXED_OM | REPLACEMENT | N/A | USD/teraBtu | us | us | 44665435223.9941
commercial refrigeration | High Efficiency Commercial Compressor Rack Systems | 2021 | INSTALLATION | NEW | N/A | USD/teraBtu | us | us | 707443898.4362
commercial refrigeration | High Efficiency Commercial Compressor Rack Systems | 2021 | INSTALLATION | REPLACEMENT | N/A | USD/teraBtu | us | us | 707443898.4362
commercial refrigeration | High Efficiency Commercial Compressor Rack Systems | 2022 | CAPITAL | NEW | N/A | USD/teraBtu | us | us | 475916804402.529
commercial refrigeration | High Efficiency Commercial Compressor Rack Systems | 2022 | CAPITAL | REPLACEMENT | N/A | USD/teraBtu | us | us | 475916804402.529
commercial refrigeration | High Efficiency Commercial Compressor Rack Systems | 2022 | FIXED_OM | NEW | N/A | USD/teraBtu | us | us | 44665435223.9941
commercial refrigeration | High Efficiency Commercial Compressor Rack Systems | 2022 | FIXED_OM | REPLACEMENT | N/A | USD/teraBtu | us | us | 44665435223.9941
commercial refrigeration | High Efficiency Commercial Compressor Rack Systems | 2022 | INSTALLATION | NEW | N/A | USD/teraBtu | us | us | 707443898.4362
commercial refrigeration | High Efficiency Commercial Compressor Rack Systems | 2022 | INSTALLATION | REPLACEMENT | N/A | USD/teraBtu | us | us | 707443898.4362
commercial refrigeration | High Efficiency Commercial Compressor Rack Systems | 2023 | CAPITAL | NEW | N/A | USD/teraBtu | us | us | 461821520668.535
commercial refrigeration | High Efficiency Commercial Compressor Rack Systems | 2023 | CAPITAL | REPLACEMENT | N/A | USD/teraBtu | us | us | 461821520668.535
commercial refrigeration | High Efficiency Commercial Compressor Rack Systems | 2023 | FIXED_OM | NEW | N/A | USD/teraBtu | us | us | 45453270474.5253
commercial refrigeration | High Efficiency Commercial Compressor Rack Systems | 2023 | FIXED_OM | REPLACEMENT | N/A | USD/teraBtu | us | us | 45453270474.5253
commercial refrigeration | High Efficiency Commercial Compressor Rack Systems | 2023 | INSTALLATION | NEW | N/A | USD/teraBtu | us | us | 707443898.4362
commercial refrigeration | High Efficiency Commercial Compressor Rack Systems | 2023 | INSTALLATION | REPLACEMENT | N/A | USD/teraBtu | us | us | 707443898.4362
commercial refrigeration | High Efficiency Commercial Compressor Rack Systems | 2024 | CAPITAL | NEW | N/A | USD/teraBtu | us | us | 447726236934.541
commercial refrigeration | High Efficiency Commercial Compressor Rack Systems | 2024 | CAPITAL | REPLACEMENT | N/A | USD/teraBtu | us | us | 447726236934.541
commercial refrigeration | High Efficiency Commercial Compressor Rack Systems | 2024 | FIXED_OM | NEW | N/A | USD/teraBtu | us | us | 46241105725.0565
commercial refrigeration | High Efficiency Commercial Compressor Rack Systems | 2024 | FIXED_OM | REPLACEMENT | N/A | USD/teraBtu | us | us | 46241105725.0565
commercial refrigeration | High Efficiency Commercial Compressor Rack Systems | 2024 | INSTALLATION | NEW | N/A | USD/teraBtu | us | us | 707443898.4362
commercial refrigeration | High Efficiency Commercial Compressor Rack Systems | 2024 | INSTALLATION | REPLACEMENT | N/A | USD/teraBtu | us | us | 707443898.4362
commercial refrigeration | High Efficiency Commercial Compressor Rack Systems | 2025 | CAPITAL | NEW | N/A | USD/teraBtu | us | us | 433630953200.548
commercial refrigeration | High Efficiency Commercial Compressor Rack Systems | 2025 | CAPITAL | REPLACEMENT | N/A | USD/teraBtu | us | us | 433630953200.548
commercial refrigeration | High Efficiency Commercial Compressor Rack Systems | 2025 | FIXED_OM | NEW | N/A | USD/teraBtu | us | us | 47028940975.5877
commercial refrigeration | High Efficiency Commercial Compressor Rack Systems | 2025 | FIXED_OM | REPLACEMENT | N/A | USD/teraBtu | us | us | 47028940975.5877
commercial refrigeration | High Efficiency Commercial Compressor Rack Systems | 2025 | INSTALLATION | NEW | N/A | USD/teraBtu | us | us | 707443898.4362
commercial refrigeration | High Efficiency Commercial Compressor Rack Systems | 2025 | INSTALLATION | REPLACEMENT | N/A | USD/teraBtu | us | us | 707443898.4362
commercial refrigeration | High Efficiency Commercial Compressor Rack Systems | 2026 | CAPITAL | NEW | N/A | USD/teraBtu | us | us | 419535669466.553
commercial refrigeration | High Efficiency Commercial Compressor Rack Systems | 2026 | CAPITAL | REPLACEMENT | N/A | USD/teraBtu | us | us | 419535669466.553
commercial refrigeration | High Efficiency Commercial Compressor Rack Systems | 2026 | FIXED_OM | NEW | N/A | USD/teraBtu | us | us | 47816776226.1189
commercial refrigeration | High Efficiency Commercial Compressor Rack Systems | 2026 | FIXED_OM | REPLACEMENT | N/A | USD/teraBtu | us | us | 47816776226.1189
commercial refrigeration | High Efficiency Commercial Compressor Rack Systems | 2026 | INSTALLATION | NEW | N/A | USD/teraBtu | us | us | 707443898.4362
commercial refrigeration | High Efficiency Commercial Compressor Rack Systems | 2026 | INSTALLATION | REPLACEMENT | N/A | USD/teraBtu | us | us | 707443898.4362
commercial refrigeration | High Efficiency Commercial Compressor Rack Systems | 2027 | CAPITAL | NEW | N/A | USD/teraBtu | us | us | 405440385732.56
commercial refrigeration | High Efficiency Commercial Compressor Rack Systems | 2027 | CAPITAL | REPLACEMENT | N/A | USD/teraBtu | us | us | 405440385732.56
commercial refrigeration | High Efficiency Commercial Compressor Rack Systems | 2027 | FIXED_OM | NEW | N/A | USD/teraBtu | us | us | 48604611476.6502
commercial refrigeration | High Efficiency Commercial Compressor Rack Systems | 2027 | FIXED_OM | REPLACEMENT | N/A | USD/teraBtu | us | us | 48604611476.6502
commercial refrigeration | High Efficiency Commercial Compressor Rack Systems | 2027 | INSTALLATION | NEW | N/A | USD/teraBtu | us | us | 707443898.4362
commercial refrigeration | High Efficiency Commercial Compressor Rack Systems | 2027 | INSTALLATION | REPLACEMENT | N/A | USD/teraBtu | us | us | 707443898.4362
commercial refrigeration | High Efficiency Commercial Compressor Rack Systems | 2028 | CAPITAL | NEW | N/A | USD/teraBtu | us | us | 391345101998.566
commercial refrigeration | High Efficiency Commercial Compressor Rack Systems | 2028 | CAPITAL | REPLACEMENT | N/A | USD/teraBtu | us | us | 391345101998.566
commercial refrigeration | High Efficiency Commercial Compressor Rack Systems | 2028 | FIXED_OM | NEW | N/A | USD/teraBtu | us | us | 49392446727.1814
commercial refrigeration | High Efficiency Commercial Compressor Rack Systems | 2028 | FIXED_OM | REPLACEMENT | N/A | USD/teraBtu | us | us | 49392446727.1814
commercial refrigeration | High Efficiency Commercial Compressor Rack Systems | 2028 | INSTALLATION | NEW | N/A | USD/teraBtu | us | us | 707443898.4362
commercial refrigeration | High Efficiency Commercial Compressor Rack Systems | 2028 | INSTALLATION | REPLACEMENT | N/A | USD/teraBtu | us | us | 707443898.4362
commercial refrigeration | High Efficiency Commercial Compressor Rack Systems | 2029 | CAPITAL | NEW | N/A | USD/teraBtu | us | us | 377249818264.572
commercial refrigeration | High Efficiency Commercial Compressor Rack Systems | 2029 | CAPITAL | REPLACEMENT | N/A | USD/teraBtu | us | us | 377249818264.572
commercial refrigeration | High Efficiency Commercial Compressor Rack Systems | 2029 | FIXED_OM | NEW | N/A | USD/teraBtu | us | us | 50180281977.7126
commercial refrigeration | High Efficiency Commercial Compressor Rack Systems | 2029 | FIXED_OM | REPLACEMENT | N/A | USD/teraBtu | us | us | 50180281977.7126
commercial refrigeration | High Efficiency Commercial Compressor Rack Systems | 2029 | INSTALLATION | NEW | N/A | USD/teraBtu | us | us | 707443898.4362
commercial refrigeration | High Efficiency Commercial Compressor Rack Systems | 2029 | INSTALLATION | REPLACEMENT | N/A | USD/teraBtu | us | us | 707443898.4362
commercial refrigeration | High Efficiency Commercial Compressor Rack Systems | 2030 | CAPITAL | NEW | N/A | USD/teraBtu | us | us | 363154534530.578
commercial refrigeration | High Efficiency Commercial Compressor Rack Systems | 2030 | CAPITAL | REPLACEMENT | N/A | USD/teraBtu | us | us | 363154534530.578
commercial refrigeration | High Efficiency Commercial Compressor Rack Systems | 2030 | FIXED_OM | NEW | N/A | USD/teraBtu | us | us | 50968117228.2438
commercial refrigeration | High Efficiency Commercial Compressor Rack Systems | 2030 | FIXED_OM | REPLACEMENT | N/A | USD/teraBtu | us | us | 50968117228.2438
commercial refrigeration | High Efficiency Commercial Compressor Rack Systems | 2030 | INSTALLATION | NEW | N/A | USD/teraBtu | us | us | 707443898.4362
commercial refrigeration | High Efficiency Commercial Compressor Rack Systems | 2030 | INSTALLATION | REPLACEMENT | N/A | USD/teraBtu | us | us | 707443898.4362
commercial refrigeration | High Efficiency Commercial Compressor Rack Systems | 2031 | CAPITAL | NEW | N/A | USD/teraBtu | us | us | 363154534530.578
commercial refrigeration | High Efficiency Commercial Compressor Rack Systems | 2031 | CAPITAL | REPLACEMENT | N/A | USD/teraBtu | us | us | 363154534530.578
commercial refrigeration | High Efficiency Commercial Compressor Rack Systems | 2031 | FIXED_OM | NEW | N/A | USD/teraBtu | us | us | 50968117228.2438
commercial refrigeration | High Efficiency Commercial Compressor Rack Systems | 2031 | FIXED_OM | REPLACEMENT | N/A | USD/teraBtu | us | us | 50968117228.2438
commercial refrigeration | High Efficiency Commercial Compressor Rack Systems | 2031 | INSTALLATION | NEW | N/A | USD/teraBtu | us | us | 707443898.4362
commercial refrigeration | High Efficiency Commercial Compressor Rack Systems | 2031 | INSTALLATION | REPLACEMENT | N/A | USD/teraBtu | us | us | 707443898.4362
commercial refrigeration | High Efficiency Commercial Compressor Rack Systems | 2032 | CAPITAL | NEW | N/A | USD/teraBtu | us | us | 363154534530.578
commercial refrigeration | High Efficiency Commercial Compressor Rack Systems | 2032 | CAPITAL | REPLACEMENT | N/A | USD/teraBtu | us | us | 363154534530.578
commercial refrigeration | High Efficiency Commercial Compressor Rack Systems | 2032 | FIXED_OM | NEW | N/A | USD/teraBtu | us | us | 50968117228.2438
commercial refrigeration | High Efficiency Commercial Compressor Rack Systems | 2032 | FIXED_OM | REPLACEMENT | N/A | USD/teraBtu | us | us | 50968117228.2438
commercial refrigeration | High Efficiency Commercial Compressor Rack Systems | 2032 | INSTALLATION | NEW | N/A | USD/teraBtu | us | us | 707443898.4362
commercial refrigeration | High Efficiency Commercial Compressor Rack Systems | 2032 | INSTALLATION | REPLACEMENT | N/A | USD/teraBtu | us | us | 707443898.4362
commercial refrigeration | High Efficiency Commercial Compressor Rack Systems | 2033 | CAPITAL | NEW | N/A | USD/teraBtu | us | us | 363154534530.578
commercial refrigeration | High Efficiency Commercial Compressor Rack Systems | 2033 | CAPITAL | REPLACEMENT | N/A | USD/teraBtu | us | us | 363154534530.578
commercial refrigeration | High Efficiency Commercial Compressor Rack Systems | 2033 | FIXED_OM | NEW | N/A | USD/teraBtu | us | us | 50968117228.2438
commercial refrigeration | High Efficiency Commercial Compressor Rack Systems | 2033 | FIXED_OM | REPLACEMENT | N/A | USD/teraBtu | us | us | 50968117228.2438
commercial refrigeration | High Efficiency Commercial Compressor Rack Systems | 2033 | INSTALLATION | NEW | N/A | USD/teraBtu | us | us | 707443898.4362
commercial refrigeration | High Efficiency Commercial Compressor Rack Systems | 2033 | INSTALLATION | REPLACEMENT | N/A | USD/teraBtu | us | us | 707443898.4362
commercial refrigeration | High Efficiency Commercial Compressor Rack Systems | 2034 | CAPITAL | NEW | N/A | USD/teraBtu | us | us | 363154534530.578
commercial refrigeration | High Efficiency Commercial Compressor Rack Systems | 2034 | CAPITAL | REPLACEMENT | N/A | USD/teraBtu | us | us | 363154534530.578
commercial refrigeration | High Efficiency Commercial Compressor Rack Systems | 2034 | FIXED_OM | NEW | N/A | USD/teraBtu | us | us | 50968117228.2438
commercial refrigeration | High Efficiency Commercial Compressor Rack Systems | 2034 | FIXED_OM | REPLACEMENT | N/A | USD/teraBtu | us | us | 50968117228.2438
commercial refrigeration | High Efficiency Commercial Compressor Rack Systems | 2034 | INSTALLATION | NEW | N/A | USD/teraBtu | us | us | 707443898.4362
commercial refrigeration | High Efficiency Commercial Compressor Rack Systems | 2034 | INSTALLATION | REPLACEMENT | N/A | USD/teraBtu | us | us | 707443898.4362
commercial refrigeration | High Efficiency Commercial Compressor Rack Systems | 2035 | CAPITAL | NEW | N/A | USD/teraBtu | us | us | 363154534530.578
commercial refrigeration | High Efficiency Commercial Compressor Rack Systems | 2035 | CAPITAL | REPLACEMENT | N/A | USD/teraBtu | us | us | 363154534530.578
commercial refrigeration | High Efficiency Commercial Compressor Rack Systems | 2035 | FIXED_OM | NEW | N/A | USD/teraBtu | us | us | 50968117228.2438
commercial refrigeration | High Efficiency Commercial Compressor Rack Systems | 2035 | FIXED_OM | REPLACEMENT | N/A | USD/teraBtu | us | us | 50968117228.2438
commercial refrigeration | High Efficiency Commercial Compressor Rack Systems | 2035 | INSTALLATION | NEW | N/A | USD/teraBtu | us | us | 707443898.4362
commercial refrigeration | High Efficiency Commercial Compressor Rack Systems | 2035 | INSTALLATION | REPLACEMENT | N/A | USD/teraBtu | us | us | 707443898.4362
commercial refrigeration | High Efficiency Commercial Compressor Rack Systems | 2036 | CAPITAL | NEW | N/A | USD/teraBtu | us | us | 363154534530.578
commercial refrigeration | High Efficiency Commercial Compressor Rack Systems | 2036 | CAPITAL | REPLACEMENT | N/A | USD/teraBtu | us | us | 363154534530.578
commercial refrigeration | High Efficiency Commercial Compressor Rack Systems | 2036 | FIXED_OM | NEW | N/A | USD/teraBtu | us | us | 50968117228.2438
commercial refrigeration | High Efficiency Commercial Compressor Rack Systems | 2036 | FIXED_OM | REPLACEMENT | N/A | USD/teraBtu | us | us | 50968117228.2438
commercial refrigeration | High Efficiency Commercial Compressor Rack Systems | 2036 | INSTALLATION | NEW | N/A | USD/teraBtu | us | us | 707443898.4362
commercial refrigeration | High Efficiency Commercial Compressor Rack Systems | 2036 | INSTALLATION | REPLACEMENT | N/A | USD/teraBtu | us | us | 707443898.4362
commercial refrigeration | High Efficiency Commercial Compressor Rack Systems | 2037 | CAPITAL | NEW | N/A | USD/teraBtu | us | us | 363154534530.578
commercial refrigeration | High Efficiency Commercial Compressor Rack Systems | 2037 | CAPITAL | REPLACEMENT | N/A | USD/teraBtu | us | us | 363154534530.578
commercial refrigeration | High Efficiency Commercial Compressor Rack Systems | 2037 | FIXED_OM | NEW | N/A | USD/teraBtu | us | us | 50968117228.2438
commercial refrigeration | High Efficiency Commercial Compressor Rack Systems | 2037 | FIXED_OM | REPLACEMENT | N/A | USD/teraBtu | us | us | 50968117228.2438
commercial refrigeration | High Efficiency Commercial Compressor Rack Systems | 2037 | INSTALLATION | NEW | N/A | USD/teraBtu | us | us | 707443898.4362
commercial refrigeration | High Efficiency Commercial Compressor Rack Systems | 2037 | INSTALLATION | REPLACEMENT | N/A | USD/teraBtu | us | us | 707443898.4362
commercial refrigeration | High Efficiency Commercial Compressor Rack Systems | 2038 | CAPITAL | NEW | N/A | USD/teraBtu | us | us | 363154534530.578
commercial refrigeration | High Efficiency Commercial Compressor Rack Systems | 2038 | CAPITAL | REPLACEMENT | N/A | USD/teraBtu | us | us | 363154534530.578
commercial refrigeration | High Efficiency Commercial Compressor Rack Systems | 2038 | FIXED_OM | NEW | N/A | USD/teraBtu | us | us | 50968117228.2438
commercial refrigeration | High Efficiency Commercial Compressor Rack Systems | 2038 | FIXED_OM | REPLACEMENT | N/A | USD/teraBtu | us | us | 50968117228.2438
commercial refrigeration | High Efficiency Commercial Compressor Rack Systems | 2038 | INSTALLATION | NEW | N/A | USD/teraBtu | us | us | 707443898.4362
commercial refrigeration | High Efficiency Commercial Compressor Rack Systems | 2038 | INSTALLATION | REPLACEMENT | N/A | USD/teraBtu | us | us | 707443898.4362
commercial refrigeration | High Efficiency Commercial Compressor Rack Systems | 2039 | CAPITAL | NEW | N/A | USD/teraBtu | us | us | 363154534530.578
commercial refrigeration | High Efficiency Commercial Compressor Rack Systems | 2039 | CAPITAL | REPLACEMENT | N/A | USD/teraBtu | us | us | 363154534530.578
commercial refrigeration | High Efficiency Commercial Compressor Rack Systems | 2039 | FIXED_OM | NEW | N/A | USD/teraBtu | us | us | 50968117228.2438
commercial refrigeration | High Efficiency Commercial Compressor Rack Systems | 2039 | FIXED_OM | REPLACEMENT | N/A | USD/teraBtu | us | us | 50968117228.2438
commercial refrigeration | High Efficiency Commercial Compressor Rack Systems | 2039 | INSTALLATION | NEW | N/A | USD/teraBtu | us | us | 707443898.4362
commercial refrigeration | High Efficiency Commercial Compressor Rack Systems | 2039 | INSTALLATION | REPLACEMENT | N/A | USD/teraBtu | us | us | 707443898.4362
commercial refrigeration | High Efficiency Commercial Compressor Rack Systems | 2040 | CAPITAL | NEW | N/A | USD/teraBtu | us | us | 363154534530.578
commercial refrigeration | High Efficiency Commercial Compressor Rack Systems | 2040 | CAPITAL | REPLACEMENT | N/A | USD/teraBtu | us | us | 363154534530.578
commercial refrigeration | High Efficiency Commercial Compressor Rack Systems | 2040 | FIXED_OM | NEW | N/A | USD/teraBtu | us | us | 50968117228.2438
commercial refrigeration | High Efficiency Commercial Compressor Rack Systems | 2040 | FIXED_OM | REPLACEMENT | N/A | USD/teraBtu | us | us | 50968117228.2438
commercial refrigeration | High Efficiency Commercial Compressor Rack Systems | 2040 | INSTALLATION | NEW | N/A | USD/teraBtu | us | us | 707443898.4362
commercial refrigeration | High Efficiency Commercial Compressor Rack Systems | 2040 | INSTALLATION | REPLACEMENT | N/A | USD/teraBtu | us | us | 707443898.4362
commercial refrigeration | High Efficiency Commercial Compressor Rack Systems | 2041 | CAPITAL | NEW | N/A | USD/teraBtu | us | us | 363154534530.578
commercial refrigeration | High Efficiency Commercial Compressor Rack Systems | 2041 | CAPITAL | REPLACEMENT | N/A | USD/teraBtu | us | us | 363154534530.578
commercial refrigeration | High Efficiency Commercial Compressor Rack Systems | 2041 | FIXED_OM | NEW | N/A | USD/teraBtu | us | us | 50968117228.2438
commercial refrigeration | High Efficiency Commercial Compressor Rack Systems | 2041 | FIXED_OM | REPLACEMENT | N/A | USD/teraBtu | us | us | 50968117228.2438
commercial refrigeration | High Efficiency Commercial Compressor Rack Systems | 2041 | INSTALLATION | NEW | N/A | USD/teraBtu | us | us | 707443898.4362
commercial refrigeration | High Efficiency Commercial Compressor Rack Systems | 2041 | INSTALLATION | REPLACEMENT | N/A | USD/teraBtu | us | us | 707443898.4362
commercial refrigeration | High Efficiency Commercial Compressor Rack Systems | 2042 | CAPITAL | NEW | N/A | USD/teraBtu | us | us | 363154534530.578
commercial refrigeration | High Efficiency Commercial Compressor Rack Systems | 2042 | CAPITAL | REPLACEMENT | N/A | USD/teraBtu | us | us | 363154534530.578
commercial refrigeration | High Efficiency Commercial Compressor Rack Systems | 2042 | FIXED_OM | NEW | N/A | USD/teraBtu | us | us | 50968117228.2438
commercial refrigeration | High Efficiency Commercial Compressor Rack Systems | 2042 | FIXED_OM | REPLACEMENT | N/A | USD/teraBtu | us | us | 50968117228.2438
commercial refrigeration | High Efficiency Commercial Compressor Rack Systems | 2042 | INSTALLATION | NEW | N/A | USD/teraBtu | us | us | 707443898.4362
commercial refrigeration | High Efficiency Commercial Compressor Rack Systems | 2042 | INSTALLATION | REPLACEMENT | N/A | USD/teraBtu | us | us | 707443898.4362
commercial refrigeration | High Efficiency Commercial Compressor Rack Systems | 2043 | CAPITAL | NEW | N/A | USD/teraBtu | us | us | 363154534530.578
commercial refrigeration | High Efficiency Commercial Compressor Rack Systems | 2043 | CAPITAL | REPLACEMENT | N/A | USD/teraBtu | us | us | 363154534530.578
commercial refrigeration | High Efficiency Commercial Compressor Rack Systems | 2043 | FIXED_OM | NEW | N/A | USD/teraBtu | us | us | 50968117228.2438
commercial refrigeration | High Efficiency Commercial Compressor Rack Systems | 2043 | FIXED_OM | REPLACEMENT | N/A | USD/teraBtu | us | us | 50968117228.2438
commercial refrigeration | High Efficiency Commercial Compressor Rack Systems | 2043 | INSTALLATION | NEW | N/A | USD/teraBtu | us | us | 707443898.4362
commercial refrigeration | High Efficiency Commercial Compressor Rack Systems | 2043 | INSTALLATION | REPLACEMENT | N/A | USD/teraBtu | us | us | 707443898.4362
commercial refrigeration | High Efficiency Commercial Compressor Rack Systems | 2044 | CAPITAL | NEW | N/A | USD/teraBtu | us | us | 363154534530.578
commercial refrigeration | High Efficiency Commercial Compressor Rack Systems | 2044 | CAPITAL | REPLACEMENT | N/A | USD/teraBtu | us | us | 363154534530.578
commercial refrigeration | High Efficiency Commercial Compressor Rack Systems | 2044 | FIXED_OM | NEW | N/A | USD/teraBtu | us | us | 50968117228.2438
commercial refrigeration | High Efficiency Commercial Compressor Rack Systems | 2044 | FIXED_OM | REPLACEMENT | N/A | USD/teraBtu | us | us | 50968117228.2438
commercial refrigeration | High Efficiency Commercial Compressor Rack Systems | 2044 | INSTALLATION | NEW | N/A | USD/teraBtu | us | us | 707443898.4362
commercial refrigeration | High Efficiency Commercial Compressor Rack Systems | 2044 | INSTALLATION | REPLACEMENT | N/A | USD/teraBtu | us | us | 707443898.4362
commercial refrigeration | High Efficiency Commercial Compressor Rack Systems | 2045 | CAPITAL | NEW | N/A | USD/teraBtu | us | us | 363154534530.578
commercial refrigeration | High Efficiency Commercial Compressor Rack Systems | 2045 | CAPITAL | REPLACEMENT | N/A | USD/teraBtu | us | us | 363154534530.578
commercial refrigeration | High Efficiency Commercial Compressor Rack Systems | 2045 | FIXED_OM | NEW | N/A | USD/teraBtu | us | us | 50968117228.2438
commercial refrigeration | High Efficiency Commercial Compressor Rack Systems | 2045 | FIXED_OM | REPLACEMENT | N/A | USD/teraBtu | us | us | 50968117228.2438
commercial refrigeration | High Efficiency Commercial Compressor Rack Systems | 2045 | INSTALLATION | NEW | N/A | USD/teraBtu | us | us | 707443898.4362
commercial refrigeration | High Efficiency Commercial Compressor Rack Systems | 2045 | INSTALLATION | REPLACEMENT | N/A | USD/teraBtu | us | us | 707443898.4362
commercial refrigeration | High Efficiency Commercial Compressor Rack Systems | 2046 | CAPITAL | NEW | N/A | USD/teraBtu | us | us | 363154534530.578
commercial refrigeration | High Efficiency Commercial Compressor Rack Systems | 2046 | CAPITAL | REPLACEMENT | N/A | USD/teraBtu | us | us | 363154534530.578
commercial refrigeration | High Efficiency Commercial Compressor Rack Systems | 2046 | FIXED_OM | NEW | N/A | USD/teraBtu | us | us | 50968117228.2438
commercial refrigeration | High Efficiency Commercial Compressor Rack Systems | 2046 | FIXED_OM | REPLACEMENT | N/A | USD/teraBtu | us | us | 50968117228.2438
commercial refrigeration | High Efficiency Commercial Compressor Rack Systems | 2046 | INSTALLATION | NEW | N/A | USD/teraBtu | us | us | 707443898.4362
commercial refrigeration | High Efficiency Commercial Compressor Rack Systems | 2046 | INSTALLATION | REPLACEMENT | N/A | USD/teraBtu | us | us | 707443898.4362
commercial refrigeration | High Efficiency Commercial Compressor Rack Systems | 2047 | CAPITAL | NEW | N/A | USD/teraBtu | us | us | 363154534530.578
commercial refrigeration | High Efficiency Commercial Compressor Rack Systems | 2047 | CAPITAL | REPLACEMENT | N/A | USD/teraBtu | us | us | 363154534530.578
commercial refrigeration | High Efficiency Commercial Compressor Rack Systems | 2047 | FIXED_OM | NEW | N/A | USD/teraBtu | us | us | 50968117228.2438
commercial refrigeration | High Efficiency Commercial Compressor Rack Systems | 2047 | FIXED_OM | REPLACEMENT | N/A | USD/teraBtu | us | us | 50968117228.2438
commercial refrigeration | High Efficiency Commercial Compressor Rack Systems | 2047 | INSTALLATION | NEW | N/A | USD/teraBtu | us | us | 707443898.4362
commercial refrigeration | High Efficiency Commercial Compressor Rack Systems | 2047 | INSTALLATION | REPLACEMENT | N/A | USD/teraBtu | us | us | 707443898.4362
commercial refrigeration | High Efficiency Commercial Compressor Rack Systems | 2048 | CAPITAL | NEW | N/A | USD/teraBtu | us | us | 363154534530.578
commercial refrigeration | High Efficiency Commercial Compressor Rack Systems | 2048 | CAPITAL | REPLACEMENT | N/A | USD/teraBtu | us | us | 363154534530.578
commercial refrigeration | High Efficiency Commercial Compressor Rack Systems | 2048 | FIXED_OM | NEW | N/A | USD/teraBtu | us | us | 50968117228.2438
commercial refrigeration | High Efficiency Commercial Compressor Rack Systems | 2048 | FIXED_OM | REPLACEMENT | N/A | USD/teraBtu | us | us | 50968117228.2438
commercial refrigeration | High Efficiency Commercial Compressor Rack Systems | 2048 | INSTALLATION | NEW | N/A | USD/teraBtu | us | us | 707443898.4362
commercial refrigeration | High Efficiency Commercial Compressor Rack Systems | 2048 | INSTALLATION | REPLACEMENT | N/A | USD/teraBtu | us | us | 707443898.4362
commercial refrigeration | High Efficiency Commercial Compressor Rack Systems | 2049 | CAPITAL | NEW | N/A | USD/teraBtu | us | us | 363154534530.578
commercial refrigeration | High Efficiency Commercial Compressor Rack Systems | 2049 | CAPITAL | REPLACEMENT | N/A | USD/teraBtu | us | us | 363154534530.578
commercial refrigeration | High Efficiency Commercial Compressor Rack Systems | 2049 | FIXED_OM | NEW | N/A | USD/teraBtu | us | us | 50968117228.2438
commercial refrigeration | High Efficiency Commercial Compressor Rack Systems | 2049 | FIXED_OM | REPLACEMENT | N/A | USD/teraBtu | us | us | 50968117228.2438
commercial refrigeration | High Efficiency Commercial Compressor Rack Systems | 2049 | INSTALLATION | NEW | N/A | USD/teraBtu | us | us | 707443898.4362
commercial refrigeration | High Efficiency Commercial Compressor Rack Systems | 2049 | INSTALLATION | REPLACEMENT | N/A | USD/teraBtu | us | us | 707443898.4362
commercial refrigeration | High Efficiency Commercial Compressor Rack Systems | 2050 | CAPITAL | NEW | N/A | USD/teraBtu | us | us | 363154534530.578
commercial refrigeration | High Efficiency Commercial Compressor Rack Systems | 2050 | CAPITAL | REPLACEMENT | N/A | USD/teraBtu | us | us | 363154534530.578
commercial refrigeration | High Efficiency Commercial Compressor Rack Systems | 2050 | FIXED_OM | NEW | N/A | USD/teraBtu | us | us | 50968117228.2438
commercial refrigeration | High Efficiency Commercial Compressor Rack Systems | 2050 | FIXED_OM | REPLACEMENT | N/A | USD/teraBtu | us | us | 50968117228.2438
commercial refrigeration | High Efficiency Commercial Compressor Rack Systems | 2050 | INSTALLATION | NEW | N/A | USD/teraBtu | us | us | 707443898.4362
commercial refrigeration | High Efficiency Commercial Compressor Rack Systems | 2050 | INSTALLATION | REPLACEMENT | N/A | USD/teraBtu | us | us | 707443898.4362
commercial refrigeration | High Efficiency Commercial Condensers | 2020 | CAPITAL | NEW | N/A | USD/teraBtu | us | us | 54666119424.6148
commercial refrigeration | High Efficiency Commercial Condensers | 2020 | CAPITAL | REPLACEMENT | N/A | USD/teraBtu | us | us | 54666119424.6148
commercial refrigeration | High Efficiency Commercial Condensers | 2020 | FIXED_OM | NEW | N/A | USD/teraBtu | us | us | 932539684.3023
commercial refrigeration | High Efficiency Commercial Condensers | 2020 | FIXED_OM | REPLACEMENT | N/A | USD/teraBtu | us | us | 932539684.3023
commercial refrigeration | High Efficiency Commercial Condensers | 2020 | INSTALLATION | NEW | N/A | USD/teraBtu | us | us | 42311254.8692
commercial refrigeration | High Efficiency Commercial Condensers | 2020 | INSTALLATION | REPLACEMENT | N/A | USD/teraBtu | us | us | 42311254.8692
commercial refrigeration | High Efficiency Commercial Condensers | 2021 | CAPITAL | NEW | N/A | USD/teraBtu | us | us | 54666119424.6148
commercial refrigeration | High Efficiency Commercial Condensers | 2021 | CAPITAL | REPLACEMENT | N/A | USD/teraBtu | us | us | 54666119424.6148
commercial refrigeration | High Efficiency Commercial Condensers | 2021 | FIXED_OM | NEW | N/A | USD/teraBtu | us | us | 932539684.3023
commercial refrigeration | High Efficiency Commercial Condensers | 2021 | FIXED_OM | REPLACEMENT | N/A | USD/teraBtu | us | us | 932539684.3023
commercial refrigeration | High Efficiency Commercial Condensers | 2021 | INSTALLATION | NEW | N/A | USD/teraBtu | us | us | 42311254.8692
commercial refrigeration | High Efficiency Commercial Condensers | 2021 | INSTALLATION | REPLACEMENT | N/A | USD/teraBtu | us | us | 42311254.8692
commercial refrigeration | High Efficiency Commercial Condensers | 2022 | CAPITAL | NEW | N/A | USD/teraBtu | us | us | 54666119424.6148
commercial refrigeration | High Efficiency Commercial Condensers | 2022 | CAPITAL | REPLACEMENT | N/A | USD/teraBtu | us | us | 54666119424.6148
commercial refrigeration | High Efficiency Commercial Condensers | 2022 | FIXED_OM | NEW | N/A | USD/teraBtu | us | us | 932539684.3023
commercial refrigeration | High Efficiency Commercial Condensers | 2022 | FIXED_OM | REPLACEMENT | N/A | USD/teraBtu | us | us | 932539684.3023
commercial refrigeration | High Efficiency Commercial Condensers | 2022 | INSTALLATION | NEW | N/A | USD/teraBtu | us | us | 42311254.8692
commercial refrigeration | High Efficiency Commercial Condensers | 2022 | INSTALLATION | REPLACEMENT | N/A | USD/teraBtu | us | us | 42311254.8692
commercial refrigeration | High Efficiency Commercial Condensers | 2023 | CAPITAL | NEW | N/A | USD/teraBtu | us | us | 54666119424.6148
commercial refrigeration | High Efficiency Commercial Condensers | 2023 | CAPITAL | REPLACEMENT | N/A | USD/teraBtu | us | us | 54666119424.6148
commercial refrigeration | High Efficiency Commercial Condensers | 2023 | FIXED_OM | NEW | N/A | USD/teraBtu | us | us | 932539684.3023
commercial refrigeration | High Efficiency Commercial Condensers | 2023 | FIXED_OM | REPLACEMENT | N/A | USD/teraBtu | us | us | 932539684.3023
commercial refrigeration | High Efficiency Commercial Condensers | 2023 | INSTALLATION | NEW | N/A | USD/teraBtu | us | us | 42311254.8692
commercial refrigeration | High Efficiency Commercial Condensers | 2023 | INSTALLATION | REPLACEMENT | N/A | USD/teraBtu | us | us | 42311254.8692
commercial refrigeration | High Efficiency Commercial Condensers | 2024 | CAPITAL | NEW | N/A | USD/teraBtu | us | us | 54666119424.6148
commercial refrigeration | High Efficiency Commercial Condensers | 2024 | CAPITAL | REPLACEMENT | N/A | USD/teraBtu | us | us | 54666119424.6148
commercial refrigeration | High Efficiency Commercial Condensers | 2024 | FIXED_OM | NEW | N/A | USD/teraBtu | us | us | 932539684.3023
commercial refrigeration | High Efficiency Commercial Condensers | 2024 | FIXED_OM | REPLACEMENT | N/A | USD/teraBtu | us | us | 932539684.3023
commercial refrigeration | High Efficiency Commercial Condensers | 2024 | INSTALLATION | NEW | N/A | USD/teraBtu | us | us | 42311254.8692
commercial refrigeration | High Efficiency Commercial Condensers | 2024 | INSTALLATION | REPLACEMENT | N/A | USD/teraBtu | us | us | 42311254.8692
commercial refrigeration | High Efficiency Commercial Condensers | 2025 | CAPITAL | NEW | N/A | USD/teraBtu | us | us | 54666119424.6148
commercial refrigeration | High Efficiency Commercial Condensers | 2025 | CAPITAL | REPLACEMENT | N/A | USD/teraBtu | us | us | 54666119424.6148
commercial refrigeration | High Efficiency Commercial Condensers | 2025 | FIXED_OM | NEW | N/A | USD/teraBtu | us | us | 932539684.3023
commercial refrigeration | High Efficiency Commercial Condensers | 2025 | FIXED_OM | REPLACEMENT | N/A | USD/teraBtu | us | us | 932539684.3023
commercial refrigeration | High Efficiency Commercial Condensers | 2025 | INSTALLATION | NEW | N/A | USD/teraBtu | us | us | 42311254.8692
commercial refrigeration | High Efficiency Commercial Condensers | 2025 | INSTALLATION | REPLACEMENT | N/A | USD/teraBtu | us | us | 42311254.8692
commercial refrigeration | High Efficiency Commercial Condensers | 2026 | CAPITAL | NEW | N/A | USD/teraBtu | us | us | 54666119424.6148
commercial refrigeration | High Efficiency Commercial Condensers | 2026 | CAPITAL | REPLACEMENT | N/A | USD/teraBtu | us | us | 54666119424.6148
commercial refrigeration | High Efficiency Commercial Condensers | 2026 | FIXED_OM | NEW | N/A | USD/teraBtu | us | us | 979702610.8647
commercial refrigeration | High Efficiency Commercial Condensers | 2026 | FIXED_OM | REPLACEMENT | N/A | USD/teraBtu | us | us | 979702610.8647
commercial refrigeration | High Efficiency Commercial Condensers | 2026 | INSTALLATION | NEW | N/A | USD/teraBtu | us | us | 42311254.8692
commercial refrigeration | High Efficiency Commercial Condensers | 2026 | INSTALLATION | REPLACEMENT | N/A | USD/teraBtu | us | us | 42311254.8692
commercial refrigeration | High Efficiency Commercial Condensers | 2027 | CAPITAL | NEW | N/A | USD/teraBtu | us | us | 54666119424.6148
commercial refrigeration | High Efficiency Commercial Condensers | 2027 | CAPITAL | REPLACEMENT | N/A | USD/teraBtu | us | us | 54666119424.6148
commercial refrigeration | High Efficiency Commercial Condensers | 2027 | FIXED_OM | NEW | N/A | USD/teraBtu | us | us | 1026865537.4271
commercial refrigeration | High Efficiency Commercial Condensers | 2027 | FIXED_OM | REPLACEMENT | N/A | USD/teraBtu | us | us | 1026865537.4271
commercial refrigeration | High Efficiency Commercial Condensers | 2027 | INSTALLATION | NEW | N/A | USD/teraBtu | us | us | 42311254.8692
commercial refrigeration | High Efficiency Commercial Condensers | 2027 | INSTALLATION | REPLACEMENT | N/A | USD/teraBtu | us | us | 42311254.8692
commercial refrigeration | High Efficiency Commercial Condensers | 2028 | CAPITAL | NEW | N/A | USD/teraBtu | us | us | 54666119424.6148
commercial refrigeration | High Efficiency Commercial Condensers | 2028 | CAPITAL | REPLACEMENT | N/A | USD/teraBtu | us | us | 54666119424.6148
commercial refrigeration | High Efficiency Commercial Condensers | 2028 | FIXED_OM | NEW | N/A | USD/teraBtu | us | us | 1074028463.9895
commercial refrigeration | High Efficiency Commercial Condensers | 2028 | FIXED_OM | REPLACEMENT | N/A | USD/teraBtu | us | us | 1074028463.9895
commercial refrigeration | High Efficiency Commercial Condensers | 2028 | INSTALLATION | NEW | N/A | USD/teraBtu | us | us | 42311254.8692
commercial refrigeration | High Efficiency Commercial Condensers | 2028 | INSTALLATION | REPLACEMENT | N/A | USD/teraBtu | us | us | 42311254.8692
commercial refrigeration | High Efficiency Commercial Condensers | 2029 | CAPITAL | NEW | N/A | USD/teraBtu | us | us | 54666119424.6148
commercial refrigeration | High Efficiency Commercial Condensers | 2029 | CAPITAL | REPLACEMENT | N/A | USD/teraBtu | us | us | 54666119424.6148
commercial refrigeration | High Efficiency Commercial Condensers | 2029 | FIXED_OM | NEW | N/A | USD/teraBtu | us | us | 1121191390.5519
commercial refrigeration | High Efficiency Commercial Condensers | 2029 | FIXED_OM | REPLACEMENT | N/A | USD/teraBtu | us | us | 1121191390.5519
commercial refrigeration | High Efficiency Commercial Condensers | 2029 | INSTALLATION | NEW | N/A | USD/teraBtu | us | us | 42311254.8692
commercial refrigeration | High Efficiency Commercial Condensers | 2029 | INSTALLATION | REPLACEMENT | N/A | USD/teraBtu | us | us | 42311254.8692
commercial refrigeration | High Efficiency Commercial Condensers | 2030 | CAPITAL | NEW | N/A | USD/teraBtu | us | us | 54666119424.6148
commercial refrigeration | High Efficiency Commercial Condensers | 2030 | CAPITAL | REPLACEMENT | N/A | USD/teraBtu | us | us | 54666119424.6148
commercial refrigeration | High Efficiency Commercial Condensers | 2030 | FIXED_OM | NEW | N/A | USD/teraBtu | us | us | 1168354317.1143
commercial refrigeration | High Efficiency Commercial Condensers | 2030 | FIXED_OM | REPLACEMENT | N/A | USD/teraBtu | us | us | 1168354317.1143
commercial refrigeration | High Efficiency Commercial Condensers | 2030 | INSTALLATION | NEW | N/A | USD/teraBtu | us | us | 42311254.8692
commercial refrigeration | High Efficiency Commercial Condensers | 2030 | INSTALLATION | REPLACEMENT | N/A | USD/teraBtu | us | us | 42311254.8692
commercial refrigeration | High Efficiency Commercial Condensers | 2031 | CAPITAL | NEW | N/A | USD/teraBtu | us | us | 54666119424.6148
commercial refrigeration | High Efficiency Commercial Condensers | 2031 | CAPITAL | REPLACEMENT | N/A | USD/teraBtu | us | us | 54666119424.6148
commercial refrigeration | High Efficiency Commercial Condensers | 2031 | FIXED_OM | NEW | N/A | USD/teraBtu | us | us | 1168354317.1143
commercial refrigeration | High Efficiency Commercial Condensers | 2031 | FIXED_OM | REPLACEMENT | N/A | USD/teraBtu | us | us | 1168354317.1143
commercial refrigeration | High Efficiency Commercial Condensers | 2031 | INSTALLATION | NEW | N/A | USD/teraBtu | us | us | 42311254.8692
commercial refrigeration | High Efficiency Commercial Condensers | 2031 | INSTALLATION | REPLACEMENT | N/A | USD/teraBtu | us | us | 42311254.8692
commercial refrigeration | High Efficiency Commercial Condensers | 2032 | CAPITAL | NEW | N/A | USD/teraBtu | us | us | 54666119424.6148
commercial refrigeration | High Efficiency Commercial Condensers | 2032 | CAPITAL | REPLACEMENT | N/A | USD/teraBtu | us | us | 54666119424.6148
commercial refrigeration | High Efficiency Commercial Condensers | 2032 | FIXED_OM | NEW | N/A | USD/teraBtu | us | us | 1168354317.1143
commercial refrigeration | High Efficiency Commercial Condensers | 2032 | FIXED_OM | REPLACEMENT | N/A | USD/teraBtu | us | us | 1168354317.1143
commercial refrigeration | High Efficiency Commercial Condensers | 2032 | INSTALLATION | NEW | N/A | USD/teraBtu | us | us | 42311254.8692
commercial refrigeration | High Efficiency Commercial Condensers | 2032 | INSTALLATION | REPLACEMENT | N/A | USD/teraBtu | us | us | 42311254.8692
commercial refrigeration | High Efficiency Commercial Condensers | 2033 | CAPITAL | NEW | N/A | USD/teraBtu | us | us | 54666119424.6148
commercial refrigeration | High Efficiency Commercial Condensers | 2033 | CAPITAL | REPLACEMENT | N/A | USD/teraBtu | us | us | 54666119424.6148
commercial refrigeration | High Efficiency Commercial Condensers | 2033 | FIXED_OM | NEW | N/A | USD/teraBtu | us | us | 1168354317.1143
commercial refrigeration | High Efficiency Commercial Condensers | 2033 | FIXED_OM | REPLACEMENT | N/A | USD/teraBtu | us | us | 1168354317.1143
commercial refrigeration | High Efficiency Commercial Condensers | 2033 | INSTALLATION | NEW | N/A | USD/teraBtu | us | us | 42311254.8692
commercial refrigeration | High Efficiency Commercial Condensers | 2033 | INSTALLATION | REPLACEMENT | N/A | USD/teraBtu | us | us | 42311254.8692
commercial refrigeration | High Efficiency Commercial Condensers | 2034 | CAPITAL | NEW | N/A | USD/teraBtu | us | us | 54666119424.6148
commercial refrigeration | High Efficiency Commercial Condensers | 2034 | CAPITAL | REPLACEMENT | N/A | USD/teraBtu | us | us | 54666119424.6148
commercial refrigeration | High Efficiency Commercial Condensers | 2034 | FIXED_OM | NEW | N/A | USD/teraBtu | us | us | 1168354317.1143
commercial refrigeration | High Efficiency Commercial Condensers | 2034 | FIXED_OM | REPLACEMENT | N/A | USD/teraBtu | us | us | 1168354317.1143
commercial refrigeration | High Efficiency Commercial Condensers | 2034 | INSTALLATION | NEW | N/A | USD/teraBtu | us | us | 42311254.8692
commercial refrigeration | High Efficiency Commercial Condensers | 2034 | INSTALLATION | REPLACEMENT | N/A | USD/teraBtu | us | us | 42311254.8692
commercial refrigeration | High Efficiency Commercial Condensers | 2035 | CAPITAL | NEW | N/A | USD/teraBtu | us | us | 54666119424.6148
commercial refrigeration | High Efficiency Commercial Condensers | 2035 | CAPITAL | REPLACEMENT | N/A | USD/teraBtu | us | us | 54666119424.6148
commercial refrigeration | High Efficiency Commercial Condensers | 2035 | FIXED_OM | NEW | N/A | USD/teraBtu | us | us | 1168354317.1143
commercial refrigeration | High Efficiency Commercial Condensers | 2035 | FIXED_OM | REPLACEMENT | N/A | USD/teraBtu | us | us | 1168354317.1143
commercial refrigeration | High Efficiency Commercial Condensers | 2035 | INSTALLATION | NEW | N/A | USD/teraBtu | us | us | 42311254.8692
commercial refrigeration | High Efficiency Commercial Condensers | 2035 | INSTALLATION | REPLACEMENT | N/A | USD/teraBtu | us | us | 42311254.8692
commercial refrigeration | High Efficiency Commercial Condensers | 2036 | CAPITAL | NEW | N/A | USD/teraBtu | us | us | 54666119424.6148
commercial refrigeration | High Efficiency Commercial Condensers | 2036 | CAPITAL | REPLACEMENT | N/A | USD/teraBtu | us | us | 54666119424.6148
commercial refrigeration | High Efficiency Commercial Condensers | 2036 | FIXED_OM | NEW | N/A | USD/teraBtu | us | us | 1168354317.1143
commercial refrigeration | High Efficiency Commercial Condensers | 2036 | FIXED_OM | REPLACEMENT | N/A | USD/teraBtu | us | us | 1168354317.1143
commercial refrigeration | High Efficiency Commercial Condensers | 2036 | INSTALLATION | NEW | N/A | USD/teraBtu | us | us | 42311254.8692
commercial refrigeration | High Efficiency Commercial Condensers | 2036 | INSTALLATION | REPLACEMENT | N/A | USD/teraBtu | us | us | 42311254.8692
commercial refrigeration | High Efficiency Commercial Condensers | 2037 | CAPITAL | NEW | N/A | USD/teraBtu | us | us | 54666119424.6148
commercial refrigeration | High Efficiency Commercial Condensers | 2037 | CAPITAL | REPLACEMENT | N/A | USD/teraBtu | us | us | 54666119424.6148
commercial refrigeration | High Efficiency Commercial Condensers | 2037 | FIXED_OM | NEW | N/A | USD/teraBtu | us | us | 1168354317.1143
commercial refrigeration | High Efficiency Commercial Condensers | 2037 | FIXED_OM | REPLACEMENT | N/A | USD/teraBtu | us | us | 1168354317.1143
commercial refrigeration | High Efficiency Commercial Condensers | 2037 | INSTALLATION | NEW | N/A | USD/teraBtu | us | us | 42311254.8692
commercial refrigeration | High Efficiency Commercial Condensers | 2037 | INSTALLATION | REPLACEMENT | N/A | USD/teraBtu | us | us | 42311254.8692
commercial refrigeration | High Efficiency Commercial Condensers | 2038 | CAPITAL | NEW | N/A | USD/teraBtu | us | us | 54666119424.6148
commercial refrigeration | High Efficiency Commercial Condensers | 2038 | CAPITAL | REPLACEMENT | N/A | USD/teraBtu | us | us | 54666119424.6148
commercial refrigeration | High Efficiency Commercial Condensers | 2038 | FIXED_OM | NEW | N/A | USD/teraBtu | us | us | 1168354317.1143
commercial refrigeration | High Efficiency Commercial Condensers | 2038 | FIXED_OM | REPLACEMENT | N/A | USD/teraBtu | us | us | 1168354317.1143
commercial refrigeration | High Efficiency Commercial Condensers | 2038 | INSTALLATION | NEW | N/A | USD/teraBtu | us | us | 42311254.8692
commercial refrigeration | High Efficiency Commercial Condensers | 2038 | INSTALLATION | REPLACEMENT | N/A | USD/teraBtu | us | us | 42311254.8692
commercial refrigeration | High Efficiency Commercial Condensers | 2039 | CAPITAL | NEW | N/A | USD/teraBtu | us | us | 54666119424.6148
commercial refrigeration | High Efficiency Commercial Condensers | 2039 | CAPITAL | REPLACEMENT | N/A | USD/teraBtu | us | us | 54666119424.6148
commercial refrigeration | High Efficiency Commercial Condensers | 2039 | FIXED_OM | NEW | N/A | USD/teraBtu | us | us | 1168354317.1143
commercial refrigeration | High Efficiency Commercial Condensers | 2039 | FIXED_OM | REPLACEMENT | N/A | USD/teraBtu | us | us | 1168354317.1143
commercial refrigeration | High Efficiency Commercial Condensers | 2039 | INSTALLATION | NEW | N/A | USD/teraBtu | us | us | 42311254.8692
commercial refrigeration | High Efficiency Commercial Condensers | 2039 | INSTALLATION | REPLACEMENT | N/A | USD/teraBtu | us | us | 42311254.8692
commercial refrigeration | High Efficiency Commercial Condensers | 2040 | CAPITAL | NEW | N/A | USD/teraBtu | us | us | 54666119424.6148
commercial refrigeration | High Efficiency Commercial Condensers | 2040 | CAPITAL | REPLACEMENT | N/A | USD/teraBtu | us | us | 54666119424.6148
commercial refrigeration | High Efficiency Commercial Condensers | 2040 | FIXED_OM | NEW | N/A | USD/teraBtu | us | us | 1168354317.1143
commercial refrigeration | High Efficiency Commercial Condensers | 2040 | FIXED_OM | REPLACEMENT | N/A | USD/teraBtu | us | us | 1168354317.1143
commercial refrigeration | High Efficiency Commercial Condensers | 2040 | INSTALLATION | NEW | N/A | USD/teraBtu | us | us | 42311254.8692
commercial refrigeration | High Efficiency Commercial Condensers | 2040 | INSTALLATION | REPLACEMENT | N/A | USD/teraBtu | us | us | 42311254.8692
commercial refrigeration | High Efficiency Commercial Condensers | 2041 | CAPITAL | NEW | N/A | USD/teraBtu | us | us | 54666119424.6148
commercial refrigeration | High Efficiency Commercial Condensers | 2041 | CAPITAL | REPLACEMENT | N/A | USD/teraBtu | us | us | 54666119424.6148
commercial refrigeration | High Efficiency Commercial Condensers | 2041 | FIXED_OM | NEW | N/A | USD/teraBtu | us | us | 1168354317.1143
commercial refrigeration | High Efficiency Commercial Condensers | 2041 | FIXED_OM | REPLACEMENT | N/A | USD/teraBtu | us | us | 1168354317.1143
commercial refrigeration | High Efficiency Commercial Condensers | 2041 | INSTALLATION | NEW | N/A | USD/teraBtu | us | us | 42311254.8692
commercial refrigeration | High Efficiency Commercial Condensers | 2041 | INSTALLATION | REPLACEMENT | N/A | USD/teraBtu | us | us | 42311254.8692
commercial refrigeration | High Efficiency Commercial Condensers | 2042 | CAPITAL | NEW | N/A | USD/teraBtu | us | us | 54666119424.6148
commercial refrigeration | High Efficiency Commercial Condensers | 2042 | CAPITAL | REPLACEMENT | N/A | USD/teraBtu | us | us | 54666119424.6148
commercial refrigeration | High Efficiency Commercial Condensers | 2042 | FIXED_OM | NEW | N/A | USD/teraBtu | us | us | 1168354317.1143
commercial refrigeration | High Efficiency Commercial Condensers | 2042 | FIXED_OM | REPLACEMENT | N/A | USD/teraBtu | us | us | 1168354317.1143
commercial refrigeration | High Efficiency Commercial Condensers | 2042 | INSTALLATION | NEW | N/A | USD/teraBtu | us | us | 42311254.8692
commercial refrigeration | High Efficiency Commercial Condensers | 2042 | INSTALLATION | REPLACEMENT | N/A | USD/teraBtu | us | us | 42311254.8692
commercial refrigeration | High Efficiency Commercial Condensers | 2043 | CAPITAL | NEW | N/A | USD/teraBtu | us | us | 54666119424.6148
commercial refrigeration | High Efficiency Commercial Condensers | 2043 | CAPITAL | REPLACEMENT | N/A | USD/teraBtu | us | us | 54666119424.6148
commercial refrigeration | High Efficiency Commercial Condensers | 2043 | FIXED_OM | NEW | N/A | USD/teraBtu | us | us | 1168354317.1143
commercial refrigeration | High Efficiency Commercial Condensers | 2043 | FIXED_OM | REPLACEMENT | N/A | USD/teraBtu | us | us | 1168354317.1143
commercial refrigeration | High Efficiency Commercial Condensers | 2043 | INSTALLATION | NEW | N/A | USD/teraBtu | us | us | 42311254.8692
commercial refrigeration | High Efficiency Commercial Condensers | 2043 | INSTALLATION | REPLACEMENT | N/A | USD/teraBtu | us | us | 42311254.8692
commercial refrigeration | High Efficiency Commercial Condensers | 2044 | CAPITAL | NEW | N/A | USD/teraBtu | us | us | 54666119424.6148
commercial refrigeration | High Efficiency Commercial Condensers | 2044 | CAPITAL | REPLACEMENT | N/A | USD/teraBtu | us | us | 54666119424.6148
commercial refrigeration | High Efficiency Commercial Condensers | 2044 | FIXED_OM | NEW | N/A | USD/teraBtu | us | us | 1168354317.1143
commercial refrigeration | High Efficiency Commercial Condensers | 2044 | FIXED_OM | REPLACEMENT | N/A | USD/teraBtu | us | us | 1168354317.1143
commercial refrigeration | High Efficiency Commercial Condensers | 2044 | INSTALLATION | NEW | N/A | USD/teraBtu | us | us | 42311254.8692
commercial refrigeration | High Efficiency Commercial Condensers | 2044 | INSTALLATION | REPLACEMENT | N/A | USD/teraBtu | us | us | 42311254.8692
commercial refrigeration | High Efficiency Commercial Condensers | 2045 | CAPITAL | NEW | N/A | USD/teraBtu | us | us | 54666119424.6148
commercial refrigeration | High Efficiency Commercial Condensers | 2045 | CAPITAL | REPLACEMENT | N/A | USD/teraBtu | us | us | 54666119424.6148
commercial refrigeration | High Efficiency Commercial Condensers | 2045 | FIXED_OM | NEW | N/A | USD/teraBtu | us | us | 1168354317.1143
commercial refrigeration | High Efficiency Commercial Condensers | 2045 | FIXED_OM | REPLACEMENT | N/A | USD/teraBtu | us | us | 1168354317.1143
commercial refrigeration | High Efficiency Commercial Condensers | 2045 | INSTALLATION | NEW | N/A | USD/teraBtu | us | us | 42311254.8692
commercial refrigeration | High Efficiency Commercial Condensers | 2045 | INSTALLATION | REPLACEMENT | N/A | USD/teraBtu | us | us | 42311254.8692
commercial refrigeration | High Efficiency Commercial Condensers | 2046 | CAPITAL | NEW | N/A | USD/teraBtu | us | us | 54666119424.6148
commercial refrigeration | High Efficiency Commercial Condensers | 2046 | CAPITAL | REPLACEMENT | N/A | USD/teraBtu | us | us | 54666119424.6148
commercial refrigeration | High Efficiency Commercial Condensers | 2046 | FIXED_OM | NEW | N/A | USD/teraBtu | us | us | 1168354317.1143
commercial refrigeration | High Efficiency Commercial Condensers | 2046 | FIXED_OM | REPLACEMENT | N/A | USD/teraBtu | us | us | 1168354317.1143
commercial refrigeration | High Efficiency Commercial Condensers | 2046 | INSTALLATION | NEW | N/A | USD/teraBtu | us | us | 42311254.8692
commercial refrigeration | High Efficiency Commercial Condensers | 2046 | INSTALLATION | REPLACEMENT | N/A | USD/teraBtu | us | us | 42311254.8692
commercial refrigeration | High Efficiency Commercial Condensers | 2047 | CAPITAL | NEW | N/A | USD/teraBtu | us | us | 54666119424.6148
commercial refrigeration | High Efficiency Commercial Condensers | 2047 | CAPITAL | REPLACEMENT | N/A | USD/teraBtu | us | us | 54666119424.6148
commercial refrigeration | High Efficiency Commercial Condensers | 2047 | FIXED_OM | NEW | N/A | USD/teraBtu | us | us | 1168354317.1143
commercial refrigeration | High Efficiency Commercial Condensers | 2047 | FIXED_OM | REPLACEMENT | N/A | USD/teraBtu | us | us | 1168354317.1143
commercial refrigeration | High Efficiency Commercial Condensers | 2047 | INSTALLATION | NEW | N/A | USD/teraBtu | us | us | 42311254.8692
commercial refrigeration | High Efficiency Commercial Condensers | 2047 | INSTALLATION | REPLACEMENT | N/A | USD/teraBtu | us | us | 42311254.8692
commercial refrigeration | High Efficiency Commercial Condensers | 2048 | CAPITAL | NEW | N/A | USD/teraBtu | us | us | 54666119424.6148
commercial refrigeration | High Efficiency Commercial Condensers | 2048 | CAPITAL | REPLACEMENT | N/A | USD/teraBtu | us | us | 54666119424.6148
commercial refrigeration | High Efficiency Commercial Condensers | 2048 | FIXED_OM | NEW | N/A | USD/teraBtu | us | us | 1168354317.1143
commercial refrigeration | High Efficiency Commercial Condensers | 2048 | FIXED_OM | REPLACEMENT | N/A | USD/teraBtu | us | us | 1168354317.1143
commercial refrigeration | High Efficiency Commercial Condensers | 2048 | INSTALLATION | NEW | N/A | USD/teraBtu | us | us | 42311254.8692
commercial refrigeration | High Efficiency Commercial Condensers | 2048 | INSTALLATION | REPLACEMENT | N/A | USD/teraBtu | us | us | 42311254.8692
commercial refrigeration | High Efficiency Commercial Condensers | 2049 | CAPITAL | NEW | N/A | USD/teraBtu | us | us | 54666119424.6148
commercial refrigeration | High Efficiency Commercial Condensers | 2049 | CAPITAL | REPLACEMENT | N/A | USD/teraBtu | us | us | 54666119424.6148
commercial refrigeration | High Efficiency Commercial Condensers | 2049 | FIXED_OM | NEW | N/A | USD/teraBtu | us | us | 1168354317.1143
commercial refrigeration | High Efficiency Commercial Condensers | 2049 | FIXED_OM | REPLACEMENT | N/A | USD/teraBtu | us | us | 1168354317.1143
commercial refrigeration | High Efficiency Commercial Condensers | 2049 | INSTALLATION | NEW | N/A | USD/teraBtu | us | us | 42311254.8692
commercial refrigeration | High Efficiency Commercial Condensers | 2049 | INSTALLATION | REPLACEMENT | N/A | USD/teraBtu | us | us | 42311254.8692
commercial refrigeration | High Efficiency Commercial Condensers | 2050 | CAPITAL | NEW | N/A | USD/teraBtu | us | us | 54666119424.6148
commercial refrigeration | High Efficiency Commercial Condensers | 2050 | CAPITAL | REPLACEMENT | N/A | USD/teraBtu | us | us | 54666119424.6148
commercial refrigeration | High Efficiency Commercial Condensers | 2050 | FIXED_OM | NEW | N/A | USD/teraBtu | us | us | 1168354317.1143
commercial refrigeration | High Efficiency Commercial Condensers | 2050 | FIXED_OM | REPLACEMENT | N/A | USD/teraBtu | us | us | 1168354317.1143
commercial refrigeration | High Efficiency Commercial Condensers | 2050 | INSTALLATION | NEW | N/A | USD/teraBtu | us | us | 42311254.8692
commercial refrigeration | High Efficiency Commercial Condensers | 2050 | INSTALLATION | REPLACEMENT | N/A | USD/teraBtu | us | us | 42311254.8692
commercial refrigeration | High Efficiency Commercial Ice-Machines | 2020 | CAPITAL | NEW | N/A | USD/teraBtu | us | us | 1.4472e+12
commercial refrigeration | High Efficiency Commercial Ice-Machines | 2020 | CAPITAL | REPLACEMENT | N/A | USD/teraBtu | us | us | 1.4472e+12
commercial refrigeration | High Efficiency Commercial Ice-Machines | 2020 | FIXED_OM | NEW | N/A | USD/teraBtu | us | us | 439183315918.577
commercial refrigeration | High Efficiency Commercial Ice-Machines | 2020 | FIXED_OM | REPLACEMENT | N/A | USD/teraBtu | us | us | 439183315918.577
commercial refrigeration | High Efficiency Commercial Ice-Machines | 2020 | INSTALLATION | NEW | N/A | USD/teraBtu | us | us | 224510536822.809
commercial refrigeration | High Efficiency Commercial Ice-Machines | 2020 | INSTALLATION | REPLACEMENT | N/A | USD/teraBtu | us | us | 224510536822.809
commercial refrigeration | High Efficiency Commercial Ice-Machines | 2021 | CAPITAL | NEW | N/A | USD/teraBtu | us | us | 1.4663e+12
commercial refrigeration | High Efficiency Commercial Ice-Machines | 2021 | CAPITAL | REPLACEMENT | N/A | USD/teraBtu | us | us | 1.4663e+12
commercial refrigeration | High Efficiency Commercial Ice-Machines | 2021 | FIXED_OM | NEW | N/A | USD/teraBtu | us | us | 439183315918.577
commercial refrigeration | High Efficiency Commercial Ice-Machines | 2021 | FIXED_OM | REPLACEMENT | N/A | USD/teraBtu | us | us | 439183315918.577
commercial refrigeration | High Efficiency Commercial Ice-Machines | 2021 | INSTALLATION | NEW | N/A | USD/teraBtu | us | us | 224510536822.809
commercial refrigeration | High Efficiency Commercial Ice-Machines | 2021 | INSTALLATION | REPLACEMENT | N/A | USD/teraBtu | us | us | 224510536822.809
commercial refrigeration | High Efficiency Commercial Ice-Machines | 2022 | CAPITAL | NEW | N/A | USD/teraBtu | us | us | 1.4854e+12
commercial refrigeration | High Efficiency Commercial Ice-Machines | 2022 | CAPITAL | REPLACEMENT | N/A | USD/teraBtu | us | us | 1.4854e+12
commercial refrigeration | High Efficiency Commercial Ice-Machines | 2022 | FIXED_OM | NEW | N/A | USD/teraBtu | us | us | 439183315918.577
commercial refrigeration | High Efficiency Commercial Ice-Machines | 2022 | FIXED_OM | REPLACEMENT | N/A | USD/teraBtu | us | us | 439183315918.577
commercial refrigeration | High Efficiency Commercial Ice-Machines | 2022 | INSTALLATION | NEW | N/A | USD/teraBtu | us | us | 224510536822.809
commercial refrigeration | High Efficiency Commercial Ice-Machines | 2022 | INSTALLATION | REPLACEMENT | N/A | USD/teraBtu | us | us | 224510536822.809
commercial refrigeration | High Efficiency Commercial Ice-Machines | 2023 | CAPITAL | NEW | N/A | USD/teraBtu | us | us | 1.5045e+12
commercial refrigeration | High Efficiency Commercial Ice-Machines | 2023 | CAPITAL | REPLACEMENT | N/A | USD/teraBtu | us | us | 1.5045e+12
commercial refrigeration | High Efficiency Commercial Ice-Machines | 2023 | FIXED_OM | NEW | N/A | USD/teraBtu | us | us | 439183315918.577
commercial refrigeration | High Efficiency Commercial Ice-Machines | 2023 | FIXED_OM | REPLACEMENT | N/A | USD/teraBtu | us | us | 439183315918.577
commercial refrigeration | High Efficiency Commercial Ice-Machines | 2023 | INSTALLATION | NEW | N/A | USD/teraBtu | us | us | 224510536822.809
commercial refrigeration | High Efficiency Commercial Ice-Machines | 2023 | INSTALLATION | REPLACEMENT | N/A | USD/teraBtu | us | us | 224510536822.809
commercial refrigeration | High Efficiency Commercial Ice-Machines | 2024 | CAPITAL | NEW | N/A | USD/teraBtu | us | us | 1.5236e+12
commercial refrigeration | High Efficiency Commercial Ice-Machines | 2024 | CAPITAL | REPLACEMENT | N/A | USD/teraBtu | us | us | 1.5236e+12
commercial refrigeration | High Efficiency Commercial Ice-Machines | 2024 | FIXED_OM | NEW | N/A | USD/teraBtu | us | us | 439183315918.577
commercial refrigeration | High Efficiency Commercial Ice-Machines | 2024 | FIXED_OM | REPLACEMENT | N/A | USD/teraBtu | us | us | 439183315918.577
commercial refrigeration | High Efficiency Commercial Ice-Machines | 2024 | INSTALLATION | NEW | N/A | USD/teraBtu | us | us | 224510536822.809
commercial refrigeration | High Efficiency Commercial Ice-Machines | 2024 | INSTALLATION | REPLACEMENT | N/A | USD/teraBtu | us | us | 224510536822.809
commercial refrigeration | High Efficiency Commercial Ice-Machines | 2025 | CAPITAL | NEW | N/A | USD/teraBtu | us | us | 1.5427e+12
commercial refrigeration | High Efficiency Commercial Ice-Machines | 2025 | CAPITAL | REPLACEMENT | N/A | USD/teraBtu | us | us | 1.5427e+12
commercial refrigeration | High Efficiency Commercial Ice-Machines | 2025 | FIXED_OM | NEW | N/A | USD/teraBtu | us | us | 439183315918.577
commercial refrigeration | High Efficiency Commercial Ice-Machines | 2025 | FIXED_OM | REPLACEMENT | N/A | USD/teraBtu | us | us | 439183315918.577
commercial refrigeration | High Efficiency Commercial Ice-Machines | 2025 | INSTALLATION | NEW | N/A | USD/teraBtu | us | us | 224510536822.809
commercial refrigeration | High Efficiency Commercial Ice-Machines | 2025 | INSTALLATION | REPLACEMENT | N/A | USD/teraBtu | us | us | 224510536822.809
commercial refrigeration | High Efficiency Commercial Ice-Machines | 2026 | CAPITAL | NEW | N/A | USD/teraBtu | us | us | 1.5617e+12
commercial refrigeration | High Efficiency Commercial Ice-Machines | 2026 | CAPITAL | REPLACEMENT | N/A | USD/teraBtu | us | us | 1.5617e+12
commercial refrigeration | High Efficiency Commercial Ice-Machines | 2026 | FIXED_OM | NEW | N/A | USD/teraBtu | us | us | 439183315918.577
commercial refrigeration | High Efficiency Commercial Ice-Machines | 2026 | FIXED_OM | REPLACEMENT | N/A | USD/teraBtu | us | us | 439183315918.577
commercial refrigeration | High Efficiency Commercial Ice-Machines | 2026 | INSTALLATION | NEW | N/A | USD/teraBtu | us | us | 224510536822.809
commercial refrigeration | High Efficiency Commercial Ice-Machines | 2026 | INSTALLATION | REPLACEMENT | N/A | USD/teraBtu | us | us | 224510536822.809
commercial refrigeration | High Efficiency Commercial Ice-Machines | 2027 | CAPITAL | NEW | N/A | USD/teraBtu | us | us | 1.5808e+12
commercial refrigeration | High Efficiency Commercial Ice-Machines | 2027 | CAPITAL | REPLACEMENT | N/A | USD/teraBtu | us | us | 1.5808e+12
commercial refrigeration | High Efficiency Commercial Ice-Machines | 2027 | FIXED_OM | NEW | N/A | USD/teraBtu | us | us | 439183315918.577
commercial refrigeration | High Efficiency Commercial Ice-Machines | 2027 | FIXED_OM | REPLACEMENT | N/A | USD/teraBtu | us | us | 439183315918.577
commercial refrigeration | High Efficiency Commercial Ice-Machines | 2027 | INSTALLATION | NEW | N/A | USD/teraBtu | us | us | 224510536822.809
commercial refrigeration | High Efficiency Commercial Ice-Machines | 2027 | INSTALLATION | REPLACEMENT | N/A | USD/teraBtu | us | us | 224510536822.809
commercial refrigeration | High Efficiency Commercial Ice-Machines | 2028 | CAPITAL | NEW | N/A | USD/teraBtu | us | us | 1.5999e+12
commercial refrigeration | High Efficiency Commercial Ice-Machines | 2028 | CAPITAL | REPLACEMENT | N/A | USD/teraBtu | us | us | 1.5999e+12
commercial refrigeration | High Efficiency Commercial Ice-Machines | 2028 | FIXED_OM | NEW | N/A | USD/teraBtu | us | us | 439183315918.577
commercial refrigeration | High Efficiency Commercial Ice-Machines | 2028 | FIXED_OM | REPLACEMENT | N/A | USD/teraBtu | us | us | 439183315918.577
commercial refrigeration | High Efficiency Commercial Ice-Machines | 2028 | INSTALLATION | NEW | N/A | USD/teraBtu | us | us | 224510536822.809
commercial refrigeration | High Efficiency Commercial Ice-Machines | 2028 | INSTALLATION | REPLACEMENT | N/A | USD/teraBtu | us | us | 224510536822.809
commercial refrigeration | High Efficiency Commercial Ice-Machines | 2029 | CAPITAL | NEW | N/A | USD/teraBtu | us | us | 1.619e+12
commercial refrigeration | High Efficiency Commercial Ice-Machines | 2029 | CAPITAL | REPLACEMENT | N/A | USD/teraBtu | us | us | 1.619e+12
commercial refrigeration | High Efficiency Commercial Ice-Machines | 2029 | FIXED_OM | NEW | N/A | USD/teraBtu | us | us | 439183315918.577
commercial refrigeration | High Efficiency Commercial Ice-Machines | 2029 | FIXED_OM | REPLACEMENT | N/A | USD/teraBtu | us | us | 439183315918.577
commercial refrigeration | High Efficiency Commercial Ice-Machines | 2029 | INSTALLATION | NEW | N/A | USD/teraBtu | us | us | 224510536822.809
commercial refrigeration | High Efficiency Commercial Ice-Machines | 2029 | INSTALLATION | REPLACEMENT | N/A | USD/teraBtu | us | us | 224510536822.809
commercial refrigeration | High Efficiency Commercial Ice-Machines | 2030 | CAPITAL | NEW | N/A | USD/teraBtu | us | us | 1.6381e+12
commercial refrigeration | High Efficiency Commercial Ice-Machines | 2030 | CAPITAL | REPLACEMENT | N/A | USD/teraBtu | us | us | 1.6381e+12
commercial refrigeration | High Efficiency Commercial Ice-Machines | 2030 | FIXED_OM | NEW | N/A | USD/teraBtu | us | us | 439183315918.577
commercial refrigeration | High Efficiency Commercial Ice-Machines | 2030 | FIXED_OM | REPLACEMENT | N/A | USD/teraBtu | us | us | 439183315918.577
commercial refrigeration | High Efficiency Commercial Ice-Machines | 2030 | INSTALLATION | NEW | N/A | USD/teraBtu | us | us | 224510536822.809
commercial refrigeration | High Efficiency Commercial Ice-Machines | 2030 | INSTALLATION | REPLACEMENT | N/A | USD/teraBtu | us | us | 224510536822.809
commercial refrigeration | High Efficiency Commercial Ice-Machines | 2031 | CAPITAL | NEW | N/A | USD/teraBtu | us | us | 1.6381e+12
commercial refrigeration | High Efficiency Commercial Ice-Machines | 2031 | CAPITAL | REPLACEMENT | N/A | USD/teraBtu | us | us | 1.6381e+12
commercial refrigeration | High Efficiency Commercial Ice-Machines | 2031 | FIXED_OM | NEW | N/A | USD/teraBtu | us | us | 439183315918.577
commercial refrigeration | High Efficiency Commercial Ice-Machines | 2031 | FIXED_OM | REPLACEMENT | N/A | USD/teraBtu | us | us | 439183315918.577
commercial refrigeration | High Efficiency Commercial Ice-Machines | 2031 | INSTALLATION | NEW | N/A | USD/teraBtu | us | us | 224510536822.809
commercial refrigeration | High Efficiency Commercial Ice-Machines | 2031 | INSTALLATION | REPLACEMENT | N/A | USD/teraBtu | us | us | 224510536822.809
commercial refrigeration | High Efficiency Commercial Ice-Machines | 2032 | CAPITAL | NEW | N/A | USD/teraBtu | us | us | 1.6381e+12
commercial refrigeration | High Efficiency Commercial Ice-Machines | 2032 | CAPITAL | REPLACEMENT | N/A | USD/teraBtu | us | us | 1.6381e+12
commercial refrigeration | High Efficiency Commercial Ice-Machines | 2032 | FIXED_OM | NEW | N/A | USD/teraBtu | us | us | 439183315918.577
commercial refrigeration | High Efficiency Commercial Ice-Machines | 2032 | FIXED_OM | REPLACEMENT | N/A | USD/teraBtu | us | us | 439183315918.577
commercial refrigeration | High Efficiency Commercial Ice-Machines | 2032 | INSTALLATION | NEW | N/A | USD/teraBtu | us | us | 224510536822.809
commercial refrigeration | High Efficiency Commercial Ice-Machines | 2032 | INSTALLATION | REPLACEMENT | N/A | USD/teraBtu | us | us | 224510536822.809
commercial refrigeration | High Efficiency Commercial Ice-Machines | 2033 | CAPITAL | NEW | N/A | USD/teraBtu | us | us | 1.6381e+12
commercial refrigeration | High Efficiency Commercial Ice-Machines | 2033 | CAPITAL | REPLACEMENT | N/A | USD/teraBtu | us | us | 1.6381e+12
commercial refrigeration | High Efficiency Commercial Ice-Machines | 2033 | FIXED_OM | NEW | N/A | USD/teraBtu | us | us | 439183315918.577
commercial refrigeration | High Efficiency Commercial Ice-Machines | 2033 | FIXED_OM | REPLACEMENT | N/A | USD/teraBtu | us | us | 439183315918.577
commercial refrigeration | High Efficiency Commercial Ice-Machines | 2033 | INSTALLATION | NEW | N/A | USD/teraBtu | us | us | 224510536822.809
commercial refrigeration | High Efficiency Commercial Ice-Machines | 2033 | INSTALLATION | REPLACEMENT | N/A | USD/teraBtu | us | us | 224510536822.809
commercial refrigeration | High Efficiency Commercial Ice-Machines | 2034 | CAPITAL | NEW | N/A | USD/teraBtu | us | us | 1.6381e+12
commercial refrigeration | High Efficiency Commercial Ice-Machines | 2034 | CAPITAL | REPLACEMENT | N/A | USD/teraBtu | us | us | 1.6381e+12
commercial refrigeration | High Efficiency Commercial Ice-Machines | 2034 | FIXED_OM | NEW | N/A | USD/teraBtu | us | us | 439183315918.577
commercial refrigeration | High Efficiency Commercial Ice-Machines | 2034 | FIXED_OM | REPLACEMENT | N/A | USD/teraBtu | us | us | 439183315918.577
commercial refrigeration | High Efficiency Commercial Ice-Machines | 2034 | INSTALLATION | NEW | N/A | USD/teraBtu | us | us | 224510536822.809
commercial refrigeration | High Efficiency Commercial Ice-Machines | 2034 | INSTALLATION | REPLACEMENT | N/A | USD/teraBtu | us | us | 224510536822.809
commercial refrigeration | High Efficiency Commercial Ice-Machines | 2035 | CAPITAL | NEW | N/A | USD/teraBtu | us | us | 1.6381e+12
commercial refrigeration | High Efficiency Commercial Ice-Machines | 2035 | CAPITAL | REPLACEMENT | N/A | USD/teraBtu | us | us | 1.6381e+12
commercial refrigeration | High Efficiency Commercial Ice-Machines | 2035 | FIXED_OM | NEW | N/A | USD/teraBtu | us | us | 439183315918.577
commercial refrigeration | High Efficiency Commercial Ice-Machines | 2035 | FIXED_OM | REPLACEMENT | N/A | USD/teraBtu | us | us | 439183315918.577
commercial refrigeration | High Efficiency Commercial Ice-Machines | 2035 | INSTALLATION | NEW | N/A | USD/teraBtu | us | us | 224510536822.809
commercial refrigeration | High Efficiency Commercial Ice-Machines | 2035 | INSTALLATION | REPLACEMENT | N/A | USD/teraBtu | us | us | 224510536822.809
commercial refrigeration | High Efficiency Commercial Ice-Machines | 2036 | CAPITAL | NEW | N/A | USD/teraBtu | us | us | 1.6381e+12
commercial refrigeration | High Efficiency Commercial Ice-Machines | 2036 | CAPITAL | REPLACEMENT | N/A | USD/teraBtu | us | us | 1.6381e+12
commercial refrigeration | High Efficiency Commercial Ice-Machines | 2036 | FIXED_OM | NEW | N/A | USD/teraBtu | us | us | 439183315918.577
commercial refrigeration | High Efficiency Commercial Ice-Machines | 2036 | FIXED_OM | REPLACEMENT | N/A | USD/teraBtu | us | us | 439183315918.577
commercial refrigeration | High Efficiency Commercial Ice-Machines | 2036 | INSTALLATION | NEW | N/A | USD/teraBtu | us | us | 224510536822.809
commercial refrigeration | High Efficiency Commercial Ice-Machines | 2036 | INSTALLATION | REPLACEMENT | N/A | USD/teraBtu | us | us | 224510536822.809
commercial refrigeration | High Efficiency Commercial Ice-Machines | 2037 | CAPITAL | NEW | N/A | USD/teraBtu | us | us | 1.6381e+12
commercial refrigeration | High Efficiency Commercial Ice-Machines | 2037 | CAPITAL | REPLACEMENT | N/A | USD/teraBtu | us | us | 1.6381e+12
commercial refrigeration | High Efficiency Commercial Ice-Machines | 2037 | FIXED_OM | NEW | N/A | USD/teraBtu | us | us | 439183315918.577
commercial refrigeration | High Efficiency Commercial Ice-Machines | 2037 | FIXED_OM | REPLACEMENT | N/A | USD/teraBtu | us | us | 439183315918.577
commercial refrigeration | High Efficiency Commercial Ice-Machines | 2037 | INSTALLATION | NEW | N/A | USD/teraBtu | us | us | 224510536822.809
commercial refrigeration | High Efficiency Commercial Ice-Machines | 2037 | INSTALLATION | REPLACEMENT | N/A | USD/teraBtu | us | us | 224510536822.809
commercial refrigeration | High Efficiency Commercial Ice-Machines | 2038 | CAPITAL | NEW | N/A | USD/teraBtu | us | us | 1.6381e+12
commercial refrigeration | High Efficiency Commercial Ice-Machines | 2038 | CAPITAL | REPLACEMENT | N/A | USD/teraBtu | us | us | 1.6381e+12
commercial refrigeration | High Efficiency Commercial Ice-Machines | 2038 | FIXED_OM | NEW | N/A | USD/teraBtu | us | us | 439183315918.577
commercial refrigeration | High Efficiency Commercial Ice-Machines | 2038 | FIXED_OM | REPLACEMENT | N/A | USD/teraBtu | us | us | 439183315918.577
commercial refrigeration | High Efficiency Commercial Ice-Machines | 2038 | INSTALLATION | NEW | N/A | USD/teraBtu | us | us | 224510536822.809
commercial refrigeration | High Efficiency Commercial Ice-Machines | 2038 | INSTALLATION | REPLACEMENT | N/A | USD/teraBtu | us | us | 224510536822.809
commercial refrigeration | High Efficiency Commercial Ice-Machines | 2039 | CAPITAL | NEW | N/A | USD/teraBtu | us | us | 1.6381e+12
commercial refrigeration | High Efficiency Commercial Ice-Machines | 2039 | CAPITAL | REPLACEMENT | N/A | USD/teraBtu | us | us | 1.6381e+12
commercial refrigeration | High Efficiency Commercial Ice-Machines | 2039 | FIXED_OM | NEW | N/A | USD/teraBtu | us | us | 439183315918.577
commercial refrigeration | High Efficiency Commercial Ice-Machines | 2039 | FIXED_OM | REPLACEMENT | N/A | USD/teraBtu | us | us | 439183315918.577
commercial refrigeration | High Efficiency Commercial Ice-Machines | 2039 | INSTALLATION | NEW | N/A | USD/teraBtu | us | us | 224510536822.809
commercial refrigeration | High Efficiency Commercial Ice-Machines | 2039 | INSTALLATION | REPLACEMENT | N/A | USD/teraBtu | us | us | 224510536822.809
commercial refrigeration | High Efficiency Commercial Ice-Machines | 2040 | CAPITAL | NEW | N/A | USD/teraBtu | us | us | 1.6381e+12
commercial refrigeration | High Efficiency Commercial Ice-Machines | 2040 | CAPITAL | REPLACEMENT | N/A | USD/teraBtu | us | us | 1.6381e+12
commercial refrigeration | High Efficiency Commercial Ice-Machines | 2040 | FIXED_OM | NEW | N/A | USD/teraBtu | us | us | 439183315918.577
commercial refrigeration | High Efficiency Commercial Ice-Machines | 2040 | FIXED_OM | REPLACEMENT | N/A | USD/teraBtu | us | us | 439183315918.577
commercial refrigeration | High Efficiency Commercial Ice-Machines | 2040 | INSTALLATION | NEW | N/A | USD/teraBtu | us | us | 224510536822.809
commercial refrigeration | High Efficiency Commercial Ice-Machines | 2040 | INSTALLATION | REPLACEMENT | N/A | USD/teraBtu | us | us | 224510536822.809
commercial refrigeration | High Efficiency Commercial Ice-Machines | 2041 | CAPITAL | NEW | N/A | USD/teraBtu | us | us | 1.6381e+12
commercial refrigeration | High Efficiency Commercial Ice-Machines | 2041 | CAPITAL | REPLACEMENT | N/A | USD/teraBtu | us | us | 1.6381e+12
commercial refrigeration | High Efficiency Commercial Ice-Machines | 2041 | FIXED_OM | NEW | N/A | USD/teraBtu | us | us | 439183315918.577
commercial refrigeration | High Efficiency Commercial Ice-Machines | 2041 | FIXED_OM | REPLACEMENT | N/A | USD/teraBtu | us | us | 439183315918.577
commercial refrigeration | High Efficiency Commercial Ice-Machines | 2041 | INSTALLATION | NEW | N/A | USD/teraBtu | us | us | 224510536822.809
commercial refrigeration | High Efficiency Commercial Ice-Machines | 2041 | INSTALLATION | REPLACEMENT | N/A | USD/teraBtu | us | us | 224510536822.809
commercial refrigeration | High Efficiency Commercial Ice-Machines | 2042 | CAPITAL | NEW | N/A | USD/teraBtu | us | us | 1.6381e+12
commercial refrigeration | High Efficiency Commercial Ice-Machines | 2042 | CAPITAL | REPLACEMENT | N/A | USD/teraBtu | us | us | 1.6381e+12
commercial refrigeration | High Efficiency Commercial Ice-Machines | 2042 | FIXED_OM | NEW | N/A | USD/teraBtu | us | us | 439183315918.577
commercial refrigeration | High Efficiency Commercial Ice-Machines | 2042 | FIXED_OM | REPLACEMENT | N/A | USD/teraBtu | us | us | 439183315918.577
commercial refrigeration | High Efficiency Commercial Ice-Machines | 2042 | INSTALLATION | NEW | N/A | USD/teraBtu | us | us | 224510536822.809
commercial refrigeration | High Efficiency Commercial Ice-Machines | 2042 | INSTALLATION | REPLACEMENT | N/A | USD/teraBtu | us | us | 224510536822.809
commercial refrigeration | High Efficiency Commercial Ice-Machines | 2043 | CAPITAL | NEW | N/A | USD/teraBtu | us | us | 1.6381e+12
commercial refrigeration | High Efficiency Commercial Ice-Machines | 2043 | CAPITAL | REPLACEMENT | N/A | USD/teraBtu | us | us | 1.6381e+12
commercial refrigeration | High Efficiency Commercial Ice-Machines | 2043 | FIXED_OM | NEW | N/A | USD/teraBtu | us | us | 439183315918.577
commercial refrigeration | High Efficiency Commercial Ice-Machines | 2043 | FIXED_OM | REPLACEMENT | N/A | USD/teraBtu | us | us | 439183315918.577
commercial refrigeration | High Efficiency Commercial Ice-Machines | 2043 | INSTALLATION | NEW | N/A | USD/teraBtu | us | us | 224510536822.809
commercial refrigeration | High Efficiency Commercial Ice-Machines | 2043 | INSTALLATION | REPLACEMENT | N/A | USD/teraBtu | us | us | 224510536822.809
commercial refrigeration | High Efficiency Commercial Ice-Machines | 2044 | CAPITAL | NEW | N/A | USD/teraBtu | us | us | 1.6381e+12
commercial refrigeration | High Efficiency Commercial Ice-Machines | 2044 | CAPITAL | REPLACEMENT | N/A | USD/teraBtu | us | us | 1.6381e+12
commercial refrigeration | High Efficiency Commercial Ice-Machines | 2044 | FIXED_OM | NEW | N/A | USD/teraBtu | us | us | 439183315918.577
commercial refrigeration | High Efficiency Commercial Ice-Machines | 2044 | FIXED_OM | REPLACEMENT | N/A | USD/teraBtu | us | us | 439183315918.577
commercial refrigeration | High Efficiency Commercial Ice-Machines | 2044 | INSTALLATION | NEW | N/A | USD/teraBtu | us | us | 224510536822.809
commercial refrigeration | High Efficiency Commercial Ice-Machines | 2044 | INSTALLATION | REPLACEMENT | N/A | USD/teraBtu | us | us | 224510536822.809
commercial refrigeration | High Efficiency Commercial Ice-Machines | 2045 | CAPITAL | NEW | N/A | USD/teraBtu | us | us | 1.6381e+12
commercial refrigeration | High Efficiency Commercial Ice-Machines | 2045 | CAPITAL | REPLACEMENT | N/A | USD/teraBtu | us | us | 1.6381e+12
commercial refrigeration | High Efficiency Commercial Ice-Machines | 2045 | FIXED_OM | NEW | N/A | USD/teraBtu | us | us | 439183315918.577
commercial refrigeration | High Efficiency Commercial Ice-Machines | 2045 | FIXED_OM | REPLACEMENT | N/A | USD/teraBtu | us | us | 439183315918.577
commercial refrigeration | High Efficiency Commercial Ice-Machines | 2045 | INSTALLATION | NEW | N/A | USD/teraBtu | us | us | 224510536822.809
commercial refrigeration | High Efficiency Commercial Ice-Machines | 2045 | INSTALLATION | REPLACEMENT | N/A | USD/teraBtu | us | us | 224510536822.809
commercial refrigeration | High Efficiency Commercial Ice-Machines | 2046 | CAPITAL | NEW | N/A | USD/teraBtu | us | us | 1.6381e+12
commercial refrigeration | High Efficiency Commercial Ice-Machines | 2046 | CAPITAL | REPLACEMENT | N/A | USD/teraBtu | us | us | 1.6381e+12
commercial refrigeration | High Efficiency Commercial Ice-Machines | 2046 | FIXED_OM | NEW | N/A | USD/teraBtu | us | us | 439183315918.577
commercial refrigeration | High Efficiency Commercial Ice-Machines | 2046 | FIXED_OM | REPLACEMENT | N/A | USD/teraBtu | us | us | 439183315918.577
commercial refrigeration | High Efficiency Commercial Ice-Machines | 2046 | INSTALLATION | NEW | N/A | USD/teraBtu | us | us | 224510536822.809
commercial refrigeration | High Efficiency Commercial Ice-Machines | 2046 | INSTALLATION | REPLACEMENT | N/A | USD/teraBtu | us | us | 224510536822.809
commercial refrigeration | High Efficiency Commercial Ice-Machines | 2047 | CAPITAL | NEW | N/A | USD/teraBtu | us | us | 1.6381e+12
commercial refrigeration | High Efficiency Commercial Ice-Machines | 2047 | CAPITAL | REPLACEMENT | N/A | USD/teraBtu | us | us | 1.6381e+12
commercial refrigeration | High Efficiency Commercial Ice-Machines | 2047 | FIXED_OM | NEW | N/A | USD/teraBtu | us | us | 439183315918.577
commercial refrigeration | High Efficiency Commercial Ice-Machines | 2047 | FIXED_OM | REPLACEMENT | N/A | USD/teraBtu | us | us | 439183315918.577
commercial refrigeration | High Efficiency Commercial Ice-Machines | 2047 | INSTALLATION | NEW | N/A | USD/teraBtu | us | us | 224510536822.809
commercial refrigeration | High Efficiency Commercial Ice-Machines | 2047 | INSTALLATION | REPLACEMENT | N/A | USD/teraBtu | us | us | 224510536822.809
commercial refrigeration | High Efficiency Commercial Ice-Machines | 2048 | CAPITAL | NEW | N/A | USD/teraBtu | us | us | 1.6381e+12
commercial refrigeration | High Efficiency Commercial Ice-Machines | 2048 | CAPITAL | REPLACEMENT | N/A | USD/teraBtu | us | us | 1.6381e+12
commercial refrigeration | High Efficiency Commercial Ice-Machines | 2048 | FIXED_OM | NEW | N/A | USD/teraBtu | us | us | 439183315918.577
commercial refrigeration | High Efficiency Commercial Ice-Machines | 2048 | FIXED_OM | REPLACEMENT | N/A | USD/teraBtu | us | us | 439183315918.577
commercial refrigeration | High Efficiency Commercial Ice-Machines | 2048 | INSTALLATION | NEW | N/A | USD/teraBtu | us | us | 224510536822.809
commercial refrigeration | High Efficiency Commercial Ice-Machines | 2048 | INSTALLATION | REPLACEMENT | N/A | USD/teraBtu | us | us | 224510536822.809
commercial refrigeration | High Efficiency Commercial Ice-Machines | 2049 | CAPITAL | NEW | N/A | USD/teraBtu | us | us | 1.6381e+12
commercial refrigeration | High Efficiency Commercial Ice-Machines | 2049 | CAPITAL | REPLACEMENT | N/A | USD/teraBtu | us | us | 1.6381e+12
commercial refrigeration | High Efficiency Commercial Ice-Machines | 2049 | FIXED_OM | NEW | N/A | USD/teraBtu | us | us | 439183315918.577
commercial refrigeration | High Efficiency Commercial Ice-Machines | 2049 | FIXED_OM | REPLACEMENT | N/A | USD/teraBtu | us | us | 439183315918.577
commercial refrigeration | High Efficiency Commercial Ice-Machines | 2049 | INSTALLATION | NEW | N/A | USD/teraBtu | us | us | 224510536822.809
commercial refrigeration | High Efficiency Commercial Ice-Machines | 2049 | INSTALLATION | REPLACEMENT | N/A | USD/teraBtu | us | us | 224510536822.809
commercial refrigeration | High Efficiency Commercial Ice-Machines | 2050 | CAPITAL | NEW | N/A | USD/teraBtu | us | us | 1.6381e+12
commercial refrigeration | High Efficiency Commercial Ice-Machines | 2050 | CAPITAL | REPLACEMENT | N/A | USD/teraBtu | us | us | 1.6381e+12
commercial refrigeration | High Efficiency Commercial Ice-Machines | 2050 | FIXED_OM | NEW | N/A | USD/teraBtu | us | us | 439183315918.577
commercial refrigeration | High Efficiency Commercial Ice-Machines | 2050 | FIXED_OM | REPLACEMENT | N/A | USD/teraBtu | us | us | 439183315918.577
commercial refrigeration | High Efficiency Commercial Ice-Machines | 2050 | INSTALLATION | NEW | N/A | USD/teraBtu | us | us | 224510536822.809
commercial refrigeration | High Efficiency Commercial Ice-Machines | 2050 | INSTALLATION | REPLACEMENT | N/A | USD/teraBtu | us | us | 224510536822.809
commercial refrigeration | High Efficiency Commercial Reach-in Freezers | 2020 | CAPITAL | NEW | N/A | USD/teraBtu | us | us | 1.0222e+12
commercial refrigeration | High Efficiency Commercial Reach-in Freezers | 2020 | CAPITAL | REPLACEMENT | N/A | USD/teraBtu | us | us | 1.0222e+12
commercial refrigeration | High Efficiency Commercial Reach-in Freezers | 2020 | FIXED_OM | NEW | N/A | USD/teraBtu | us | us | 43518518600.7718
commercial refrigeration | High Efficiency Commercial Reach-in Freezers | 2020 | FIXED_OM | REPLACEMENT | N/A | USD/teraBtu | us | us | 43518518600.7718
commercial refrigeration | High Efficiency Commercial Reach-in Freezers | 2020 | INSTALLATION | NEW | N/A | USD/teraBtu | us | us | 486516672147.431
commercial refrigeration | High Efficiency Commercial Reach-in Freezers | 2020 | INSTALLATION | REPLACEMENT | N/A | USD/teraBtu | us | us | 486516672147.431
commercial refrigeration | High Efficiency Commercial Reach-in Freezers | 2021 | CAPITAL | NEW | N/A | USD/teraBtu | us | us | 1.023e+12
commercial refrigeration | High Efficiency Commercial Reach-in Freezers | 2021 | CAPITAL | REPLACEMENT | N/A | USD/teraBtu | us | us | 1.023e+12
commercial refrigeration | High Efficiency Commercial Reach-in Freezers | 2021 | FIXED_OM | NEW | N/A | USD/teraBtu | us | us | 43518518600.7718
commercial refrigeration | High Efficiency Commercial Reach-in Freezers | 2021 | FIXED_OM | REPLACEMENT | N/A | USD/teraBtu | us | us | 43518518600.7718
commercial refrigeration | High Efficiency Commercial Reach-in Freezers | 2021 | INSTALLATION | NEW | N/A | USD/teraBtu | us | us | 486516672147.431
commercial refrigeration | High Efficiency Commercial Reach-in Freezers | 2021 | INSTALLATION | REPLACEMENT | N/A | USD/teraBtu | us | us | 486516672147.431
commercial refrigeration | High Efficiency Commercial Reach-in Freezers | 2022 | CAPITAL | NEW | N/A | USD/teraBtu | us | us | 1.0237e+12
commercial refrigeration | High Efficiency Commercial Reach-in Freezers | 2022 | CAPITAL | REPLACEMENT | N/A | USD/teraBtu | us | us | 1.0237e+12
commercial refrigeration | High Efficiency Commercial Reach-in Freezers | 2022 | FIXED_OM | NEW | N/A | USD/teraBtu | us | us | 43518518600.7718
commercial refrigeration | High Efficiency Commercial Reach-in Freezers | 2022 | FIXED_OM | REPLACEMENT | N/A | USD/teraBtu | us | us | 43518518600.7718
commercial refrigeration | High Efficiency Commercial Reach-in Freezers | 2022 | INSTALLATION | NEW | N/A | USD/teraBtu | us | us | 486516672147.431
commercial refrigeration | High Efficiency Commercial Reach-in Freezers | 2022 | INSTALLATION | REPLACEMENT | N/A | USD/teraBtu | us | us | 486516672147.431
commercial refrigeration | High Efficiency Commercial Reach-in Freezers | 2023 | CAPITAL | NEW | N/A | USD/teraBtu | us | us | 1.0237e+12
commercial refrigeration | High Efficiency Commercial Reach-in Freezers | 2023 | CAPITAL | REPLACEMENT | N/A | USD/teraBtu | us | us | 1.0237e+12
commercial refrigeration | High Efficiency Commercial Reach-in Freezers | 2023 | FIXED_OM | NEW | N/A | USD/teraBtu | us | us | 43518518600.7718
commercial refrigeration | High Efficiency Commercial Reach-in Freezers | 2023 | FIXED_OM | REPLACEMENT | N/A | USD/teraBtu | us | us | 43518518600.7718
commercial refrigeration | High Efficiency Commercial Reach-in Freezers | 2023 | INSTALLATION | NEW | N/A | USD/teraBtu | us | us | 486516672147.431
commercial refrigeration | High Efficiency Commercial Reach-in Freezers | 2023 | INSTALLATION | REPLACEMENT | N/A | USD/teraBtu | us | us | 486516672147.431
commercial refrigeration | High Efficiency Commercial Reach-in Freezers | 2024 | CAPITAL | NEW | N/A | USD/teraBtu | us | us | 1.0237e+12
commercial refrigeration | High Efficiency Commercial Reach-in Freezers | 2024 | CAPITAL | REPLACEMENT | N/A | USD/teraBtu | us | us | 1.0237e+12
commercial refrigeration | High Efficiency Commercial Reach-in Freezers | 2024 | FIXED_OM | NEW | N/A | USD/teraBtu | us | us | 43518518600.7718
commercial refrigeration | High Efficiency Commercial Reach-in Freezers | 2024 | FIXED_OM | REPLACEMENT | N/A | USD/teraBtu | us | us | 43518518600.7718
commercial refrigeration | High Efficiency Commercial Reach-in Freezers | 2024 | INSTALLATION | NEW | N/A | USD/teraBtu | us | us | 486516672147.431
commercial refrigeration | High Efficiency Commercial Reach-in Freezers | 2024 | INSTALLATION | REPLACEMENT | N/A | USD/teraBtu | us | us | 486516672147.431
commercial refrigeration | High Efficiency Commercial Reach-in Freezers | 2025 | CAPITAL | NEW | N/A | USD/teraBtu | us | us | 1.0237e+12
commercial refrigeration | High Efficiency Commercial Reach-in Freezers | 2025 | CAPITAL | REPLACEMENT | N/A | USD/teraBtu | us | us | 1.0237e+12
commercial refrigeration | High Efficiency Commercial Reach-in Freezers | 2025 | FIXED_OM | NEW | N/A | USD/teraBtu | us | us | 43518518600.7718
commercial refrigeration | High Efficiency Commercial Reach-in Freezers | 2025 | FIXED_OM | REPLACEMENT | N/A | USD/teraBtu | us | us | 43518518600.7718
commercial refrigeration | High Efficiency Commercial Reach-in Freezers | 2025 | INSTALLATION | NEW | N/A | USD/teraBtu | us | us | 486516672147.431
commercial refrigeration | High Efficiency Commercial Reach-in Freezers | 2025 | INSTALLATION | REPLACEMENT | N/A | USD/teraBtu | us | us | 486516672147.431
commercial refrigeration | High Efficiency Commercial Reach-in Freezers | 2026 | CAPITAL | NEW | N/A | USD/teraBtu | us | us | 1.0329e+12
commercial refrigeration | High Efficiency Commercial Reach-in Freezers | 2026 | CAPITAL | REPLACEMENT | N/A | USD/teraBtu | us | us | 1.0329e+12
commercial refrigeration | High Efficiency Commercial Reach-in Freezers | 2026 | FIXED_OM | NEW | N/A | USD/teraBtu | us | us | 43518518600.7718
commercial refrigeration | High Efficiency Commercial Reach-in Freezers | 2026 | FIXED_OM | REPLACEMENT | N/A | USD/teraBtu | us | us | 43518518600.7718
commercial refrigeration | High Efficiency Commercial Reach-in Freezers | 2026 | INSTALLATION | NEW | N/A | USD/teraBtu | us | us | 486516672147.431
commercial refrigeration | High Efficiency Commercial Reach-in Freezers | 2026 | INSTALLATION | REPLACEMENT | N/A | USD/teraBtu | us | us | 486516672147.431
commercial refrigeration | High Efficiency Commercial Reach-in Freezers | 2027 | CAPITAL | NEW | N/A | USD/teraBtu | us | us | 1.0422e+12
commercial refrigeration | High Efficiency Commercial Reach-in Freezers | 2027 | CAPITAL | REPLACEMENT | N/A | USD/teraBtu | us | us | 1.0422e+12
commercial refrigeration | High Efficiency Commercial Reach-in Freezers | 2027 | FIXED_OM | NEW | N/A | USD/teraBtu | us | us | 43518518600.7718
commercial refrigeration | High Efficiency Commercial Reach-in Freezers | 2027 | FIXED_OM | REPLACEMENT | N/A | USD/teraBtu | us | us | 43518518600.7718
commercial refrigeration | High Efficiency Commercial Reach-in Freezers | 2027 | INSTALLATION | NEW | N/A | USD/teraBtu | us | us | 486516672147.431
commercial refrigeration | High Efficiency Commercial Reach-in Freezers | 2027 | INSTALLATION | REPLACEMENT | N/A | USD/teraBtu | us | us | 486516672147.431
commercial refrigeration | High Efficiency Commercial Reach-in Freezers | 2028 | CAPITAL | NEW | N/A | USD/teraBtu | us | us | 1.0515e+12
commercial refrigeration | High Efficiency Commercial Reach-in Freezers | 2028 | CAPITAL | REPLACEMENT | N/A | USD/teraBtu | us | us | 1.0515e+12
commercial refrigeration | High Efficiency Commercial Reach-in Freezers | 2028 | FIXED_OM | NEW | N/A | USD/teraBtu | us | us | 43518518600.7718
commercial refrigeration | High Efficiency Commercial Reach-in Freezers | 2028 | FIXED_OM | REPLACEMENT | N/A | USD/teraBtu | us | us | 43518518600.7718
commercial refrigeration | High Efficiency Commercial Reach-in Freezers | 2028 | INSTALLATION | NEW | N/A | USD/teraBtu | us | us | 486516672147.431
commercial refrigeration | High Efficiency Commercial Reach-in Freezers | 2028 | INSTALLATION | REPLACEMENT | N/A | USD/teraBtu | us | us | 486516672147.431
commercial refrigeration | High Efficiency Commercial Reach-in Freezers | 2029 | CAPITAL | NEW | N/A | USD/teraBtu | us | us | 1.0608e+12
commercial refrigeration | High Efficiency Commercial Reach-in Freezers | 2029 | CAPITAL | REPLACEMENT | N/A | USD/teraBtu | us | us | 1.0608e+12
commercial refrigeration | High Efficiency Commercial Reach-in Freezers | 2029 | FIXED_OM | NEW | N/A | USD/teraBtu | us | us | 43518518600.7718
commercial refrigeration | High Efficiency Commercial Reach-in Freezers | 2029 | FIXED_OM | REPLACEMENT | N/A | USD/teraBtu | us | us | 43518518600.7718
commercial refrigeration | High Efficiency Commercial Reach-in Freezers | 2029 | INSTALLATION | NEW | N/A | USD/teraBtu | us | us | 486516672147.431
commercial refrigeration | High Efficiency Commercial Reach-in Freezers | 2029 | INSTALLATION | REPLACEMENT | N/A | USD/teraBtu | us | us | 486516672147.431
commercial refrigeration | High Efficiency Commercial Reach-in Freezers | 2030 | CAPITAL | NEW | N/A | USD/teraBtu | us | us | 1.07e+12
commercial refrigeration | High Efficiency Commercial Reach-in Freezers | 2030 | CAPITAL | REPLACEMENT | N/A | USD/teraBtu | us | us | 1.07e+12
commercial refrigeration | High Efficiency Commercial Reach-in Freezers | 2030 | FIXED_OM | NEW | N/A | USD/teraBtu | us | us | 43518518600.7718
commercial refrigeration | High Efficiency Commercial Reach-in Freezers | 2030 | FIXED_OM | REPLACEMENT | N/A | USD/teraBtu | us | us | 43518518600.7718
commercial refrigeration | High Efficiency Commercial Reach-in Freezers | 2030 | INSTALLATION | NEW | N/A | USD/teraBtu | us | us | 486516672147.431
commercial refrigeration | High Efficiency Commercial Reach-in Freezers | 2030 | INSTALLATION | REPLACEMENT | N/A | USD/teraBtu | us | us | 486516672147.431
commercial refrigeration | High Efficiency Commercial Reach-in Freezers | 2031 | CAPITAL | NEW | N/A | USD/teraBtu | us | us | 1.0754e+12
commercial refrigeration | High Efficiency Commercial Reach-in Freezers | 2031 | CAPITAL | REPLACEMENT | N/A | USD/teraBtu | us | us | 1.0754e+12
commercial refrigeration | High Efficiency Commercial Reach-in Freezers | 2031 | FIXED_OM | NEW | N/A | USD/teraBtu | us | us | 43518518600.7718
commercial refrigeration | High Efficiency Commercial Reach-in Freezers | 2031 | FIXED_OM | REPLACEMENT | N/A | USD/teraBtu | us | us | 43518518600.7718
commercial refrigeration | High Efficiency Commercial Reach-in Freezers | 2031 | INSTALLATION | NEW | N/A | USD/teraBtu | us | us | 486516672147.431
commercial refrigeration | High Efficiency Commercial Reach-in Freezers | 2031 | INSTALLATION | REPLACEMENT | N/A | USD/teraBtu | us | us | 486516672147.431
commercial refrigeration | High Efficiency Commercial Reach-in Freezers | 2032 | CAPITAL | NEW | N/A | USD/teraBtu | us | us | 1.0808e+12
commercial refrigeration | High Efficiency Commercial Reach-in Freezers | 2032 | CAPITAL | REPLACEMENT | N/A | USD/teraBtu | us | us | 1.0808e+12
commercial refrigeration | High Efficiency Commercial Reach-in Freezers | 2032 | FIXED_OM | NEW | N/A | USD/teraBtu | us | us | 43518518600.7718
commercial refrigeration | High Efficiency Commercial Reach-in Freezers | 2032 | FIXED_OM | REPLACEMENT | N/A | USD/teraBtu | us | us | 43518518600.7718
commercial refrigeration | High Efficiency Commercial Reach-in Freezers | 2032 | INSTALLATION | NEW | N/A | USD/teraBtu | us | us | 486516672147.431
commercial refrigeration | High Efficiency Commercial Reach-in Freezers | 2032 | INSTALLATION | REPLACEMENT | N/A | USD/teraBtu | us | us | 486516672147.431
commercial refrigeration | High Efficiency Commercial Reach-in Freezers | 2033 | CAPITAL | NEW | N/A | USD/teraBtu | us | us | 1.0862e+12
commercial refrigeration | High Efficiency Commercial Reach-in Freezers | 2033 | CAPITAL | REPLACEMENT | N/A | USD/teraBtu | us | us | 1.0862e+12
commercial refrigeration | High Efficiency Commercial Reach-in Freezers | 2033 | FIXED_OM | NEW | N/A | USD/teraBtu | us | us | 43518518600.7718
commercial refrigeration | High Efficiency Commercial Reach-in Freezers | 2033 | FIXED_OM | REPLACEMENT | N/A | USD/teraBtu | us | us | 43518518600.7718
commercial refrigeration | High Efficiency Commercial Reach-in Freezers | 2033 | INSTALLATION | NEW | N/A | USD/teraBtu | us | us | 486516672147.431
commercial refrigeration | High Efficiency Commercial Reach-in Freezers | 2033 | INSTALLATION | REPLACEMENT | N/A | USD/teraBtu | us | us | 486516672147.431
commercial refrigeration | High Efficiency Commercial Reach-in Freezers | 2034 | CAPITAL | NEW | N/A | USD/teraBtu | us | us | 1.0916e+12
commercial refrigeration | High Efficiency Commercial Reach-in Freezers | 2034 | CAPITAL | REPLACEMENT | N/A | USD/teraBtu | us | us | 1.0916e+12
commercial refrigeration | High Efficiency Commercial Reach-in Freezers | 2034 | FIXED_OM | NEW | N/A | USD/teraBtu | us | us | 43518518600.7718
commercial refrigeration | High Efficiency Commercial Reach-in Freezers | 2034 | FIXED_OM | REPLACEMENT | N/A | USD/teraBtu | us | us | 43518518600.7718
commercial refrigeration | High Efficiency Commercial Reach-in Freezers | 2034 | INSTALLATION | NEW | N/A | USD/teraBtu | us | us | 486516672147.431
commercial refrigeration | High Efficiency Commercial Reach-in Freezers | 2034 | INSTALLATION | REPLACEMENT | N/A | USD/teraBtu | us | us | 486516672147.431
commercial refrigeration | High Efficiency Commercial Reach-in Freezers | 2035 | CAPITAL | NEW | N/A | USD/teraBtu | us | us | 1.097e+12
commercial refrigeration | High Efficiency Commercial Reach-in Freezers | 2035 | CAPITAL | REPLACEMENT | N/A | USD/teraBtu | us | us | 1.097e+12
commercial refrigeration | High Efficiency Commercial Reach-in Freezers | 2035 | FIXED_OM | NEW | N/A | USD/teraBtu | us | us | 43518518600.7718
commercial refrigeration | High Efficiency Commercial Reach-in Freezers | 2035 | FIXED_OM | REPLACEMENT | N/A | USD/teraBtu | us | us | 43518518600.7718
commercial refrigeration | High Efficiency Commercial Reach-in Freezers | 2035 | INSTALLATION | NEW | N/A | USD/teraBtu | us | us | 486516672147.431
commercial refrigeration | High Efficiency Commercial Reach-in Freezers | 2035 | INSTALLATION | REPLACEMENT | N/A | USD/teraBtu | us | us | 486516672147.431
commercial refrigeration | High Efficiency Commercial Reach-in Freezers | 2036 | CAPITAL | NEW | N/A | USD/teraBtu | us | us | 1.1024e+12
commercial refrigeration | High Efficiency Commercial Reach-in Freezers | 2036 | CAPITAL | REPLACEMENT | N/A | USD/teraBtu | us | us | 1.1024e+12
commercial refrigeration | High Efficiency Commercial Reach-in Freezers | 2036 | FIXED_OM | NEW | N/A | USD/teraBtu | us | us | 43518518600.7718
commercial refrigeration | High Efficiency Commercial Reach-in Freezers | 2036 | FIXED_OM | REPLACEMENT | N/A | USD/teraBtu | us | us | 43518518600.7718
commercial refrigeration | High Efficiency Commercial Reach-in Freezers | 2036 | INSTALLATION | NEW | N/A | USD/teraBtu | us | us | 486516672147.431
commercial refrigeration | High Efficiency Commercial Reach-in Freezers | 2036 | INSTALLATION | REPLACEMENT | N/A | USD/teraBtu | us | us | 486516672147.431
commercial refrigeration | High Efficiency Commercial Reach-in Freezers | 2037 | CAPITAL | NEW | N/A | USD/teraBtu | us | us | 1.1078e+12
commercial refrigeration | High Efficiency Commercial Reach-in Freezers | 2037 | CAPITAL | REPLACEMENT | N/A | USD/teraBtu | us | us | 1.1078e+12
commercial refrigeration | High Efficiency Commercial Reach-in Freezers | 2037 | FIXED_OM | NEW | N/A | USD/teraBtu | us | us | 43518518600.7718
commercial refrigeration | High Efficiency Commercial Reach-in Freezers | 2037 | FIXED_OM | REPLACEMENT | N/A | USD/teraBtu | us | us | 43518518600.7718
commercial refrigeration | High Efficiency Commercial Reach-in Freezers | 2037 | INSTALLATION | NEW | N/A | USD/teraBtu | us | us | 486516672147.431
commercial refrigeration | High Efficiency Commercial Reach-in Freezers | 2037 | INSTALLATION | REPLACEMENT | N/A | USD/teraBtu | us | us | 486516672147.431
commercial refrigeration | High Efficiency Commercial Reach-in Freezers | 2038 | CAPITAL | NEW | N/A | USD/teraBtu | us | us | 1.1132e+12
commercial refrigeration | High Efficiency Commercial Reach-in Freezers | 2038 | CAPITAL | REPLACEMENT | N/A | USD/teraBtu | us | us | 1.1132e+12
commercial refrigeration | High Efficiency Commercial Reach-in Freezers | 2038 | FIXED_OM | NEW | N/A | USD/teraBtu | us | us | 43518518600.7718
commercial refrigeration | High Efficiency Commercial Reach-in Freezers | 2038 | FIXED_OM | REPLACEMENT | N/A | USD/teraBtu | us | us | 43518518600.7718
commercial refrigeration | High Efficiency Commercial Reach-in Freezers | 2038 | INSTALLATION | NEW | N/A | USD/teraBtu | us | us | 486516672147.431
commercial refrigeration | High Efficiency Commercial Reach-in Freezers | 2038 | INSTALLATION | REPLACEMENT | N/A | USD/teraBtu | us | us | 486516672147.431
commercial refrigeration | High Efficiency Commercial Reach-in Freezers | 2039 | CAPITAL | NEW | N/A | USD/teraBtu | us | us | 1.1185e+12
commercial refrigeration | High Efficiency Commercial Reach-in Freezers | 2039 | CAPITAL | REPLACEMENT | N/A | USD/teraBtu | us | us | 1.1185e+12
commercial refrigeration | High Efficiency Commercial Reach-in Freezers | 2039 | FIXED_OM | NEW | N/A | USD/teraBtu | us | us | 43518518600.7718
commercial refrigeration | High Efficiency Commercial Reach-in Freezers | 2039 | FIXED_OM | REPLACEMENT | N/A | USD/teraBtu | us | us | 43518518600.7718
commercial refrigeration | High Efficiency Commercial Reach-in Freezers | 2039 | INSTALLATION | NEW | N/A | USD/teraBtu | us | us | 486516672147.431
commercial refrigeration | High Efficiency Commercial Reach-in Freezers | 2039 | INSTALLATION | REPLACEMENT | N/A | USD/teraBtu | us | us | 486516672147.431
commercial refrigeration | High Efficiency Commercial Reach-in Freezers | 2040 | CAPITAL | NEW | N/A | USD/teraBtu | us | us | 1.1239e+12
commercial refrigeration | High Efficiency Commercial Reach-in Freezers | 2040 | CAPITAL | REPLACEMENT | N/A | USD/teraBtu | us | us | 1.1239e+12
commercial refrigeration | High Efficiency Commercial Reach-in Freezers | 2040 | FIXED_OM | NEW | N/A | USD/teraBtu | us | us | 43518518600.7718
commercial refrigeration | High Efficiency Commercial Reach-in Freezers | 2040 | FIXED_OM | REPLACEMENT | N/A | USD/teraBtu | us | us | 43518518600.7718
commercial refrigeration | High Efficiency Commercial Reach-in Freezers | 2040 | INSTALLATION | NEW | N/A | USD/teraBtu | us | us | 486516672147.431
commercial refrigeration | High Efficiency Commercial Reach-in Freezers | 2040 | INSTALLATION | REPLACEMENT | N/A | USD/teraBtu | us | us | 486516672147.431
commercial refrigeration | High Efficiency Commercial Reach-in Freezers | 2041 | CAPITAL | NEW | N/A | USD/teraBtu | us | us | 1.1239e+12
commercial refrigeration | High Efficiency Commercial Reach-in Freezers | 2041 | CAPITAL | REPLACEMENT | N/A | USD/teraBtu | us | us | 1.1239e+12
commercial refrigeration | High Efficiency Commercial Reach-in Freezers | 2041 | FIXED_OM | NEW | N/A | USD/teraBtu | us | us | 43518518600.7718
commercial refrigeration | High Efficiency Commercial Reach-in Freezers | 2041 | FIXED_OM | REPLACEMENT | N/A | USD/teraBtu | us | us | 43518518600.7718
commercial refrigeration | High Efficiency Commercial Reach-in Freezers | 2041 | INSTALLATION | NEW | N/A | USD/teraBtu | us | us | 486516672147.431
commercial refrigeration | High Efficiency Commercial Reach-in Freezers | 2041 | INSTALLATION | REPLACEMENT | N/A | USD/teraBtu | us | us | 486516672147.431
commercial refrigeration | High Efficiency Commercial Reach-in Freezers | 2042 | CAPITAL | NEW | N/A | USD/teraBtu | us | us | 1.1239e+12
commercial refrigeration | High Efficiency Commercial Reach-in Freezers | 2042 | CAPITAL | REPLACEMENT | N/A | USD/teraBtu | us | us | 1.1239e+12
commercial refrigeration | High Efficiency Commercial Reach-in Freezers | 2042 | FIXED_OM | NEW | N/A | USD/teraBtu | us | us | 43518518600.7718
commercial refrigeration | High Efficiency Commercial Reach-in Freezers | 2042 | FIXED_OM | REPLACEMENT | N/A | USD/teraBtu | us | us | 43518518600.7718
commercial refrigeration | High Efficiency Commercial Reach-in Freezers | 2042 | INSTALLATION | NEW | N/A | USD/teraBtu | us | us | 486516672147.431
commercial refrigeration | High Efficiency Commercial Reach-in Freezers | 2042 | INSTALLATION | REPLACEMENT | N/A | USD/teraBtu | us | us | 486516672147.431
commercial refrigeration | High Efficiency Commercial Reach-in Freezers | 2043 | CAPITAL | NEW | N/A | USD/teraBtu | us | us | 1.1239e+12
commercial refrigeration | High Efficiency Commercial Reach-in Freezers | 2043 | CAPITAL | REPLACEMENT | N/A | USD/teraBtu | us | us | 1.1239e+12
commercial refrigeration | High Efficiency Commercial Reach-in Freezers | 2043 | FIXED_OM | NEW | N/A | USD/teraBtu | us | us | 43518518600.7718
commercial refrigeration | High Efficiency Commercial Reach-in Freezers | 2043 | FIXED_OM | REPLACEMENT | N/A | USD/teraBtu | us | us | 43518518600.7718
commercial refrigeration | High Efficiency Commercial Reach-in Freezers | 2043 | INSTALLATION | NEW | N/A | USD/teraBtu | us | us | 486516672147.431
commercial refrigeration | High Efficiency Commercial Reach-in Freezers | 2043 | INSTALLATION | REPLACEMENT | N/A | USD/teraBtu | us | us | 486516672147.431
commercial refrigeration | High Efficiency Commercial Reach-in Freezers | 2044 | CAPITAL | NEW | N/A | USD/teraBtu | us | us | 1.1239e+12
commercial refrigeration | High Efficiency Commercial Reach-in Freezers | 2044 | CAPITAL | REPLACEMENT | N/A | USD/teraBtu | us | us | 1.1239e+12
commercial refrigeration | High Efficiency Commercial Reach-in Freezers | 2044 | FIXED_OM | NEW | N/A | USD/teraBtu | us | us | 43518518600.7718
commercial refrigeration | High Efficiency Commercial Reach-in Freezers | 2044 | FIXED_OM | REPLACEMENT | N/A | USD/teraBtu | us | us | 43518518600.7718
commercial refrigeration | High Efficiency Commercial Reach-in Freezers | 2044 | INSTALLATION | NEW | N/A | USD/teraBtu | us | us | 486516672147.431
commercial refrigeration | High Efficiency Commercial Reach-in Freezers | 2044 | INSTALLATION | REPLACEMENT | N/A | USD/teraBtu | us | us | 486516672147.431
commercial refrigeration | High Efficiency Commercial Reach-in Freezers | 2045 | CAPITAL | NEW | N/A | USD/teraBtu | us | us | 1.1239e+12
commercial refrigeration | High Efficiency Commercial Reach-in Freezers | 2045 | CAPITAL | REPLACEMENT | N/A | USD/teraBtu | us | us | 1.1239e+12
commercial refrigeration | High Efficiency Commercial Reach-in Freezers | 2045 | FIXED_OM | NEW | N/A | USD/teraBtu | us | us | 43518518600.7718
commercial refrigeration | High Efficiency Commercial Reach-in Freezers | 2045 | FIXED_OM | REPLACEMENT | N/A | USD/teraBtu | us | us | 43518518600.7718
commercial refrigeration | High Efficiency Commercial Reach-in Freezers | 2045 | INSTALLATION | NEW | N/A | USD/teraBtu | us | us | 486516672147.431
commercial refrigeration | High Efficiency Commercial Reach-in Freezers | 2045 | INSTALLATION | REPLACEMENT | N/A | USD/teraBtu | us | us | 486516672147.431
commercial refrigeration | High Efficiency Commercial Reach-in Freezers | 2046 | CAPITAL | NEW | N/A | USD/teraBtu | us | us | 1.1239e+12
commercial refrigeration | High Efficiency Commercial Reach-in Freezers | 2046 | CAPITAL | REPLACEMENT | N/A | USD/teraBtu | us | us | 1.1239e+12
commercial refrigeration | High Efficiency Commercial Reach-in Freezers | 2046 | FIXED_OM | NEW | N/A | USD/teraBtu | us | us | 43518518600.7718
commercial refrigeration | High Efficiency Commercial Reach-in Freezers | 2046 | FIXED_OM | REPLACEMENT | N/A | USD/teraBtu | us | us | 43518518600.7718
commercial refrigeration | High Efficiency Commercial Reach-in Freezers | 2046 | INSTALLATION | NEW | N/A | USD/teraBtu | us | us | 486516672147.431
commercial refrigeration | High Efficiency Commercial Reach-in Freezers | 2046 | INSTALLATION | REPLACEMENT | N/A | USD/teraBtu | us | us | 486516672147.431
commercial refrigeration | High Efficiency Commercial Reach-in Freezers | 2047 | CAPITAL | NEW | N/A | USD/teraBtu | us | us | 1.1239e+12
commercial refrigeration | High Efficiency Commercial Reach-in Freezers | 2047 | CAPITAL | REPLACEMENT | N/A | USD/teraBtu | us | us | 1.1239e+12
commercial refrigeration | High Efficiency Commercial Reach-in Freezers | 2047 | FIXED_OM | NEW | N/A | USD/teraBtu | us | us | 43518518600.7718
commercial refrigeration | High Efficiency Commercial Reach-in Freezers | 2047 | FIXED_OM | REPLACEMENT | N/A | USD/teraBtu | us | us | 43518518600.7718
commercial refrigeration | High Efficiency Commercial Reach-in Freezers | 2047 | INSTALLATION | NEW | N/A | USD/teraBtu | us | us | 486516672147.431
commercial refrigeration | High Efficiency Commercial Reach-in Freezers | 2047 | INSTALLATION | REPLACEMENT | N/A | USD/teraBtu | us | us | 486516672147.431
commercial refrigeration | High Efficiency Commercial Reach-in Freezers | 2048 | CAPITAL | NEW | N/A | USD/teraBtu | us | us | 1.1239e+12
commercial refrigeration | High Efficiency Commercial Reach-in Freezers | 2048 | CAPITAL | REPLACEMENT | N/A | USD/teraBtu | us | us | 1.1239e+12
commercial refrigeration | High Efficiency Commercial Reach-in Freezers | 2048 | FIXED_OM | NEW | N/A | USD/teraBtu | us | us | 43518518600.7718
commercial refrigeration | High Efficiency Commercial Reach-in Freezers | 2048 | FIXED_OM | REPLACEMENT | N/A | USD/teraBtu | us | us | 43518518600.7718
commercial refrigeration | High Efficiency Commercial Reach-in Freezers | 2048 | INSTALLATION | NEW | N/A | USD/teraBtu | us | us | 486516672147.431
commercial refrigeration | High Efficiency Commercial Reach-in Freezers | 2048 | INSTALLATION | REPLACEMENT | N/A | USD/teraBtu | us | us | 486516672147.431
commercial refrigeration | High Efficiency Commercial Reach-in Freezers | 2049 | CAPITAL | NEW | N/A | USD/teraBtu | us | us | 1.1239e+12
commercial refrigeration | High Efficiency Commercial Reach-in Freezers | 2049 | CAPITAL | REPLACEMENT | N/A | USD/teraBtu | us | us | 1.1239e+12
commercial refrigeration | High Efficiency Commercial Reach-in Freezers | 2049 | FIXED_OM | NEW | N/A | USD/teraBtu | us | us | 43518518600.7718
commercial refrigeration | High Efficiency Commercial Reach-in Freezers | 2049 | FIXED_OM | REPLACEMENT | N/A | USD/teraBtu | us | us | 43518518600.7718
commercial refrigeration | High Efficiency Commercial Reach-in Freezers | 2049 | INSTALLATION | NEW | N/A | USD/teraBtu | us | us | 486516672147.431
commercial refrigeration | High Efficiency Commercial Reach-in Freezers | 2049 | INSTALLATION | REPLACEMENT | N/A | USD/teraBtu | us | us | 486516672147.431
commercial refrigeration | High Efficiency Commercial Reach-in Freezers | 2050 | CAPITAL | NEW | N/A | USD/teraBtu | us | us | 1.1239e+12
commercial refrigeration | High Efficiency Commercial Reach-in Freezers | 2050 | CAPITAL | REPLACEMENT | N/A | USD/teraBtu | us | us | 1.1239e+12
commercial refrigeration | High Efficiency Commercial Reach-in Freezers | 2050 | FIXED_OM | NEW | N/A | USD/teraBtu | us | us | 43518518600.7718
commercial refrigeration | High Efficiency Commercial Reach-in Freezers | 2050 | FIXED_OM | REPLACEMENT | N/A | USD/teraBtu | us | us | 43518518600.7718
commercial refrigeration | High Efficiency Commercial Reach-in Freezers | 2050 | INSTALLATION | NEW | N/A | USD/teraBtu | us | us | 486516672147.431
commercial refrigeration | High Efficiency Commercial Reach-in Freezers | 2050 | INSTALLATION | REPLACEMENT | N/A | USD/teraBtu | us | us | 486516672147.431
commercial refrigeration | High Efficiency Commercial Reach-in Refrigerators | 2020 | CAPITAL | NEW | N/A | USD/teraBtu | us | us | 1.3769e+12
commercial refrigeration | High Efficiency Commercial Reach-in Refrigerators | 2020 | CAPITAL | REPLACEMENT | N/A | USD/teraBtu | us | us | 1.3769e+12
commercial refrigeration | High Efficiency Commercial Reach-in Refrigerators | 2020 | FIXED_OM | NEW | N/A | USD/teraBtu | us | us | 65920908717.9179
commercial refrigeration | High Efficiency Commercial Reach-in Refrigerators | 2020 | FIXED_OM | REPLACEMENT | N/A | USD/teraBtu | us | us | 65920908717.9179
commercial refrigeration | High Efficiency Commercial Reach-in Refrigerators | 2020 | INSTALLATION | NEW | N/A | USD/teraBtu | us | us | 875729795488.437
commercial refrigeration | High Efficiency Commercial Reach-in Refrigerators | 2020 | INSTALLATION | REPLACEMENT | N/A | USD/teraBtu | us | us | 875729795488.437
commercial refrigeration | High Efficiency Commercial Reach-in Refrigerators | 2021 | CAPITAL | NEW | N/A | USD/teraBtu | us | us | 1.3769e+12
commercial refrigeration | High Efficiency Commercial Reach-in Refrigerators | 2021 | CAPITAL | REPLACEMENT | N/A | USD/teraBtu | us | us | 1.3769e+12
commercial refrigeration | High Efficiency Commercial Reach-in Refrigerators | 2021 | FIXED_OM | NEW | N/A | USD/teraBtu | us | us | 65920908717.9179
commercial refrigeration | High Efficiency Commercial Reach-in Refrigerators | 2021 | FIXED_OM | REPLACEMENT | N/A | USD/teraBtu | us | us | 65920908717.9179
commercial refrigeration | High Efficiency Commercial Reach-in Refrigerators | 2021 | INSTALLATION | NEW | N/A | USD/teraBtu | us | us | 875729795488.437
commercial refrigeration | High Efficiency Commercial Reach-in Refrigerators | 2021 | INSTALLATION | REPLACEMENT | N/A | USD/teraBtu | us | us | 875729795488.437
commercial refrigeration | High Efficiency Commercial Reach-in Refrigerators | 2022 | CAPITAL | NEW | N/A | USD/teraBtu | us | us | 1.3769e+12
commercial refrigeration | High Efficiency Commercial Reach-in Refrigerators | 2022 | CAPITAL | REPLACEMENT | N/A | USD/teraBtu | us | us | 1.3769e+12
commercial refrigeration | High Efficiency Commercial Reach-in Refrigerators | 2022 | FIXED_OM | NEW | N/A | USD/teraBtu | us | us | 65920908717.9179
commercial refrigeration | High Efficiency Commercial Reach-in Refrigerators | 2022 | FIXED_OM | REPLACEMENT | N/A | USD/teraBtu | us | us | 65920908717.9179
commercial refrigeration | High Efficiency Commercial Reach-in Refrigerators | 2022 | INSTALLATION | NEW | N/A | USD/teraBtu | us | us | 875729795488.437
commercial refrigeration | High Efficiency Commercial Reach-in Refrigerators | 2022 | INSTALLATION | REPLACEMENT | N/A | USD/teraBtu | us | us | 875729795488.437
commercial refrigeration | High Efficiency Commercial Reach-in Refrigerators | 2023 | CAPITAL | NEW | N/A | USD/teraBtu | us | us | 1.3769e+12
commercial refrigeration | High Efficiency Commercial Reach-in Refrigerators | 2023 | CAPITAL | REPLACEMENT | N/A | USD/teraBtu | us | us | 1.3769e+12
commercial refrigeration | High Efficiency Commercial Reach-in Refrigerators | 2023 | FIXED_OM | NEW | N/A | USD/teraBtu | us | us | 65920908717.9179
commercial refrigeration | High Efficiency Commercial Reach-in Refrigerators | 2023 | FIXED_OM | REPLACEMENT | N/A | USD/teraBtu | us | us | 65920908717.9179
commercial refrigeration | High Efficiency Commercial Reach-in Refrigerators | 2023 | INSTALLATION | NEW | N/A | USD/teraBtu | us | us | 875729795488.437
commercial refrigeration | High Efficiency Commercial Reach-in Refrigerators | 2023 | INSTALLATION | REPLACEMENT | N/A | USD/teraBtu | us | us | 875729795488.437
commercial refrigeration | High Efficiency Commercial Reach-in Refrigerators | 2024 | CAPITAL | NEW | N/A | USD/teraBtu | us | us | 1.3769e+12
commercial refrigeration | High Efficiency Commercial Reach-in Refrigerators | 2024 | CAPITAL | REPLACEMENT | N/A | USD/teraBtu | us | us | 1.3769e+12
commercial refrigeration | High Efficiency Commercial Reach-in Refrigerators | 2024 | FIXED_OM | NEW | N/A | USD/teraBtu | us | us | 65920908717.9179
commercial refrigeration | High Efficiency Commercial Reach-in Refrigerators | 2024 | FIXED_OM | REPLACEMENT | N/A | USD/teraBtu | us | us | 65920908717.9179
commercial refrigeration | High Efficiency Commercial Reach-in Refrigerators | 2024 | INSTALLATION | NEW | N/A | USD/teraBtu | us | us | 875729795488.437
commercial refrigeration | High Efficiency Commercial Reach-in Refrigerators | 2024 | INSTALLATION | REPLACEMENT | N/A | USD/teraBtu | us | us | 875729795488.437
commercial refrigeration | High Efficiency Commercial Reach-in Refrigerators | 2025 | CAPITAL | NEW | N/A | USD/teraBtu | us | us | 1.3769e+12
commercial refrigeration | High Efficiency Commercial Reach-in Refrigerators | 2025 | CAPITAL | REPLACEMENT | N/A | USD/teraBtu | us | us | 1.3769e+12
commercial refrigeration | High Efficiency Commercial Reach-in Refrigerators | 2025 | FIXED_OM | NEW | N/A | USD/teraBtu | us | us | 65920908717.9179
commercial refrigeration | High Efficiency Commercial Reach-in Refrigerators | 2025 | FIXED_OM | REPLACEMENT | N/A | USD/teraBtu | us | us | 65920908717.9179
commercial refrigeration | High Efficiency Commercial Reach-in Refrigerators | 2025 | INSTALLATION | NEW | N/A | USD/teraBtu | us | us | 875729795488.437
commercial refrigeration | High Efficiency Commercial Reach-in Refrigerators | 2025 | INSTALLATION | REPLACEMENT | N/A | USD/teraBtu | us | us | 875729795488.437
commercial refrigeration | High Efficiency Commercial Reach-in Refrigerators | 2026 | CAPITAL | NEW | N/A | USD/teraBtu | us | us | 1.3721e+12
commercial refrigeration | High Efficiency Commercial Reach-in Refrigerators | 2026 | CAPITAL | REPLACEMENT | N/A | USD/teraBtu | us | us | 1.3721e+12
commercial refrigeration | High Efficiency Commercial Reach-in Refrigerators | 2026 | FIXED_OM | NEW | N/A | USD/teraBtu | us | us | 65920908717.9179
commercial refrigeration | High Efficiency Commercial Reach-in Refrigerators | 2026 | FIXED_OM | REPLACEMENT | N/A | USD/teraBtu | us | us | 65920908717.9179
commercial refrigeration | High Efficiency Commercial Reach-in Refrigerators | 2026 | INSTALLATION | NEW | N/A | USD/teraBtu | us | us | 875729795488.437
commercial refrigeration | High Efficiency Commercial Reach-in Refrigerators | 2026 | INSTALLATION | REPLACEMENT | N/A | USD/teraBtu | us | us | 875729795488.437
commercial refrigeration | High Efficiency Commercial Reach-in Refrigerators | 2027 | CAPITAL | NEW | N/A | USD/teraBtu | us | us | 1.3673e+12
commercial refrigeration | High Efficiency Commercial Reach-in Refrigerators | 2027 | CAPITAL | REPLACEMENT | N/A | USD/teraBtu | us | us | 1.3673e+12
commercial refrigeration | High Efficiency Commercial Reach-in Refrigerators | 2027 | FIXED_OM | NEW | N/A | USD/teraBtu | us | us | 65920908717.9179
commercial refrigeration | High Efficiency Commercial Reach-in Refrigerators | 2027 | FIXED_OM | REPLACEMENT | N/A | USD/teraBtu | us | us | 65920908717.9179
commercial refrigeration | High Efficiency Commercial Reach-in Refrigerators | 2027 | INSTALLATION | NEW | N/A | USD/teraBtu | us | us | 875729795488.437
commercial refrigeration | High Efficiency Commercial Reach-in Refrigerators | 2027 | INSTALLATION | REPLACEMENT | N/A | USD/teraBtu | us | us | 875729795488.437
commercial refrigeration | High Efficiency Commercial Reach-in Refrigerators | 2028 | CAPITAL | NEW | N/A | USD/teraBtu | us | us | 1.3626e+12
commercial refrigeration | High Efficiency Commercial Reach-in Refrigerators | 2028 | CAPITAL | REPLACEMENT | N/A | USD/teraBtu | us | us | 1.3626e+12
commercial refrigeration | High Efficiency Commercial Reach-in Refrigerators | 2028 | FIXED_OM | NEW | N/A | USD/teraBtu | us | us | 65920908717.9179
commercial refrigeration | High Efficiency Commercial Reach-in Refrigerators | 2028 | FIXED_OM | REPLACEMENT | N/A | USD/teraBtu | us | us | 65920908717.9179
commercial refrigeration | High Efficiency Commercial Reach-in Refrigerators | 2028 | INSTALLATION | NEW | N/A | USD/teraBtu | us | us | 875729795488.437
commercial refrigeration | High Efficiency Commercial Reach-in Refrigerators | 2028 | INSTALLATION | REPLACEMENT | N/A | USD/teraBtu | us | us | 875729795488.437
commercial refrigeration | High Efficiency Commercial Reach-in Refrigerators | 2029 | CAPITAL | NEW | N/A | USD/teraBtu | us | us | 1.3578e+12
commercial refrigeration | High Efficiency Commercial Reach-in Refrigerators | 2029 | CAPITAL | REPLACEMENT | N/A | USD/teraBtu | us | us | 1.3578e+12
commercial refrigeration | High Efficiency Commercial Reach-in Refrigerators | 2029 | FIXED_OM | NEW | N/A | USD/teraBtu | us | us | 65920908717.9179
commercial refrigeration | High Efficiency Commercial Reach-in Refrigerators | 2029 | FIXED_OM | REPLACEMENT | N/A | USD/teraBtu | us | us | 65920908717.9179
commercial refrigeration | High Efficiency Commercial Reach-in Refrigerators | 2029 | INSTALLATION | NEW | N/A | USD/teraBtu | us | us | 875729795488.437
commercial refrigeration | High Efficiency Commercial Reach-in Refrigerators | 2029 | INSTALLATION | REPLACEMENT | N/A | USD/teraBtu | us | us | 875729795488.437
commercial refrigeration | High Efficiency Commercial Reach-in Refrigerators | 2030 | CAPITAL | NEW | N/A | USD/teraBtu | us | us | 1.353e+12
commercial refrigeration | High Efficiency Commercial Reach-in Refrigerators | 2030 | CAPITAL | REPLACEMENT | N/A | USD/teraBtu | us | us | 1.353e+12
commercial refrigeration | High Efficiency Commercial Reach-in Refrigerators | 2030 | FIXED_OM | NEW | N/A | USD/teraBtu | us | us | 65920908717.9179
commercial refrigeration | High Efficiency Commercial Reach-in Refrigerators | 2030 | FIXED_OM | REPLACEMENT | N/A | USD/teraBtu | us | us | 65920908717.9179
commercial refrigeration | High Efficiency Commercial Reach-in Refrigerators | 2030 | INSTALLATION | NEW | N/A | USD/teraBtu | us | us | 875729795488.437
commercial refrigeration | High Efficiency Commercial Reach-in Refrigerators | 2030 | INSTALLATION | REPLACEMENT | N/A | USD/teraBtu | us | us | 875729795488.437
commercial refrigeration | High Efficiency Commercial Reach-in Refrigerators | 2031 | CAPITAL | NEW | N/A | USD/teraBtu | us | us | 1.3539e+12
commercial refrigeration | High Efficiency Commercial Reach-in Refrigerators | 2031 | CAPITAL | REPLACEMENT | N/A | USD/teraBtu | us | us | 1.3539e+12
commercial refrigeration | High Efficiency Commercial Reach-in Refrigerators | 2031 | FIXED_OM | NEW | N/A | USD/teraBtu | us | us | 65920908717.9179
commercial refrigeration | High Efficiency Commercial Reach-in Refrigerators | 2031 | FIXED_OM | REPLACEMENT | N/A | USD/teraBtu | us | us | 65920908717.9179
commercial refrigeration | High Efficiency Commercial Reach-in Refrigerators | 2031 | INSTALLATION | NEW | N/A | USD/teraBtu | us | us | 875729795488.437
commercial refrigeration | High Efficiency Commercial Reach-in Refrigerators | 2031 | INSTALLATION | REPLACEMENT | N/A | USD/teraBtu | us | us | 875729795488.437
commercial refrigeration | High Efficiency Commercial Reach-in Refrigerators | 2032 | CAPITAL | NEW | N/A | USD/teraBtu | us | us | 1.3548e+12
commercial refrigeration | High Efficiency Commercial Reach-in Refrigerators | 2032 | CAPITAL | REPLACEMENT | N/A | USD/teraBtu | us | us | 1.3548e+12
commercial refrigeration | High Efficiency Commercial Reach-in Refrigerators | 2032 | FIXED_OM | NEW | N/A | USD/teraBtu | us | us | 65920908717.9179
commercial refrigeration | High Efficiency Commercial Reach-in Refrigerators | 2032 | FIXED_OM | REPLACEMENT | N/A | USD/teraBtu | us | us | 65920908717.9179
commercial refrigeration | High Efficiency Commercial Reach-in Refrigerators | 2032 | INSTALLATION | NEW | N/A | USD/teraBtu | us | us | 875729795488.437
commercial refrigeration | High Efficiency Commercial Reach-in Refrigerators | 2032 | INSTALLATION | REPLACEMENT | N/A | USD/teraBtu | us | us | 875729795488.437
commercial refrigeration | High Efficiency Commercial Reach-in Refrigerators | 2033 | CAPITAL | NEW | N/A | USD/teraBtu | us | us | 1.3557e+12
commercial refrigeration | High Efficiency Commercial Reach-in Refrigerators | 2033 | CAPITAL | REPLACEMENT | N/A | USD/teraBtu | us | us | 1.3557e+12
commercial refrigeration | High Efficiency Commercial Reach-in Refrigerators | 2033 | FIXED_OM | NEW | N/A | USD/teraBtu | us | us | 65920908717.9179
commercial refrigeration | High Efficiency Commercial Reach-in Refrigerators | 2033 | FIXED_OM | REPLACEMENT | N/A | USD/teraBtu | us | us | 65920908717.9179
commercial refrigeration | High Efficiency Commercial Reach-in Refrigerators | 2033 | INSTALLATION | NEW | N/A | USD/teraBtu | us | us | 875729795488.437
commercial refrigeration | High Efficiency Commercial Reach-in Refrigerators | 2033 | INSTALLATION | REPLACEMENT | N/A | USD/teraBtu | us | us | 875729795488.437
commercial refrigeration | High Efficiency Commercial Reach-in Refrigerators | 2034 | CAPITAL | NEW | N/A | USD/teraBtu | us | us | 1.3566e+12
commercial refrigeration | High Efficiency Commercial Reach-in Refrigerators | 2034 | CAPITAL | REPLACEMENT | N/A | USD/teraBtu | us | us | 1.3566e+12
commercial refrigeration | High Efficiency Commercial Reach-in Refrigerators | 2034 | FIXED_OM | NEW | N/A | USD/teraBtu | us | us | 65920908717.9179
commercial refrigeration | High Efficiency Commercial Reach-in Refrigerators | 2034 | FIXED_OM | REPLACEMENT | N/A | USD/teraBtu | us | us | 65920908717.9179
commercial refrigeration | High Efficiency Commercial Reach-in Refrigerators | 2034 | INSTALLATION | NEW | N/A | USD/teraBtu | us | us | 875729795488.437
commercial refrigeration | High Efficiency Commercial Reach-in Refrigerators | 2034 | INSTALLATION | REPLACEMENT | N/A | USD/teraBtu | us | us | 875729795488.437
commercial refrigeration | High Efficiency Commercial Reach-in Refrigerators | 2035 | CAPITAL | NEW | N/A | USD/teraBtu | us | us | 1.3575e+12
commercial refrigeration | High Efficiency Commercial Reach-in Refrigerators | 2035 | CAPITAL | REPLACEMENT | N/A | USD/teraBtu | us | us | 1.3575e+12
commercial refrigeration | High Efficiency Commercial Reach-in Refrigerators | 2035 | FIXED_OM | NEW | N/A | USD/teraBtu | us | us | 65920908717.9179
commercial refrigeration | High Efficiency Commercial Reach-in Refrigerators | 2035 | FIXED_OM | REPLACEMENT | N/A | USD/teraBtu | us | us | 65920908717.9179
commercial refrigeration | High Efficiency Commercial Reach-in Refrigerators | 2035 | INSTALLATION | NEW | N/A | USD/teraBtu | us | us | 875729795488.437
commercial refrigeration | High Efficiency Commercial Reach-in Refrigerators | 2035 | INSTALLATION | REPLACEMENT | N/A | USD/teraBtu | us | us | 875729795488.437
commercial refrigeration | High Efficiency Commercial Reach-in Refrigerators | 2036 | CAPITAL | NEW | N/A | USD/teraBtu | us | us | 1.3584e+12
commercial refrigeration | High Efficiency Commercial Reach-in Refrigerators | 2036 | CAPITAL | REPLACEMENT | N/A | USD/teraBtu | us | us | 1.3584e+12
commercial refrigeration | High Efficiency Commercial Reach-in Refrigerators | 2036 | FIXED_OM | NEW | N/A | USD/teraBtu | us | us | 65920908717.9179
commercial refrigeration | High Efficiency Commercial Reach-in Refrigerators | 2036 | FIXED_OM | REPLACEMENT | N/A | USD/teraBtu | us | us | 65920908717.9179
commercial refrigeration | High Efficiency Commercial Reach-in Refrigerators | 2036 | INSTALLATION | NEW | N/A | USD/teraBtu | us | us | 875729795488.437
commercial refrigeration | High Efficiency Commercial Reach-in Refrigerators | 2036 | INSTALLATION | REPLACEMENT | N/A | USD/teraBtu | us | us | 875729795488.437
commercial refrigeration | High Efficiency Commercial Reach-in Refrigerators | 2037 | CAPITAL | NEW | N/A | USD/teraBtu | us | us | 1.3592e+12
commercial refrigeration | High Efficiency Commercial Reach-in Refrigerators | 2037 | CAPITAL | REPLACEMENT | N/A | USD/teraBtu | us | us | 1.3592e+12
commercial refrigeration | High Efficiency Commercial Reach-in Refrigerators | 2037 | FIXED_OM | NEW | N/A | USD/teraBtu | us | us | 65920908717.9179
commercial refrigeration | High Efficiency Commercial Reach-in Refrigerators | 2037 | FIXED_OM | REPLACEMENT | N/A | USD/teraBtu | us | us | 65920908717.9179
commercial refrigeration | High Efficiency Commercial Reach-in Refrigerators | 2037 | INSTALLATION | NEW | N/A | USD/teraBtu | us | us | 875729795488.437
commercial refrigeration | High Efficiency Commercial Reach-in Refrigerators | 2037 | INSTALLATION | REPLACEMENT | N/A | USD/teraBtu | us | us | 875729795488.437
commercial refrigeration | High Efficiency Commercial Reach-in Refrigerators | 2038 | CAPITAL | NEW | N/A | USD/teraBtu | us | us | 1.3601e+12
commercial refrigeration | High Efficiency Commercial Reach-in Refrigerators | 2038 | CAPITAL | REPLACEMENT | N/A | USD/teraBtu | us | us | 1.3601e+12
commercial refrigeration | High Efficiency Commercial Reach-in Refrigerators | 2038 | FIXED_OM | NEW | N/A | USD/teraBtu | us | us | 65920908717.9179
commercial refrigeration | High Efficiency Commercial Reach-in Refrigerators | 2038 | FIXED_OM | REPLACEMENT | N/A | USD/teraBtu | us | us | 65920908717.9179
commercial refrigeration | High Efficiency Commercial Reach-in Refrigerators | 2038 | INSTALLATION | NEW | N/A | USD/teraBtu | us | us | 875729795488.437
commercial refrigeration | High Efficiency Commercial Reach-in Refrigerators | 2038 | INSTALLATION | REPLACEMENT | N/A | USD/teraBtu | us | us | 875729795488.437
commercial refrigeration | High Efficiency Commercial Reach-in Refrigerators | 2039 | CAPITAL | NEW | N/A | USD/teraBtu | us | us | 1.361e+12
commercial refrigeration | High Efficiency Commercial Reach-in Refrigerators | 2039 | CAPITAL | REPLACEMENT | N/A | USD/teraBtu | us | us | 1.361e+12
commercial refrigeration | High Efficiency Commercial Reach-in Refrigerators | 2039 | FIXED_OM | NEW | N/A | USD/teraBtu | us | us | 65920908717.9179
commercial refrigeration | High Efficiency Commercial Reach-in Refrigerators | 2039 | FIXED_OM | REPLACEMENT | N/A | USD/teraBtu | us | us | 65920908717.9179
commercial refrigeration | High Efficiency Commercial Reach-in Refrigerators | 2039 | INSTALLATION | NEW | N/A | USD/teraBtu | us | us | 875729795488.437
commercial refrigeration | High Efficiency Commercial Reach-in Refrigerators | 2039 | INSTALLATION | REPLACEMENT | N/A | USD/teraBtu | us | us | 875729795488.437
commercial refrigeration | High Efficiency Commercial Reach-in Refrigerators | 2040 | CAPITAL | NEW | N/A | USD/teraBtu | us | us | 1.3619e+12
commercial refrigeration | High Efficiency Commercial Reach-in Refrigerators | 2040 | CAPITAL | REPLACEMENT | N/A | USD/teraBtu | us | us | 1.3619e+12
commercial refrigeration | High Efficiency Commercial Reach-in Refrigerators | 2040 | FIXED_OM | NEW | N/A | USD/teraBtu | us | us | 65920908717.9179
commercial refrigeration | High Efficiency Commercial Reach-in Refrigerators | 2040 | FIXED_OM | REPLACEMENT | N/A | USD/teraBtu | us | us | 65920908717.9179
commercial refrigeration | High Efficiency Commercial Reach-in Refrigerators | 2040 | INSTALLATION | NEW | N/A | USD/teraBtu | us | us | 875729795488.437
commercial refrigeration | High Efficiency Commercial Reach-in Refrigerators | 2040 | INSTALLATION | REPLACEMENT | N/A | USD/teraBtu | us | us | 875729795488.437
commercial refrigeration | High Efficiency Commercial Reach-in Refrigerators | 2041 | CAPITAL | NEW | N/A | USD/teraBtu | us | us | 1.3619e+12
commercial refrigeration | High Efficiency Commercial Reach-in Refrigerators | 2041 | CAPITAL | REPLACEMENT | N/A | USD/teraBtu | us | us | 1.3619e+12
commercial refrigeration | High Efficiency Commercial Reach-in Refrigerators | 2041 | FIXED_OM | NEW | N/A | USD/teraBtu | us | us | 65920908717.9179
commercial refrigeration | High Efficiency Commercial Reach-in Refrigerators | 2041 | FIXED_OM | REPLACEMENT | N/A | USD/teraBtu | us | us | 65920908717.9179
commercial refrigeration | High Efficiency Commercial Reach-in Refrigerators | 2041 | INSTALLATION | NEW | N/A | USD/teraBtu | us | us | 875729795488.437
commercial refrigeration | High Efficiency Commercial Reach-in Refrigerators | 2041 | INSTALLATION | REPLACEMENT | N/A | USD/teraBtu | us | us | 875729795488.437
commercial refrigeration | High Efficiency Commercial Reach-in Refrigerators | 2042 | CAPITAL | NEW | N/A | USD/teraBtu | us | us | 1.3619e+12
commercial refrigeration | High Efficiency Commercial Reach-in Refrigerators | 2042 | CAPITAL | REPLACEMENT | N/A | USD/teraBtu | us | us | 1.3619e+12
commercial refrigeration | High Efficiency Commercial Reach-in Refrigerators | 2042 | FIXED_OM | NEW | N/A | USD/teraBtu | us | us | 65920908717.9179
commercial refrigeration | High Efficiency Commercial Reach-in Refrigerators | 2042 | FIXED_OM | REPLACEMENT | N/A | USD/teraBtu | us | us | 65920908717.9179
commercial refrigeration | High Efficiency Commercial Reach-in Refrigerators | 2042 | INSTALLATION | NEW | N/A | USD/teraBtu | us | us | 875729795488.437
commercial refrigeration | High Efficiency Commercial Reach-in Refrigerators | 2042 | INSTALLATION | REPLACEMENT | N/A | USD/teraBtu | us | us | 875729795488.437
commercial refrigeration | High Efficiency Commercial Reach-in Refrigerators | 2043 | CAPITAL | NEW | N/A | USD/teraBtu | us | us | 1.3619e+12
commercial refrigeration | High Efficiency Commercial Reach-in Refrigerators | 2043 | CAPITAL | REPLACEMENT | N/A | USD/teraBtu | us | us | 1.3619e+12
commercial refrigeration | High Efficiency Commercial Reach-in Refrigerators | 2043 | FIXED_OM | NEW | N/A | USD/teraBtu | us | us | 65920908717.9179
commercial refrigeration | High Efficiency Commercial Reach-in Refrigerators | 2043 | FIXED_OM | REPLACEMENT | N/A | USD/teraBtu | us | us | 65920908717.9179
commercial refrigeration | High Efficiency Commercial Reach-in Refrigerators | 2043 | INSTALLATION | NEW | N/A | USD/teraBtu | us | us | 875729795488.437
commercial refrigeration | High Efficiency Commercial Reach-in Refrigerators | 2043 | INSTALLATION | REPLACEMENT | N/A | USD/teraBtu | us | us | 875729795488.437
commercial refrigeration | High Efficiency Commercial Reach-in Refrigerators | 2044 | CAPITAL | NEW | N/A | USD/teraBtu | us | us | 1.3619e+12
commercial refrigeration | High Efficiency Commercial Reach-in Refrigerators | 2044 | CAPITAL | REPLACEMENT | N/A | USD/teraBtu | us | us | 1.3619e+12
commercial refrigeration | High Efficiency Commercial Reach-in Refrigerators | 2044 | FIXED_OM | NEW | N/A | USD/teraBtu | us | us | 65920908717.9179
commercial refrigeration | High Efficiency Commercial Reach-in Refrigerators | 2044 | FIXED_OM | REPLACEMENT | N/A | USD/teraBtu | us | us | 65920908717.9179
commercial refrigeration | High Efficiency Commercial Reach-in Refrigerators | 2044 | INSTALLATION | NEW | N/A | USD/teraBtu | us | us | 875729795488.437
commercial refrigeration | High Efficiency Commercial Reach-in Refrigerators | 2044 | INSTALLATION | REPLACEMENT | N/A | USD/teraBtu | us | us | 875729795488.437
commercial refrigeration | High Efficiency Commercial Reach-in Refrigerators | 2045 | CAPITAL | NEW | N/A | USD/teraBtu | us | us | 1.3619e+12
commercial refrigeration | High Efficiency Commercial Reach-in Refrigerators | 2045 | CAPITAL | REPLACEMENT | N/A | USD/teraBtu | us | us | 1.3619e+12
commercial refrigeration | High Efficiency Commercial Reach-in Refrigerators | 2045 | FIXED_OM | NEW | N/A | USD/teraBtu | us | us | 65920908717.9179
commercial refrigeration | High Efficiency Commercial Reach-in Refrigerators | 2045 | FIXED_OM | REPLACEMENT | N/A | USD/teraBtu | us | us | 65920908717.9179
commercial refrigeration | High Efficiency Commercial Reach-in Refrigerators | 2045 | INSTALLATION | NEW | N/A | USD/teraBtu | us | us | 875729795488.437
commercial refrigeration | High Efficiency Commercial Reach-in Refrigerators | 2045 | INSTALLATION | REPLACEMENT | N/A | USD/teraBtu | us | us | 875729795488.437
commercial refrigeration | High Efficiency Commercial Reach-in Refrigerators | 2046 | CAPITAL | NEW | N/A | USD/teraBtu | us | us | 1.3619e+12
commercial refrigeration | High Efficiency Commercial Reach-in Refrigerators | 2046 | CAPITAL | REPLACEMENT | N/A | USD/teraBtu | us | us | 1.3619e+12
commercial refrigeration | High Efficiency Commercial Reach-in Refrigerators | 2046 | FIXED_OM | NEW | N/A | USD/teraBtu | us | us | 65920908717.9179
commercial refrigeration | High Efficiency Commercial Reach-in Refrigerators | 2046 | FIXED_OM | REPLACEMENT | N/A | USD/teraBtu | us | us | 65920908717.9179
commercial refrigeration | High Efficiency Commercial Reach-in Refrigerators | 2046 | INSTALLATION | NEW | N/A | USD/teraBtu | us | us | 875729795488.437
commercial refrigeration | High Efficiency Commercial Reach-in Refrigerators | 2046 | INSTALLATION | REPLACEMENT | N/A | USD/teraBtu | us | us | 875729795488.437
commercial refrigeration | High Efficiency Commercial Reach-in Refrigerators | 2047 | CAPITAL | NEW | N/A | USD/teraBtu | us | us | 1.3619e+12
commercial refrigeration | High Efficiency Commercial Reach-in Refrigerators | 2047 | CAPITAL | REPLACEMENT | N/A | USD/teraBtu | us | us | 1.3619e+12
commercial refrigeration | High Efficiency Commercial Reach-in Refrigerators | 2047 | FIXED_OM | NEW | N/A | USD/teraBtu | us | us | 65920908717.9179
commercial refrigeration | High Efficiency Commercial Reach-in Refrigerators | 2047 | FIXED_OM | REPLACEMENT | N/A | USD/teraBtu | us | us | 65920908717.9179
commercial refrigeration | High Efficiency Commercial Reach-in Refrigerators | 2047 | INSTALLATION | NEW | N/A | USD/teraBtu | us | us | 875729795488.437
commercial refrigeration | High Efficiency Commercial Reach-in Refrigerators | 2047 | INSTALLATION | REPLACEMENT | N/A | USD/teraBtu | us | us | 875729795488.437
commercial refrigeration | High Efficiency Commercial Reach-in Refrigerators | 2048 | CAPITAL | NEW | N/A | USD/teraBtu | us | us | 1.3619e+12
commercial refrigeration | High Efficiency Commercial Reach-in Refrigerators | 2048 | CAPITAL | REPLACEMENT | N/A | USD/teraBtu | us | us | 1.3619e+12
commercial refrigeration | High Efficiency Commercial Reach-in Refrigerators | 2048 | FIXED_OM | NEW | N/A | USD/teraBtu | us | us | 65920908717.9179
commercial refrigeration | High Efficiency Commercial Reach-in Refrigerators | 2048 | FIXED_OM | REPLACEMENT | N/A | USD/teraBtu | us | us | 65920908717.9179
commercial refrigeration | High Efficiency Commercial Reach-in Refrigerators | 2048 | INSTALLATION | NEW | N/A | USD/teraBtu | us | us | 875729795488.437
commercial refrigeration | High Efficiency Commercial Reach-in Refrigerators | 2048 | INSTALLATION | REPLACEMENT | N/A | USD/teraBtu | us | us | 875729795488.437
commercial refrigeration | High Efficiency Commercial Reach-in Refrigerators | 2049 | CAPITAL | NEW | N/A | USD/teraBtu | us | us | 1.3619e+12
commercial refrigeration | High Efficiency Commercial Reach-in Refrigerators | 2049 | CAPITAL | REPLACEMENT | N/A | USD/teraBtu | us | us | 1.3619e+12
commercial refrigeration | High Efficiency Commercial Reach-in Refrigerators | 2049 | FIXED_OM | NEW | N/A | USD/teraBtu | us | us | 65920908717.9179
commercial refrigeration | High Efficiency Commercial Reach-in Refrigerators | 2049 | FIXED_OM | REPLACEMENT | N/A | USD/teraBtu | us | us | 65920908717.9179
commercial refrigeration | High Efficiency Commercial Reach-in Refrigerators | 2049 | INSTALLATION | NEW | N/A | USD/teraBtu | us | us | 875729795488.437
commercial refrigeration | High Efficiency Commercial Reach-in Refrigerators | 2049 | INSTALLATION | REPLACEMENT | N/A | USD/teraBtu | us | us | 875729795488.437
commercial refrigeration | High Efficiency Commercial Reach-in Refrigerators | 2050 | CAPITAL | NEW | N/A | USD/teraBtu | us | us | 1.3619e+12
commercial refrigeration | High Efficiency Commercial Reach-in Refrigerators | 2050 | CAPITAL | REPLACEMENT | N/A | USD/teraBtu | us | us | 1.3619e+12
commercial refrigeration | High Efficiency Commercial Reach-in Refrigerators | 2050 | FIXED_OM | NEW | N/A | USD/teraBtu | us | us | 65920908717.9179
commercial refrigeration | High Efficiency Commercial Reach-in Refrigerators | 2050 | FIXED_OM | REPLACEMENT | N/A | USD/teraBtu | us | us | 65920908717.9179
commercial refrigeration | High Efficiency Commercial Reach-in Refrigerators | 2050 | INSTALLATION | NEW | N/A | USD/teraBtu | us | us | 875729795488.437
commercial refrigeration | High Efficiency Commercial Reach-in Refrigerators | 2050 | INSTALLATION | REPLACEMENT | N/A | USD/teraBtu | us | us | 875729795488.437
commercial refrigeration | High Efficiency Commercial Refrigerated Vending Machines | 2020 | CAPITAL | NEW | N/A | USD/teraBtu | us | us | 2.2195e+12
commercial refrigeration | High Efficiency Commercial Refrigerated Vending Machines | 2020 | CAPITAL | REPLACEMENT | N/A | USD/teraBtu | us | us | 2.2195e+12
commercial refrigeration | High Efficiency Commercial Refrigerated Vending Machines | 2020 | FIXED_OM | NEW | N/A | USD/teraBtu | us | us | 144147053729.847
commercial refrigeration | High Efficiency Commercial Refrigerated Vending Machines | 2020 | FIXED_OM | REPLACEMENT | N/A | USD/teraBtu | us | us | 144147053729.847
commercial refrigeration | High Efficiency Commercial Refrigerated Vending Machines | 2020 | INSTALLATION | NEW | N/A | USD/teraBtu | us | us | 37515964311.0102
commercial refrigeration | High Efficiency Commercial Refrigerated Vending Machines | 2020 | INSTALLATION | REPLACEMENT | N/A | USD/teraBtu | us | us | 37515964311.0102
commercial refrigeration | High Efficiency Commercial Refrigerated Vending Machines | 2021 | CAPITAL | NEW | N/A | USD/teraBtu | us | us | 2.2261e+12
commercial refrigeration | High Efficiency Commercial Refrigerated Vending Machines | 2021 | CAPITAL | REPLACEMENT | N/A | USD/teraBtu | us | us | 2.2261e+12
commercial refrigeration | High Efficiency Commercial Refrigerated Vending Machines | 2021 | FIXED_OM | NEW | N/A | USD/teraBtu | us | us | 144147053729.847
commercial refrigeration | High Efficiency Commercial Refrigerated Vending Machines | 2021 | FIXED_OM | REPLACEMENT | N/A | USD/teraBtu | us | us | 144147053729.847
commercial refrigeration | High Efficiency Commercial Refrigerated Vending Machines | 2021 | INSTALLATION | NEW | N/A | USD/teraBtu | us | us | 37515964311.0102
commercial refrigeration | High Efficiency Commercial Refrigerated Vending Machines | 2021 | INSTALLATION | REPLACEMENT | N/A | USD/teraBtu | us | us | 37515964311.0102
commercial refrigeration | High Efficiency Commercial Refrigerated Vending Machines | 2022 | CAPITAL | NEW | N/A | USD/teraBtu | us | us | 2.2328e+12
commercial refrigeration | High Efficiency Commercial Refrigerated Vending Machines | 2022 | CAPITAL | REPLACEMENT | N/A | USD/teraBtu | us | us | 2.2328e+12
commercial refrigeration | High Efficiency Commercial Refrigerated Vending Machines | 2022 | FIXED_OM | NEW | N/A | USD/teraBtu | us | us | 144147053729.847
commercial refrigeration | High Efficiency Commercial Refrigerated Vending Machines | 2022 | FIXED_OM | REPLACEMENT | N/A | USD/teraBtu | us | us | 144147053729.847
commercial refrigeration | High Efficiency Commercial Refrigerated Vending Machines | 2022 | INSTALLATION | NEW | N/A | USD/teraBtu | us | us | 37515964311.0102
commercial refrigeration | High Efficiency Commercial Refrigerated Vending Machines | 2022 | INSTALLATION | REPLACEMENT | N/A | USD/teraBtu | us | us | 37515964311.0102
commercial refrigeration | High Efficiency Commercial Refrigerated Vending Machines | 2023 | CAPITAL | NEW | N/A | USD/teraBtu | us | us | 2.2395e+12
commercial refrigeration | High Efficiency Commercial Refrigerated Vending Machines | 2023 | CAPITAL | REPLACEMENT | N/A | USD/teraBtu | us | us | 2.2395e+12
commercial refrigeration | High Efficiency Commercial Refrigerated Vending Machines | 2023 | FIXED_OM | NEW | N/A | USD/teraBtu | us | us | 144147053729.847
commercial refrigeration | High Efficiency Commercial Refrigerated Vending Machines | 2023 | FIXED_OM | REPLACEMENT | N/A | USD/teraBtu | us | us | 144147053729.847
commercial refrigeration | High Efficiency Commercial Refrigerated Vending Machines | 2023 | INSTALLATION | NEW | N/A | USD/teraBtu | us | us | 37515964311.0102
commercial refrigeration | High Efficiency Commercial Refrigerated Vending Machines | 2023 | INSTALLATION | REPLACEMENT | N/A | USD/teraBtu | us | us | 37515964311.0102
commercial refrigeration | High Efficiency Commercial Refrigerated Vending Machines | 2024 | CAPITAL | NEW | N/A | USD/teraBtu | us | us | 2.2461e+12
commercial refrigeration | High Efficiency Commercial Refrigerated Vending Machines | 2024 | CAPITAL | REPLACEMENT | N/A | USD/teraBtu | us | us | 2.2461e+12
commercial refrigeration | High Efficiency Commercial Refrigerated Vending Machines | 2024 | FIXED_OM | NEW | N/A | USD/teraBtu | us | us | 144147053729.847
commercial refrigeration | High Efficiency Commercial Refrigerated Vending Machines | 2024 | FIXED_OM | REPLACEMENT | N/A | USD/teraBtu | us | us | 144147053729.847
commercial refrigeration | High Efficiency Commercial Refrigerated Vending Machines | 2024 | INSTALLATION | NEW | N/A | USD/teraBtu | us | us | 37515964311.0102
commercial refrigeration | High Efficiency Commercial Refrigerated Vending Machines | 2024 | INSTALLATION | REPLACEMENT | N/A | USD/teraBtu | us | us | 37515964311.0102
commercial refrigeration | High Efficiency Commercial Refrigerated Vending Machines | 2025 | CAPITAL | NEW | N/A | USD/teraBtu | us | us | 2.2528e+12
commercial refrigeration | High Efficiency Commercial Refrigerated Vending Machines | 2025 | CAPITAL | REPLACEMENT | N/A | USD/teraBtu | us | us | 2.2528e+12
commercial refrigeration | High Efficiency Commercial Refrigerated Vending Machines | 2025 | FIXED_OM | NEW | N/A | USD/teraBtu | us | us | 144147053729.847
commercial refrigeration | High Efficiency Commercial Refrigerated Vending Machines | 2025 | FIXED_OM | REPLACEMENT | N/A | USD/teraBtu | us | us | 144147053729.847
commercial refrigeration | High Efficiency Commercial Refrigerated Vending Machines | 2025 | INSTALLATION | NEW | N/A | USD/teraBtu | us | us | 37515964311.0102
commercial refrigeration | High Efficiency Commercial Refrigerated Vending Machines | 2025 | INSTALLATION | REPLACEMENT | N/A | USD/teraBtu | us | us | 37515964311.0102
commercial refrigeration | High Efficiency Commercial Refrigerated Vending Machines | 2026 | CAPITAL | NEW | N/A | USD/teraBtu | us | us | 2.2595e+12
commercial refrigeration | High Efficiency Commercial Refrigerated Vending Machines | 2026 | CAPITAL | REPLACEMENT | N/A | USD/teraBtu | us | us | 2.2595e+12
commercial refrigeration | High Efficiency Commercial Refrigerated Vending Machines | 2026 | FIXED_OM | NEW | N/A | USD/teraBtu | us | us | 144147053729.847
commercial refrigeration | High Efficiency Commercial Refrigerated Vending Machines | 2026 | FIXED_OM | REPLACEMENT | N/A | USD/teraBtu | us | us | 144147053729.847
commercial refrigeration | High Efficiency Commercial Refrigerated Vending Machines | 2026 | INSTALLATION | NEW | N/A | USD/teraBtu | us | us | 37515964311.0102
commercial refrigeration | High Efficiency Commercial Refrigerated Vending Machines | 2026 | INSTALLATION | REPLACEMENT | N/A | USD/teraBtu | us | us | 37515964311.0102
commercial refrigeration | High Efficiency Commercial Refrigerated Vending Machines | 2027 | CAPITAL | NEW | N/A | USD/teraBtu | us | us | 2.2661e+12
commercial refrigeration | High Efficiency Commercial Refrigerated Vending Machines | 2027 | CAPITAL | REPLACEMENT | N/A | USD/teraBtu | us | us | 2.2661e+12
commercial refrigeration | High Efficiency Commercial Refrigerated Vending Machines | 2027 | FIXED_OM | NEW | N/A | USD/teraBtu | us | us | 144147053729.847
commercial refrigeration | High Efficiency Commercial Refrigerated Vending Machines | 2027 | FIXED_OM | REPLACEMENT | N/A | USD/teraBtu | us | us | 144147053729.847
commercial refrigeration | High Efficiency Commercial Refrigerated Vending Machines | 2027 | INSTALLATION | NEW | N/A | USD/teraBtu | us | us | 37515964311.0102
commercial refrigeration | High Efficiency Commercial Refrigerated Vending Machines | 2027 | INSTALLATION | REPLACEMENT | N/A | USD/teraBtu | us | us | 37515964311.0102
commercial refrigeration | High Efficiency Commercial Refrigerated Vending Machines | 2028 | CAPITAL | NEW | N/A | USD/teraBtu | us | us | 2.2728e+12
commercial refrigeration | High Efficiency Commercial Refrigerated Vending Machines | 2028 | CAPITAL | REPLACEMENT | N/A | USD/teraBtu | us | us | 2.2728e+12
commercial refrigeration | High Efficiency Commercial Refrigerated Vending Machines | 2028 | FIXED_OM | NEW | N/A | USD/teraBtu | us | us | 144147053729.847
commercial refrigeration | High Efficiency Commercial Refrigerated Vending Machines | 2028 | FIXED_OM | REPLACEMENT | N/A | USD/teraBtu | us | us | 144147053729.847
commercial refrigeration | High Efficiency Commercial Refrigerated Vending Machines | 2028 | INSTALLATION | NEW | N/A | USD/teraBtu | us | us | 37515964311.0102
commercial refrigeration | High Efficiency Commercial Refrigerated Vending Machines | 2028 | INSTALLATION | REPLACEMENT | N/A | USD/teraBtu | us | us | 37515964311.0102
commercial refrigeration | High Efficiency Commercial Refrigerated Vending Machines | 2029 | CAPITAL | NEW | N/A | USD/teraBtu | us | us | 2.2795e+12
commercial refrigeration | High Efficiency Commercial Refrigerated Vending Machines | 2029 | CAPITAL | REPLACEMENT | N/A | USD/teraBtu | us | us | 2.2795e+12
commercial refrigeration | High Efficiency Commercial Refrigerated Vending Machines | 2029 | FIXED_OM | NEW | N/A | USD/teraBtu | us | us | 144147053729.847
commercial refrigeration | High Efficiency Commercial Refrigerated Vending Machines | 2029 | FIXED_OM | REPLACEMENT | N/A | USD/teraBtu | us | us | 144147053729.847
commercial refrigeration | High Efficiency Commercial Refrigerated Vending Machines | 2029 | INSTALLATION | NEW | N/A | USD/teraBtu | us | us | 37515964311.0102
commercial refrigeration | High Efficiency Commercial Refrigerated Vending Machines | 2029 | INSTALLATION | REPLACEMENT | N/A | USD/teraBtu | us | us | 37515964311.0102
commercial refrigeration | High Efficiency Commercial Refrigerated Vending Machines | 2030 | CAPITAL | NEW | N/A | USD/teraBtu | us | us | 2.2861e+12
commercial refrigeration | High Efficiency Commercial Refrigerated Vending Machines | 2030 | CAPITAL | REPLACEMENT | N/A | USD/teraBtu | us | us | 2.2861e+12
commercial refrigeration | High Efficiency Commercial Refrigerated Vending Machines | 2030 | FIXED_OM | NEW | N/A | USD/teraBtu | us | us | 144147053729.847
commercial refrigeration | High Efficiency Commercial Refrigerated Vending Machines | 2030 | FIXED_OM | REPLACEMENT | N/A | USD/teraBtu | us | us | 144147053729.847
commercial refrigeration | High Efficiency Commercial Refrigerated Vending Machines | 2030 | INSTALLATION | NEW | N/A | USD/teraBtu | us | us | 37515964311.0102
commercial refrigeration | High Efficiency Commercial Refrigerated Vending Machines | 2030 | INSTALLATION | REPLACEMENT | N/A | USD/teraBtu | us | us | 37515964311.0102
commercial refrigeration | High Efficiency Commercial Refrigerated Vending Machines | 2031 | CAPITAL | NEW | N/A | USD/teraBtu | us | us | 2.2907e+12
commercial refrigeration | High Efficiency Commercial Refrigerated Vending Machines | 2031 | CAPITAL | REPLACEMENT | N/A | USD/teraBtu | us | us | 2.2907e+12
commercial refrigeration | High Efficiency Commercial Refrigerated Vending Machines | 2031 | FIXED_OM | NEW | N/A | USD/teraBtu | us | us | 144147053729.847
commercial refrigeration | High Efficiency Commercial Refrigerated Vending Machines | 2031 | FIXED_OM | REPLACEMENT | N/A | USD/teraBtu | us | us | 144147053729.847
commercial refrigeration | High Efficiency Commercial Refrigerated Vending Machines | 2031 | INSTALLATION | NEW | N/A | USD/teraBtu | us | us | 37515964311.0102
commercial refrigeration | High Efficiency Commercial Refrigerated Vending Machines | 2031 | INSTALLATION | REPLACEMENT | N/A | USD/teraBtu | us | us | 37515964311.0102
commercial refrigeration | High Efficiency Commercial Refrigerated Vending Machines | 2032 | CAPITAL | NEW | N/A | USD/teraBtu | us | us | 2.2952e+12
commercial refrigeration | High Efficiency Commercial Refrigerated Vending Machines | 2032 | CAPITAL | REPLACEMENT | N/A | USD/teraBtu | us | us | 2.2952e+12
commercial refrigeration | High Efficiency Commercial Refrigerated Vending Machines | 2032 | FIXED_OM | NEW | N/A | USD/teraBtu | us | us | 144147053729.847
commercial refrigeration | High Efficiency Commercial Refrigerated Vending Machines | 2032 | FIXED_OM | REPLACEMENT | N/A | USD/teraBtu | us | us | 144147053729.847
commercial refrigeration | High Efficiency Commercial Refrigerated Vending Machines | 2032 | INSTALLATION | NEW | N/A | USD/teraBtu | us | us | 37515964311.0102
commercial refrigeration | High Efficiency Commercial Refrigerated Vending Machines | 2032 | INSTALLATION | REPLACEMENT | N/A | USD/teraBtu | us | us | 37515964311.0102
commercial refrigeration | High Efficiency Commercial Refrigerated Vending Machines | 2033 | CAPITAL | NEW | N/A | USD/teraBtu | us | us | 2.2997e+12
commercial refrigeration | High Efficiency Commercial Refrigerated Vending Machines | 2033 | CAPITAL | REPLACEMENT | N/A | USD/teraBtu | us | us | 2.2997e+12
commercial refrigeration | High Efficiency Commercial Refrigerated Vending Machines | 2033 | FIXED_OM | NEW | N/A | USD/teraBtu | us | us | 144147053729.847
commercial refrigeration | High Efficiency Commercial Refrigerated Vending Machines | 2033 | FIXED_OM | REPLACEMENT | N/A | USD/teraBtu | us | us | 144147053729.847
commercial refrigeration | High Efficiency Commercial Refrigerated Vending Machines | 2033 | INSTALLATION | NEW | N/A | USD/teraBtu | us | us | 37515964311.0102
commercial refrigeration | High Efficiency Commercial Refrigerated Vending Machines | 2033 | INSTALLATION | REPLACEMENT | N/A | USD/teraBtu | us | us | 37515964311.0102
commercial refrigeration | High Efficiency Commercial Refrigerated Vending Machines | 2034 | CAPITAL | NEW | N/A | USD/teraBtu | us | us | 2.3043e+12
commercial refrigeration | High Efficiency Commercial Refrigerated Vending Machines | 2034 | CAPITAL | REPLACEMENT | N/A | USD/teraBtu | us | us | 2.3043e+12
commercial refrigeration | High Efficiency Commercial Refrigerated Vending Machines | 2034 | FIXED_OM | NEW | N/A | USD/teraBtu | us | us | 144147053729.847
commercial refrigeration | High Efficiency Commercial Refrigerated Vending Machines | 2034 | FIXED_OM | REPLACEMENT | N/A | USD/teraBtu | us | us | 144147053729.847
commercial refrigeration | High Efficiency Commercial Refrigerated Vending Machines | 2034 | INSTALLATION | NEW | N/A | USD/teraBtu | us | us | 37515964311.0102
commercial refrigeration | High Efficiency Commercial Refrigerated Vending Machines | 2034 | INSTALLATION | REPLACEMENT | N/A | USD/teraBtu | us | us | 37515964311.0102
commercial refrigeration | High Efficiency Commercial Refrigerated Vending Machines | 2035 | CAPITAL | NEW | N/A | USD/teraBtu | us | us | 2.3088e+12
commercial refrigeration | High Efficiency Commercial Refrigerated Vending Machines | 2035 | CAPITAL | REPLACEMENT | N/A | USD/teraBtu | us | us | 2.3088e+12
commercial refrigeration | High Efficiency Commercial Refrigerated Vending Machines | 2035 | FIXED_OM | NEW | N/A | USD/teraBtu | us | us | 144147053729.847
commercial refrigeration | High Efficiency Commercial Refrigerated Vending Machines | 2035 | FIXED_OM | REPLACEMENT | N/A | USD/teraBtu | us | us | 144147053729.847
commercial refrigeration | High Efficiency Commercial Refrigerated Vending Machines | 2035 | INSTALLATION | NEW | N/A | USD/teraBtu | us | us | 37515964311.0102
commercial refrigeration | High Efficiency Commercial Refrigerated Vending Machines | 2035 | INSTALLATION | REPLACEMENT | N/A | USD/teraBtu | us | us | 37515964311.0102
commercial refrigeration | High Efficiency Commercial Refrigerated Vending Machines | 2036 | CAPITAL | NEW | N/A | USD/teraBtu | us | us | 2.3133e+12
commercial refrigeration | High Efficiency Commercial Refrigerated Vending Machines | 2036 | CAPITAL | REPLACEMENT | N/A | USD/teraBtu | us | us | 2.3133e+12
commercial refrigeration | High Efficiency Commercial Refrigerated Vending Machines | 2036 | FIXED_OM | NEW | N/A | USD/teraBtu | us | us | 144147053729.847
commercial refrigeration | High Efficiency Commercial Refrigerated Vending Machines | 2036 | FIXED_OM | REPLACEMENT | N/A | USD/teraBtu | us | us | 144147053729.847
commercial refrigeration | High Efficiency Commercial Refrigerated Vending Machines | 2036 | INSTALLATION | NEW | N/A | USD/teraBtu | us | us | 37515964311.0102
commercial refrigeration | High Efficiency Commercial Refrigerated Vending Machines | 2036 | INSTALLATION | REPLACEMENT | N/A | USD/teraBtu | us | us | 37515964311.0102
commercial refrigeration | High Efficiency Commercial Refrigerated Vending Machines | 2037 | CAPITAL | NEW | N/A | USD/teraBtu | us | us | 2.3179e+12
commercial refrigeration | High Efficiency Commercial Refrigerated Vending Machines | 2037 | CAPITAL | REPLACEMENT | N/A | USD/teraBtu | us | us | 2.3179e+12
commercial refrigeration | High Efficiency Commercial Refrigerated Vending Machines | 2037 | FIXED_OM | NEW | N/A | USD/teraBtu | us | us | 144147053729.847
commercial refrigeration | High Efficiency Commercial Refrigerated Vending Machines | 2037 | FIXED_OM | REPLACEMENT | N/A | USD/teraBtu | us | us | 144147053729.847
commercial refrigeration | High Efficiency Commercial Refrigerated Vending Machines | 2037 | INSTALLATION | NEW | N/A | USD/teraBtu | us | us | 37515964311.0102
commercial refrigeration | High Efficiency Commercial Refrigerated Vending Machines | 2037 | INSTALLATION | REPLACEMENT | N/A | USD/teraBtu | us | us | 37515964311.0102
commercial refrigeration | High Efficiency Commercial Refrigerated Vending Machines | 2038 | CAPITAL | NEW | N/A | USD/teraBtu | us | us | 2.3224e+12
commercial refrigeration | High Efficiency Commercial Refrigerated Vending Machines | 2038 | CAPITAL | REPLACEMENT | N/A | USD/teraBtu | us | us | 2.3224e+12
commercial refrigeration | High Efficiency Commercial Refrigerated Vending Machines | 2038 | FIXED_OM | NEW | N/A | USD/teraBtu | us | us | 144147053729.847
commercial refrigeration | High Efficiency Commercial Refrigerated Vending Machines | 2038 | FIXED_OM | REPLACEMENT | N/A | USD/teraBtu | us | us | 144147053729.847
commercial refrigeration | High Efficiency Commercial Refrigerated Vending Machines | 2038 | INSTALLATION | NEW | N/A | USD/teraBtu | us | us | 37515964311.0102
commercial refrigeration | High Efficiency Commercial Refrigerated Vending Machines | 2038 | INSTALLATION | REPLACEMENT | N/A | USD/teraBtu | us | us | 37515964311.0102
commercial refrigeration | High Efficiency Commercial Refrigerated Vending Machines | 2039 | CAPITAL | NEW | N/A | USD/teraBtu | us | us | 2.327e+12
commercial refrigeration | High Efficiency Commercial Refrigerated Vending Machines | 2039 | CAPITAL | REPLACEMENT | N/A | USD/teraBtu | us | us | 2.327e+12
commercial refrigeration | High Efficiency Commercial Refrigerated Vending Machines | 2039 | FIXED_OM | NEW | N/A | USD/teraBtu | us | us | 144147053729.847
commercial refrigeration | High Efficiency Commercial Refrigerated Vending Machines | 2039 | FIXED_OM | REPLACEMENT | N/A | USD/teraBtu | us | us | 144147053729.847
commercial refrigeration | High Efficiency Commercial Refrigerated Vending Machines | 2039 | INSTALLATION | NEW | N/A | USD/teraBtu | us | us | 37515964311.0102
commercial refrigeration | High Efficiency Commercial Refrigerated Vending Machines | 2039 | INSTALLATION | REPLACEMENT | N/A | USD/teraBtu | us | us | 37515964311.0102
commercial refrigeration | High Efficiency Commercial Refrigerated Vending Machines | 2040 | CAPITAL | NEW | N/A | USD/teraBtu | us | us | 2.3315e+12
commercial refrigeration | High Efficiency Commercial Refrigerated Vending Machines | 2040 | CAPITAL | REPLACEMENT | N/A | USD/teraBtu | us | us | 2.3315e+12
commercial refrigeration | High Efficiency Commercial Refrigerated Vending Machines | 2040 | FIXED_OM | NEW | N/A | USD/teraBtu | us | us | 144147053729.847
commercial refrigeration | High Efficiency Commercial Refrigerated Vending Machines | 2040 | FIXED_OM | REPLACEMENT | N/A | USD/teraBtu | us | us | 144147053729.847
commercial refrigeration | High Efficiency Commercial Refrigerated Vending Machines | 2040 | INSTALLATION | NEW | N/A | USD/teraBtu | us | us | 37515964311.0102
commercial refrigeration | High Efficiency Commercial Refrigerated Vending Machines | 2040 | INSTALLATION | REPLACEMENT | N/A | USD/teraBtu | us | us | 37515964311.0102
commercial refrigeration | High Efficiency Commercial Refrigerated Vending Machines | 2041 | CAPITAL | NEW | N/A | USD/teraBtu | us | us | 2.3315e+12
commercial refrigeration | High Efficiency Commercial Refrigerated Vending Machines | 2041 | CAPITAL | REPLACEMENT | N/A | USD/teraBtu | us | us | 2.3315e+12
commercial refrigeration | High Efficiency Commercial Refrigerated Vending Machines | 2041 | FIXED_OM | NEW | N/A | USD/teraBtu | us | us | 144147053729.847
commercial refrigeration | High Efficiency Commercial Refrigerated Vending Machines | 2041 | FIXED_OM | REPLACEMENT | N/A | USD/teraBtu | us | us | 144147053729.847
commercial refrigeration | High Efficiency Commercial Refrigerated Vending Machines | 2041 | INSTALLATION | NEW | N/A | USD/teraBtu | us | us | 37515964311.0102
commercial refrigeration | High Efficiency Commercial Refrigerated Vending Machines | 2041 | INSTALLATION | REPLACEMENT | N/A | USD/teraBtu | us | us | 37515964311.0102
commercial refrigeration | High Efficiency Commercial Refrigerated Vending Machines | 2042 | CAPITAL | NEW | N/A | USD/teraBtu | us | us | 2.3315e+12
commercial refrigeration | High Efficiency Commercial Refrigerated Vending Machines | 2042 | CAPITAL | REPLACEMENT | N/A | USD/teraBtu | us | us | 2.3315e+12
commercial refrigeration | High Efficiency Commercial Refrigerated Vending Machines | 2042 | FIXED_OM | NEW | N/A | USD/teraBtu | us | us | 144147053729.847
commercial refrigeration | High Efficiency Commercial Refrigerated Vending Machines | 2042 | FIXED_OM | REPLACEMENT | N/A | USD/teraBtu | us | us | 144147053729.847
commercial refrigeration | High Efficiency Commercial Refrigerated Vending Machines | 2042 | INSTALLATION | NEW | N/A | USD/teraBtu | us | us | 37515964311.0102
commercial refrigeration | High Efficiency Commercial Refrigerated Vending Machines | 2042 | INSTALLATION | REPLACEMENT | N/A | USD/teraBtu | us | us | 37515964311.0102
commercial refrigeration | High Efficiency Commercial Refrigerated Vending Machines | 2043 | CAPITAL | NEW | N/A | USD/teraBtu | us | us | 2.3315e+12
commercial refrigeration | High Efficiency Commercial Refrigerated Vending Machines | 2043 | CAPITAL | REPLACEMENT | N/A | USD/teraBtu | us | us | 2.3315e+12
commercial refrigeration | High Efficiency Commercial Refrigerated Vending Machines | 2043 | FIXED_OM | NEW | N/A | USD/teraBtu | us | us | 144147053729.847
commercial refrigeration | High Efficiency Commercial Refrigerated Vending Machines | 2043 | FIXED_OM | REPLACEMENT | N/A | USD/teraBtu | us | us | 144147053729.847
commercial refrigeration | High Efficiency Commercial Refrigerated Vending Machines | 2043 | INSTALLATION | NEW | N/A | USD/teraBtu | us | us | 37515964311.0102
commercial refrigeration | High Efficiency Commercial Refrigerated Vending Machines | 2043 | INSTALLATION | REPLACEMENT | N/A | USD/teraBtu | us | us | 37515964311.0102
commercial refrigeration | High Efficiency Commercial Refrigerated Vending Machines | 2044 | CAPITAL | NEW | N/A | USD/teraBtu | us | us | 2.3315e+12
commercial refrigeration | High Efficiency Commercial Refrigerated Vending Machines | 2044 | CAPITAL | REPLACEMENT | N/A | USD/teraBtu | us | us | 2.3315e+12
commercial refrigeration | High Efficiency Commercial Refrigerated Vending Machines | 2044 | FIXED_OM | NEW | N/A | USD/teraBtu | us | us | 144147053729.847
commercial refrigeration | High Efficiency Commercial Refrigerated Vending Machines | 2044 | FIXED_OM | REPLACEMENT | N/A | USD/teraBtu | us | us | 144147053729.847
commercial refrigeration | High Efficiency Commercial Refrigerated Vending Machines | 2044 | INSTALLATION | NEW | N/A | USD/teraBtu | us | us | 37515964311.0102
commercial refrigeration | High Efficiency Commercial Refrigerated Vending Machines | 2044 | INSTALLATION | REPLACEMENT | N/A | USD/teraBtu | us | us | 37515964311.0102
commercial refrigeration | High Efficiency Commercial Refrigerated Vending Machines | 2045 | CAPITAL | NEW | N/A | USD/teraBtu | us | us | 2.3315e+12
commercial refrigeration | High Efficiency Commercial Refrigerated Vending Machines | 2045 | CAPITAL | REPLACEMENT | N/A | USD/teraBtu | us | us | 2.3315e+12
commercial refrigeration | High Efficiency Commercial Refrigerated Vending Machines | 2045 | FIXED_OM | NEW | N/A | USD/teraBtu | us | us | 144147053729.847
commercial refrigeration | High Efficiency Commercial Refrigerated Vending Machines | 2045 | FIXED_OM | REPLACEMENT | N/A | USD/teraBtu | us | us | 144147053729.847
commercial refrigeration | High Efficiency Commercial Refrigerated Vending Machines | 2045 | INSTALLATION | NEW | N/A | USD/teraBtu | us | us | 37515964311.0102
commercial refrigeration | High Efficiency Commercial Refrigerated Vending Machines | 2045 | INSTALLATION | REPLACEMENT | N/A | USD/teraBtu | us | us | 37515964311.0102
commercial refrigeration | High Efficiency Commercial Refrigerated Vending Machines | 2046 | CAPITAL | NEW | N/A | USD/teraBtu | us | us | 2.3315e+12
commercial refrigeration | High Efficiency Commercial Refrigerated Vending Machines | 2046 | CAPITAL | REPLACEMENT | N/A | USD/teraBtu | us | us | 2.3315e+12
commercial refrigeration | High Efficiency Commercial Refrigerated Vending Machines | 2046 | FIXED_OM | NEW | N/A | USD/teraBtu | us | us | 144147053729.847
commercial refrigeration | High Efficiency Commercial Refrigerated Vending Machines | 2046 | FIXED_OM | REPLACEMENT | N/A | USD/teraBtu | us | us | 144147053729.847
commercial refrigeration | High Efficiency Commercial Refrigerated Vending Machines | 2046 | INSTALLATION | NEW | N/A | USD/teraBtu | us | us | 37515964311.0102
commercial refrigeration | High Efficiency Commercial Refrigerated Vending Machines | 2046 | INSTALLATION | REPLACEMENT | N/A | USD/teraBtu | us | us | 37515964311.0102
commercial refrigeration | High Efficiency Commercial Refrigerated Vending Machines | 2047 | CAPITAL | NEW | N/A | USD/teraBtu | us | us | 2.3315e+12
commercial refrigeration | High Efficiency Commercial Refrigerated Vending Machines | 2047 | CAPITAL | REPLACEMENT | N/A | USD/teraBtu | us | us | 2.3315e+12
commercial refrigeration | High Efficiency Commercial Refrigerated Vending Machines | 2047 | FIXED_OM | NEW | N/A | USD/teraBtu | us | us | 144147053729.847
commercial refrigeration | High Efficiency Commercial Refrigerated Vending Machines | 2047 | FIXED_OM | REPLACEMENT | N/A | USD/teraBtu | us | us | 144147053729.847
commercial refrigeration | High Efficiency Commercial Refrigerated Vending Machines | 2047 | INSTALLATION | NEW | N/A | USD/teraBtu | us | us | 37515964311.0102
commercial refrigeration | High Efficiency Commercial Refrigerated Vending Machines | 2047 | INSTALLATION | REPLACEMENT | N/A | USD/teraBtu | us | us | 37515964311.0102
commercial refrigeration | High Efficiency Commercial Refrigerated Vending Machines | 2048 | CAPITAL | NEW | N/A | USD/teraBtu | us | us | 2.3315e+12
commercial refrigeration | High Efficiency Commercial Refrigerated Vending Machines | 2048 | CAPITAL | REPLACEMENT | N/A | USD/teraBtu | us | us | 2.3315e+12
commercial refrigeration | High Efficiency Commercial Refrigerated Vending Machines | 2048 | FIXED_OM | NEW | N/A | USD/teraBtu | us | us | 144147053729.847
commercial refrigeration | High Efficiency Commercial Refrigerated Vending Machines | 2048 | FIXED_OM | REPLACEMENT | N/A | USD/teraBtu | us | us | 144147053729.847
commercial refrigeration | High Efficiency Commercial Refrigerated Vending Machines | 2048 | INSTALLATION | NEW | N/A | USD/teraBtu | us | us | 37515964311.0102
commercial refrigeration | High Efficiency Commercial Refrigerated Vending Machines | 2048 | INSTALLATION | REPLACEMENT | N/A | USD/teraBtu | us | us | 37515964311.0102
commercial refrigeration | High Efficiency Commercial Refrigerated Vending Machines | 2049 | CAPITAL | NEW | N/A | USD/teraBtu | us | us | 2.3315e+12
commercial refrigeration | High Efficiency Commercial Refrigerated Vending Machines | 2049 | CAPITAL | REPLACEMENT | N/A | USD/teraBtu | us | us | 2.3315e+12
commercial refrigeration | High Efficiency Commercial Refrigerated Vending Machines | 2049 | FIXED_OM | NEW | N/A | USD/teraBtu | us | us | 144147053729.847
commercial refrigeration | High Efficiency Commercial Refrigerated Vending Machines | 2049 | FIXED_OM | REPLACEMENT | N/A | USD/teraBtu | us | us | 144147053729.847
commercial refrigeration | High Efficiency Commercial Refrigerated Vending Machines | 2049 | INSTALLATION | NEW | N/A | USD/teraBtu | us | us | 37515964311.0102
commercial refrigeration | High Efficiency Commercial Refrigerated Vending Machines | 2049 | INSTALLATION | REPLACEMENT | N/A | USD/teraBtu | us | us | 37515964311.0102
commercial refrigeration | High Efficiency Commercial Refrigerated Vending Machines | 2050 | CAPITAL | NEW | N/A | USD/teraBtu | us | us | 2.3315e+12
commercial refrigeration | High Efficiency Commercial Refrigerated Vending Machines | 2050 | CAPITAL | REPLACEMENT | N/A | USD/teraBtu | us | us | 2.3315e+12
commercial refrigeration | High Efficiency Commercial Refrigerated Vending Machines | 2050 | FIXED_OM | NEW | N/A | USD/teraBtu | us | us | 144147053729.847
commercial refrigeration | High Efficiency Commercial Refrigerated Vending Machines | 2050 | FIXED_OM | REPLACEMENT | N/A | USD/teraBtu | us | us | 144147053729.847
commercial refrigeration | High Efficiency Commercial Refrigerated Vending Machines | 2050 | INSTALLATION | NEW | N/A | USD/teraBtu | us | us | 37515964311.0102
commercial refrigeration | High Efficiency Commercial Refrigerated Vending Machines | 2050 | INSTALLATION | REPLACEMENT | N/A | USD/teraBtu | us | us | 37515964311.0102
commercial refrigeration | High Efficiency Commercial Walk-in Freezers | 2020 | CAPITAL | NEW | N/A | USD/teraBtu | us | us | 1.2035e+12
commercial refrigeration | High Efficiency Commercial Walk-in Freezers | 2020 | CAPITAL | REPLACEMENT | N/A | USD/teraBtu | us | us | 1.2035e+12
commercial refrigeration | High Efficiency Commercial Walk-in Freezers | 2020 | FIXED_OM | NEW | N/A | USD/teraBtu | us | us | 34975597584.8075
commercial refrigeration | High Efficiency Commercial Walk-in Freezers | 2020 | FIXED_OM | REPLACEMENT | N/A | USD/teraBtu | us | us | 34975597584.8075
commercial refrigeration | High Efficiency Commercial Walk-in Freezers | 2020 | INSTALLATION | NEW | N/A | USD/teraBtu | us | us | 101352700428.747
commercial refrigeration | High Efficiency Commercial Walk-in Freezers | 2020 | INSTALLATION | REPLACEMENT | N/A | USD/teraBtu | us | us | 101352700428.747
commercial refrigeration | High Efficiency Commercial Walk-in Freezers | 2021 | CAPITAL | NEW | N/A | USD/teraBtu | us | us | 1.2035e+12
commercial refrigeration | High Efficiency Commercial Walk-in Freezers | 2021 | CAPITAL | REPLACEMENT | N/A | USD/teraBtu | us | us | 1.2035e+12
commercial refrigeration | High Efficiency Commercial Walk-in Freezers | 2021 | FIXED_OM | NEW | N/A | USD/teraBtu | us | us | 34975597584.8075
commercial refrigeration | High Efficiency Commercial Walk-in Freezers | 2021 | FIXED_OM | REPLACEMENT | N/A | USD/teraBtu | us | us | 34975597584.8075
commercial refrigeration | High Efficiency Commercial Walk-in Freezers | 2021 | INSTALLATION | NEW | N/A | USD/teraBtu | us | us | 101352700428.747
commercial refrigeration | High Efficiency Commercial Walk-in Freezers | 2021 | INSTALLATION | REPLACEMENT | N/A | USD/teraBtu | us | us | 101352700428.747
commercial refrigeration | High Efficiency Commercial Walk-in Freezers | 2022 | CAPITAL | NEW | N/A | USD/teraBtu | us | us | 1.2035e+12
commercial refrigeration | High Efficiency Commercial Walk-in Freezers | 2022 | CAPITAL | REPLACEMENT | N/A | USD/teraBtu | us | us | 1.2035e+12
commercial refrigeration | High Efficiency Commercial Walk-in Freezers | 2022 | FIXED_OM | NEW | N/A | USD/teraBtu | us | us | 34975597584.8075
commercial refrigeration | High Efficiency Commercial Walk-in Freezers | 2022 | FIXED_OM | REPLACEMENT | N/A | USD/teraBtu | us | us | 34975597584.8075
commercial refrigeration | High Efficiency Commercial Walk-in Freezers | 2022 | INSTALLATION | NEW | N/A | USD/teraBtu | us | us | 101352700428.747
commercial refrigeration | High Efficiency Commercial Walk-in Freezers | 2022 | INSTALLATION | REPLACEMENT | N/A | USD/teraBtu | us | us | 101352700428.747
commercial refrigeration | High Efficiency Commercial Walk-in Freezers | 2023 | CAPITAL | NEW | N/A | USD/teraBtu | us | us | 1.2035e+12
commercial refrigeration | High Efficiency Commercial Walk-in Freezers | 2023 | CAPITAL | REPLACEMENT | N/A | USD/teraBtu | us | us | 1.2035e+12
commercial refrigeration | High Efficiency Commercial Walk-in Freezers | 2023 | FIXED_OM | NEW | N/A | USD/teraBtu | us | us | 34975597584.8075
commercial refrigeration | High Efficiency Commercial Walk-in Freezers | 2023 | FIXED_OM | REPLACEMENT | N/A | USD/teraBtu | us | us | 34975597584.8075
commercial refrigeration | High Efficiency Commercial Walk-in Freezers | 2023 | INSTALLATION | NEW | N/A | USD/teraBtu | us | us | 101352700428.747
commercial refrigeration | High Efficiency Commercial Walk-in Freezers | 2023 | INSTALLATION | REPLACEMENT | N/A | USD/teraBtu | us | us | 101352700428.747
commercial refrigeration | High Efficiency Commercial Walk-in Freezers | 2024 | CAPITAL | NEW | N/A | USD/teraBtu | us | us | 1.2035e+12
commercial refrigeration | High Efficiency Commercial Walk-in Freezers | 2024 | CAPITAL | REPLACEMENT | N/A | USD/teraBtu | us | us | 1.2035e+12
commercial refrigeration | High Efficiency Commercial Walk-in Freezers | 2024 | FIXED_OM | NEW | N/A | USD/teraBtu | us | us | 34975597584.8075
commercial refrigeration | High Efficiency Commercial Walk-in Freezers | 2024 | FIXED_OM | REPLACEMENT | N/A | USD/teraBtu | us | us | 34975597584.8075
commercial refrigeration | High Efficiency Commercial Walk-in Freezers | 2024 | INSTALLATION | NEW | N/A | USD/teraBtu | us | us | 101352700428.747
commercial refrigeration | High Efficiency Commercial Walk-in Freezers | 2024 | INSTALLATION | REPLACEMENT | N/A | USD/teraBtu | us | us | 101352700428.747
commercial refrigeration | High Efficiency Commercial Walk-in Freezers | 2025 | CAPITAL | NEW | N/A | USD/teraBtu | us | us | 1.2035e+12
commercial refrigeration | High Efficiency Commercial Walk-in Freezers | 2025 | CAPITAL | REPLACEMENT | N/A | USD/teraBtu | us | us | 1.2035e+12
commercial refrigeration | High Efficiency Commercial Walk-in Freezers | 2025 | FIXED_OM | NEW | N/A | USD/teraBtu | us | us | 34975597584.8075
commercial refrigeration | High Efficiency Commercial Walk-in Freezers | 2025 | FIXED_OM | REPLACEMENT | N/A | USD/teraBtu | us | us | 34975597584.8075
commercial refrigeration | High Efficiency Commercial Walk-in Freezers | 2025 | INSTALLATION | NEW | N/A | USD/teraBtu | us | us | 101352700428.747
commercial refrigeration | High Efficiency Commercial Walk-in Freezers | 2025 | INSTALLATION | REPLACEMENT | N/A | USD/teraBtu | us | us | 101352700428.747
commercial refrigeration | High Efficiency Commercial Walk-in Freezers | 2026 | CAPITAL | NEW | N/A | USD/teraBtu | us | us | 1.2035e+12
commercial refrigeration | High Efficiency Commercial Walk-in Freezers | 2026 | CAPITAL | REPLACEMENT | N/A | USD/teraBtu | us | us | 1.2035e+12
commercial refrigeration | High Efficiency Commercial Walk-in Freezers | 2026 | FIXED_OM | NEW | N/A | USD/teraBtu | us | us | 34975597584.8075
commercial refrigeration | High Efficiency Commercial Walk-in Freezers | 2026 | FIXED_OM | REPLACEMENT | N/A | USD/teraBtu | us | us | 34975597584.8075
commercial refrigeration | High Efficiency Commercial Walk-in Freezers | 2026 | INSTALLATION | NEW | N/A | USD/teraBtu | us | us | 101352700428.747
commercial refrigeration | High Efficiency Commercial Walk-in Freezers | 2026 | INSTALLATION | REPLACEMENT | N/A | USD/teraBtu | us | us | 101352700428.747
commercial refrigeration | High Efficiency Commercial Walk-in Freezers | 2027 | CAPITAL | NEW | N/A | USD/teraBtu | us | us | 1.2035e+12
commercial refrigeration | High Efficiency Commercial Walk-in Freezers | 2027 | CAPITAL | REPLACEMENT | N/A | USD/teraBtu | us | us | 1.2035e+12
commercial refrigeration | High Efficiency Commercial Walk-in Freezers | 2027 | FIXED_OM | NEW | N/A | USD/teraBtu | us | us | 34975597584.8075
commercial refrigeration | High Efficiency Commercial Walk-in Freezers | 2027 | FIXED_OM | REPLACEMENT | N/A | USD/teraBtu | us | us | 34975597584.8075
commercial refrigeration | High Efficiency Commercial Walk-in Freezers | 2027 | INSTALLATION | NEW | N/A | USD/teraBtu | us | us | 101352700428.747
commercial refrigeration | High Efficiency Commercial Walk-in Freezers | 2027 | INSTALLATION | REPLACEMENT | N/A | USD/teraBtu | us | us | 101352700428.747
commercial refrigeration | High Efficiency Commercial Walk-in Freezers | 2028 | CAPITAL | NEW | N/A | USD/teraBtu | us | us | 1.2035e+12
commercial refrigeration | High Efficiency Commercial Walk-in Freezers | 2028 | CAPITAL | REPLACEMENT | N/A | USD/teraBtu | us | us | 1.2035e+12
commercial refrigeration | High Efficiency Commercial Walk-in Freezers | 2028 | FIXED_OM | NEW | N/A | USD/teraBtu | us | us | 34975597584.8075
commercial refrigeration | High Efficiency Commercial Walk-in Freezers | 2028 | FIXED_OM | REPLACEMENT | N/A | USD/teraBtu | us | us | 34975597584.8075
commercial refrigeration | High Efficiency Commercial Walk-in Freezers | 2028 | INSTALLATION | NEW | N/A | USD/teraBtu | us | us | 101352700428.747
commercial refrigeration | High Efficiency Commercial Walk-in Freezers | 2028 | INSTALLATION | REPLACEMENT | N/A | USD/teraBtu | us | us | 101352700428.747
commercial refrigeration | High Efficiency Commercial Walk-in Freezers | 2029 | CAPITAL | NEW | N/A | USD/teraBtu | us | us | 1.2035e+12
commercial refrigeration | High Efficiency Commercial Walk-in Freezers | 2029 | CAPITAL | REPLACEMENT | N/A | USD/teraBtu | us | us | 1.2035e+12
commercial refrigeration | High Efficiency Commercial Walk-in Freezers | 2029 | FIXED_OM | NEW | N/A | USD/teraBtu | us | us | 34975597584.8075
commercial refrigeration | High Efficiency Commercial Walk-in Freezers | 2029 | FIXED_OM | REPLACEMENT | N/A | USD/teraBtu | us | us | 34975597584.8075
commercial refrigeration | High Efficiency Commercial Walk-in Freezers | 2029 | INSTALLATION | NEW | N/A | USD/teraBtu | us | us | 101352700428.747
commercial refrigeration | High Efficiency Commercial Walk-in Freezers | 2029 | INSTALLATION | REPLACEMENT | N/A | USD/teraBtu | us | us | 101352700428.747
commercial refrigeration | High Efficiency Commercial Walk-in Freezers | 2030 | CAPITAL | NEW | N/A | USD/teraBtu | us | us | 1.2035e+12
commercial refrigeration | High Efficiency Commercial Walk-in Freezers | 2030 | CAPITAL | REPLACEMENT | N/A | USD/teraBtu | us | us | 1.2035e+12
commercial refrigeration | High Efficiency Commercial Walk-in Freezers | 2030 | FIXED_OM | NEW | N/A | USD/teraBtu | us | us | 34975597584.8075
commercial refrigeration | High Efficiency Commercial Walk-in Freezers | 2030 | FIXED_OM | REPLACEMENT | N/A | USD/teraBtu | us | us | 34975597584.8075
commercial refrigeration | High Efficiency Commercial Walk-in Freezers | 2030 | INSTALLATION | NEW | N/A | USD/teraBtu | us | us | 101352700428.747
commercial refrigeration | High Efficiency Commercial Walk-in Freezers | 2030 | INSTALLATION | REPLACEMENT | N/A | USD/teraBtu | us | us | 101352700428.747
commercial refrigeration | High Efficiency Commercial Walk-in Freezers | 2031 | CAPITAL | NEW | N/A | USD/teraBtu | us | us | 1.2035e+12
commercial refrigeration | High Efficiency Commercial Walk-in Freezers | 2031 | CAPITAL | REPLACEMENT | N/A | USD/teraBtu | us | us | 1.2035e+12
commercial refrigeration | High Efficiency Commercial Walk-in Freezers | 2031 | FIXED_OM | NEW | N/A | USD/teraBtu | us | us | 34975597584.8075
commercial refrigeration | High Efficiency Commercial Walk-in Freezers | 2031 | FIXED_OM | REPLACEMENT | N/A | USD/teraBtu | us | us | 34975597584.8075
commercial refrigeration | High Efficiency Commercial Walk-in Freezers | 2031 | INSTALLATION | NEW | N/A | USD/teraBtu | us | us | 101352700428.747
commercial refrigeration | High Efficiency Commercial Walk-in Freezers | 2031 | INSTALLATION | REPLACEMENT | N/A | USD/teraBtu | us | us | 101352700428.747
commercial refrigeration | High Efficiency Commercial Walk-in Freezers | 2032 | CAPITAL | NEW | N/A | USD/teraBtu | us | us | 1.2035e+12
commercial refrigeration | High Efficiency Commercial Walk-in Freezers | 2032 | CAPITAL | REPLACEMENT | N/A | USD/teraBtu | us | us | 1.2035e+12
commercial refrigeration | High Efficiency Commercial Walk-in Freezers | 2032 | FIXED_OM | NEW | N/A | USD/teraBtu | us | us | 34975597584.8075
commercial refrigeration | High Efficiency Commercial Walk-in Freezers | 2032 | FIXED_OM | REPLACEMENT | N/A | USD/teraBtu | us | us | 34975597584.8075
commercial refrigeration | High Efficiency Commercial Walk-in Freezers | 2032 | INSTALLATION | NEW | N/A | USD/teraBtu | us | us | 101352700428.747
commercial refrigeration | High Efficiency Commercial Walk-in Freezers | 2032 | INSTALLATION | REPLACEMENT | N/A | USD/teraBtu | us | us | 101352700428.747
commercial refrigeration | High Efficiency Commercial Walk-in Freezers | 2033 | CAPITAL | NEW | N/A | USD/teraBtu | us | us | 1.2035e+12
commercial refrigeration | High Efficiency Commercial Walk-in Freezers | 2033 | CAPITAL | REPLACEMENT | N/A | USD/teraBtu | us | us | 1.2035e+12
commercial refrigeration | High Efficiency Commercial Walk-in Freezers | 2033 | FIXED_OM | NEW | N/A | USD/teraBtu | us | us | 34975597584.8075
commercial refrigeration | High Efficiency Commercial Walk-in Freezers | 2033 | FIXED_OM | REPLACEMENT | N/A | USD/teraBtu | us | us | 34975597584.8075
commercial refrigeration | High Efficiency Commercial Walk-in Freezers | 2033 | INSTALLATION | NEW | N/A | USD/teraBtu | us | us | 101352700428.747
commercial refrigeration | High Efficiency Commercial Walk-in Freezers | 2033 | INSTALLATION | REPLACEMENT | N/A | USD/teraBtu | us | us | 101352700428.747
commercial refrigeration | High Efficiency Commercial Walk-in Freezers | 2034 | CAPITAL | NEW | N/A | USD/teraBtu | us | us | 1.2035e+12
commercial refrigeration | High Efficiency Commercial Walk-in Freezers | 2034 | CAPITAL | REPLACEMENT | N/A | USD/teraBtu | us | us | 1.2035e+12
commercial refrigeration | High Efficiency Commercial Walk-in Freezers | 2034 | FIXED_OM | NEW | N/A | USD/teraBtu | us | us | 34975597584.8075
commercial refrigeration | High Efficiency Commercial Walk-in Freezers | 2034 | FIXED_OM | REPLACEMENT | N/A | USD/teraBtu | us | us | 34975597584.8075
commercial refrigeration | High Efficiency Commercial Walk-in Freezers | 2034 | INSTALLATION | NEW | N/A | USD/teraBtu | us | us | 101352700428.747
commercial refrigeration | High Efficiency Commercial Walk-in Freezers | 2034 | INSTALLATION | REPLACEMENT | N/A | USD/teraBtu | us | us | 101352700428.747
commercial refrigeration | High Efficiency Commercial Walk-in Freezers | 2035 | CAPITAL | NEW | N/A | USD/teraBtu | us | us | 1.2035e+12
commercial refrigeration | High Efficiency Commercial Walk-in Freezers | 2035 | CAPITAL | REPLACEMENT | N/A | USD/teraBtu | us | us | 1.2035e+12
commercial refrigeration | High Efficiency Commercial Walk-in Freezers | 2035 | FIXED_OM | NEW | N/A | USD/teraBtu | us | us | 34975597584.8075
commercial refrigeration | High Efficiency Commercial Walk-in Freezers | 2035 | FIXED_OM | REPLACEMENT | N/A | USD/teraBtu | us | us | 34975597584.8075
commercial refrigeration | High Efficiency Commercial Walk-in Freezers | 2035 | INSTALLATION | NEW | N/A | USD/teraBtu | us | us | 101352700428.747
commercial refrigeration | High Efficiency Commercial Walk-in Freezers | 2035 | INSTALLATION | REPLACEMENT | N/A | USD/teraBtu | us | us | 101352700428.747
commercial refrigeration | High Efficiency Commercial Walk-in Freezers | 2036 | CAPITAL | NEW | N/A | USD/teraBtu | us | us | 1.2035e+12
commercial refrigeration | High Efficiency Commercial Walk-in Freezers | 2036 | CAPITAL | REPLACEMENT | N/A | USD/teraBtu | us | us | 1.2035e+12
commercial refrigeration | High Efficiency Commercial Walk-in Freezers | 2036 | FIXED_OM | NEW | N/A | USD/teraBtu | us | us | 34975597584.8075
commercial refrigeration | High Efficiency Commercial Walk-in Freezers | 2036 | FIXED_OM | REPLACEMENT | N/A | USD/teraBtu | us | us | 34975597584.8075
commercial refrigeration | High Efficiency Commercial Walk-in Freezers | 2036 | INSTALLATION | NEW | N/A | USD/teraBtu | us | us | 101352700428.747
commercial refrigeration | High Efficiency Commercial Walk-in Freezers | 2036 | INSTALLATION | REPLACEMENT | N/A | USD/teraBtu | us | us | 101352700428.747
commercial refrigeration | High Efficiency Commercial Walk-in Freezers | 2037 | CAPITAL | NEW | N/A | USD/teraBtu | us | us | 1.2035e+12
commercial refrigeration | High Efficiency Commercial Walk-in Freezers | 2037 | CAPITAL | REPLACEMENT | N/A | USD/teraBtu | us | us | 1.2035e+12
commercial refrigeration | High Efficiency Commercial Walk-in Freezers | 2037 | FIXED_OM | NEW | N/A | USD/teraBtu | us | us | 34975597584.8075
commercial refrigeration | High Efficiency Commercial Walk-in Freezers | 2037 | FIXED_OM | REPLACEMENT | N/A | USD/teraBtu | us | us | 34975597584.8075
commercial refrigeration | High Efficiency Commercial Walk-in Freezers | 2037 | INSTALLATION | NEW | N/A | USD/teraBtu | us | us | 101352700428.747
commercial refrigeration | High Efficiency Commercial Walk-in Freezers | 2037 | INSTALLATION | REPLACEMENT | N/A | USD/teraBtu | us | us | 101352700428.747
commercial refrigeration | High Efficiency Commercial Walk-in Freezers | 2038 | CAPITAL | NEW | N/A | USD/teraBtu | us | us | 1.2035e+12
commercial refrigeration | High Efficiency Commercial Walk-in Freezers | 2038 | CAPITAL | REPLACEMENT | N/A | USD/teraBtu | us | us | 1.2035e+12
commercial refrigeration | High Efficiency Commercial Walk-in Freezers | 2038 | FIXED_OM | NEW | N/A | USD/teraBtu | us | us | 34975597584.8075
commercial refrigeration | High Efficiency Commercial Walk-in Freezers | 2038 | FIXED_OM | REPLACEMENT | N/A | USD/teraBtu | us | us | 34975597584.8075
commercial refrigeration | High Efficiency Commercial Walk-in Freezers | 2038 | INSTALLATION | NEW | N/A | USD/teraBtu | us | us | 101352700428.747
commercial refrigeration | High Efficiency Commercial Walk-in Freezers | 2038 | INSTALLATION | REPLACEMENT | N/A | USD/teraBtu | us | us | 101352700428.747
commercial refrigeration | High Efficiency Commercial Walk-in Freezers | 2039 | CAPITAL | NEW | N/A | USD/teraBtu | us | us | 1.2035e+12
commercial refrigeration | High Efficiency Commercial Walk-in Freezers | 2039 | CAPITAL | REPLACEMENT | N/A | USD/teraBtu | us | us | 1.2035e+12
commercial refrigeration | High Efficiency Commercial Walk-in Freezers | 2039 | FIXED_OM | NEW | N/A | USD/teraBtu | us | us | 34975597584.8075
commercial refrigeration | High Efficiency Commercial Walk-in Freezers | 2039 | FIXED_OM | REPLACEMENT | N/A | USD/teraBtu | us | us | 34975597584.8075
commercial refrigeration | High Efficiency Commercial Walk-in Freezers | 2039 | INSTALLATION | NEW | N/A | USD/teraBtu | us | us | 101352700428.747
commercial refrigeration | High Efficiency Commercial Walk-in Freezers | 2039 | INSTALLATION | REPLACEMENT | N/A | USD/teraBtu | us | us | 101352700428.747
commercial refrigeration | High Efficiency Commercial Walk-in Freezers | 2040 | CAPITAL | NEW | N/A | USD/teraBtu | us | us | 1.2035e+12
commercial refrigeration | High Efficiency Commercial Walk-in Freezers | 2040 | CAPITAL | REPLACEMENT | N/A | USD/teraBtu | us | us | 1.2035e+12
commercial refrigeration | High Efficiency Commercial Walk-in Freezers | 2040 | FIXED_OM | NEW | N/A | USD/teraBtu | us | us | 34975597584.8075
commercial refrigeration | High Efficiency Commercial Walk-in Freezers | 2040 | FIXED_OM | REPLACEMENT | N/A | USD/teraBtu | us | us | 34975597584.8075
commercial refrigeration | High Efficiency Commercial Walk-in Freezers | 2040 | INSTALLATION | NEW | N/A | USD/teraBtu | us | us | 101352700428.747
commercial refrigeration | High Efficiency Commercial Walk-in Freezers | 2040 | INSTALLATION | REPLACEMENT | N/A | USD/teraBtu | us | us | 101352700428.747
commercial refrigeration | High Efficiency Commercial Walk-in Freezers | 2041 | CAPITAL | NEW | N/A | USD/teraBtu | us | us | 1.2035e+12
commercial refrigeration | High Efficiency Commercial Walk-in Freezers | 2041 | CAPITAL | REPLACEMENT | N/A | USD/teraBtu | us | us | 1.2035e+12
commercial refrigeration | High Efficiency Commercial Walk-in Freezers | 2041 | FIXED_OM | NEW | N/A | USD/teraBtu | us | us | 34975597584.8075
commercial refrigeration | High Efficiency Commercial Walk-in Freezers | 2041 | FIXED_OM | REPLACEMENT | N/A | USD/teraBtu | us | us | 34975597584.8075
commercial refrigeration | High Efficiency Commercial Walk-in Freezers | 2041 | INSTALLATION | NEW | N/A | USD/teraBtu | us | us | 101352700428.747
commercial refrigeration | High Efficiency Commercial Walk-in Freezers | 2041 | INSTALLATION | REPLACEMENT | N/A | USD/teraBtu | us | us | 101352700428.747
commercial refrigeration | High Efficiency Commercial Walk-in Freezers | 2042 | CAPITAL | NEW | N/A | USD/teraBtu | us | us | 1.2035e+12
commercial refrigeration | High Efficiency Commercial Walk-in Freezers | 2042 | CAPITAL | REPLACEMENT | N/A | USD/teraBtu | us | us | 1.2035e+12
commercial refrigeration | High Efficiency Commercial Walk-in Freezers | 2042 | FIXED_OM | NEW | N/A | USD/teraBtu | us | us | 34975597584.8075
commercial refrigeration | High Efficiency Commercial Walk-in Freezers | 2042 | FIXED_OM | REPLACEMENT | N/A | USD/teraBtu | us | us | 34975597584.8075
commercial refrigeration | High Efficiency Commercial Walk-in Freezers | 2042 | INSTALLATION | NEW | N/A | USD/teraBtu | us | us | 101352700428.747
commercial refrigeration | High Efficiency Commercial Walk-in Freezers | 2042 | INSTALLATION | REPLACEMENT | N/A | USD/teraBtu | us | us | 101352700428.747
commercial refrigeration | High Efficiency Commercial Walk-in Freezers | 2043 | CAPITAL | NEW | N/A | USD/teraBtu | us | us | 1.2035e+12
commercial refrigeration | High Efficiency Commercial Walk-in Freezers | 2043 | CAPITAL | REPLACEMENT | N/A | USD/teraBtu | us | us | 1.2035e+12
commercial refrigeration | High Efficiency Commercial Walk-in Freezers | 2043 | FIXED_OM | NEW | N/A | USD/teraBtu | us | us | 34975597584.8075
commercial refrigeration | High Efficiency Commercial Walk-in Freezers | 2043 | FIXED_OM | REPLACEMENT | N/A | USD/teraBtu | us | us | 34975597584.8075
commercial refrigeration | High Efficiency Commercial Walk-in Freezers | 2043 | INSTALLATION | NEW | N/A | USD/teraBtu | us | us | 101352700428.747
commercial refrigeration | High Efficiency Commercial Walk-in Freezers | 2043 | INSTALLATION | REPLACEMENT | N/A | USD/teraBtu | us | us | 101352700428.747
commercial refrigeration | High Efficiency Commercial Walk-in Freezers | 2044 | CAPITAL | NEW | N/A | USD/teraBtu | us | us | 1.2035e+12
commercial refrigeration | High Efficiency Commercial Walk-in Freezers | 2044 | CAPITAL | REPLACEMENT | N/A | USD/teraBtu | us | us | 1.2035e+12
commercial refrigeration | High Efficiency Commercial Walk-in Freezers | 2044 | FIXED_OM | NEW | N/A | USD/teraBtu | us | us | 34975597584.8075
commercial refrigeration | High Efficiency Commercial Walk-in Freezers | 2044 | FIXED_OM | REPLACEMENT | N/A | USD/teraBtu | us | us | 34975597584.8075
commercial refrigeration | High Efficiency Commercial Walk-in Freezers | 2044 | INSTALLATION | NEW | N/A | USD/teraBtu | us | us | 101352700428.747
commercial refrigeration | High Efficiency Commercial Walk-in Freezers | 2044 | INSTALLATION | REPLACEMENT | N/A | USD/teraBtu | us | us | 101352700428.747
commercial refrigeration | High Efficiency Commercial Walk-in Freezers | 2045 | CAPITAL | NEW | N/A | USD/teraBtu | us | us | 1.2035e+12
commercial refrigeration | High Efficiency Commercial Walk-in Freezers | 2045 | CAPITAL | REPLACEMENT | N/A | USD/teraBtu | us | us | 1.2035e+12
commercial refrigeration | High Efficiency Commercial Walk-in Freezers | 2045 | FIXED_OM | NEW | N/A | USD/teraBtu | us | us | 34975597584.8075
commercial refrigeration | High Efficiency Commercial Walk-in Freezers | 2045 | FIXED_OM | REPLACEMENT | N/A | USD/teraBtu | us | us | 34975597584.8075
commercial refrigeration | High Efficiency Commercial Walk-in Freezers | 2045 | INSTALLATION | NEW | N/A | USD/teraBtu | us | us | 101352700428.747
commercial refrigeration | High Efficiency Commercial Walk-in Freezers | 2045 | INSTALLATION | REPLACEMENT | N/A | USD/teraBtu | us | us | 101352700428.747
commercial refrigeration | High Efficiency Commercial Walk-in Freezers | 2046 | CAPITAL | NEW | N/A | USD/teraBtu | us | us | 1.2035e+12
commercial refrigeration | High Efficiency Commercial Walk-in Freezers | 2046 | CAPITAL | REPLACEMENT | N/A | USD/teraBtu | us | us | 1.2035e+12
commercial refrigeration | High Efficiency Commercial Walk-in Freezers | 2046 | FIXED_OM | NEW | N/A | USD/teraBtu | us | us | 34975597584.8075
commercial refrigeration | High Efficiency Commercial Walk-in Freezers | 2046 | FIXED_OM | REPLACEMENT | N/A | USD/teraBtu | us | us | 34975597584.8075
commercial refrigeration | High Efficiency Commercial Walk-in Freezers | 2046 | INSTALLATION | NEW | N/A | USD/teraBtu | us | us | 101352700428.747
commercial refrigeration | High Efficiency Commercial Walk-in Freezers | 2046 | INSTALLATION | REPLACEMENT | N/A | USD/teraBtu | us | us | 101352700428.747
commercial refrigeration | High Efficiency Commercial Walk-in Freezers | 2047 | CAPITAL | NEW | N/A | USD/teraBtu | us | us | 1.2035e+12
commercial refrigeration | High Efficiency Commercial Walk-in Freezers | 2047 | CAPITAL | REPLACEMENT | N/A | USD/teraBtu | us | us | 1.2035e+12
commercial refrigeration | High Efficiency Commercial Walk-in Freezers | 2047 | FIXED_OM | NEW | N/A | USD/teraBtu | us | us | 34975597584.8075
commercial refrigeration | High Efficiency Commercial Walk-in Freezers | 2047 | FIXED_OM | REPLACEMENT | N/A | USD/teraBtu | us | us | 34975597584.8075
commercial refrigeration | High Efficiency Commercial Walk-in Freezers | 2047 | INSTALLATION | NEW | N/A | USD/teraBtu | us | us | 101352700428.747
commercial refrigeration | High Efficiency Commercial Walk-in Freezers | 2047 | INSTALLATION | REPLACEMENT | N/A | USD/teraBtu | us | us | 101352700428.747
commercial refrigeration | High Efficiency Commercial Walk-in Freezers | 2048 | CAPITAL | NEW | N/A | USD/teraBtu | us | us | 1.2035e+12
commercial refrigeration | High Efficiency Commercial Walk-in Freezers | 2048 | CAPITAL | REPLACEMENT | N/A | USD/teraBtu | us | us | 1.2035e+12
commercial refrigeration | High Efficiency Commercial Walk-in Freezers | 2048 | FIXED_OM | NEW | N/A | USD/teraBtu | us | us | 34975597584.8075
commercial refrigeration | High Efficiency Commercial Walk-in Freezers | 2048 | FIXED_OM | REPLACEMENT | N/A | USD/teraBtu | us | us | 34975597584.8075
commercial refrigeration | High Efficiency Commercial Walk-in Freezers | 2048 | INSTALLATION | NEW | N/A | USD/teraBtu | us | us | 101352700428.747
commercial refrigeration | High Efficiency Commercial Walk-in Freezers | 2048 | INSTALLATION | REPLACEMENT | N/A | USD/teraBtu | us | us | 101352700428.747
commercial refrigeration | High Efficiency Commercial Walk-in Freezers | 2049 | CAPITAL | NEW | N/A | USD/teraBtu | us | us | 1.2035e+12
commercial refrigeration | High Efficiency Commercial Walk-in Freezers | 2049 | CAPITAL | REPLACEMENT | N/A | USD/teraBtu | us | us | 1.2035e+12
commercial refrigeration | High Efficiency Commercial Walk-in Freezers | 2049 | FIXED_OM | NEW | N/A | USD/teraBtu | us | us | 34975597584.8075
commercial refrigeration | High Efficiency Commercial Walk-in Freezers | 2049 | FIXED_OM | REPLACEMENT | N/A | USD/teraBtu | us | us | 34975597584.8075
commercial refrigeration | High Efficiency Commercial Walk-in Freezers | 2049 | INSTALLATION | NEW | N/A | USD/teraBtu | us | us | 101352700428.747
commercial refrigeration | High Efficiency Commercial Walk-in Freezers | 2049 | INSTALLATION | REPLACEMENT | N/A | USD/teraBtu | us | us | 101352700428.747
commercial refrigeration | High Efficiency Commercial Walk-in Freezers | 2050 | CAPITAL | NEW | N/A | USD/teraBtu | us | us | 1.2035e+12
commercial refrigeration | High Efficiency Commercial Walk-in Freezers | 2050 | CAPITAL | REPLACEMENT | N/A | USD/teraBtu | us | us | 1.2035e+12
commercial refrigeration | High Efficiency Commercial Walk-in Freezers | 2050 | FIXED_OM | NEW | N/A | USD/teraBtu | us | us | 34975597584.8075
commercial refrigeration | High Efficiency Commercial Walk-in Freezers | 2050 | FIXED_OM | REPLACEMENT | N/A | USD/teraBtu | us | us | 34975597584.8075
commercial refrigeration | High Efficiency Commercial Walk-in Freezers | 2050 | INSTALLATION | NEW | N/A | USD/teraBtu | us | us | 101352700428.747
commercial refrigeration | High Efficiency Commercial Walk-in Freezers | 2050 | INSTALLATION | REPLACEMENT | N/A | USD/teraBtu | us | us | 101352700428.747
commercial refrigeration | High Efficiency Commercial Walk-in Refrigerators | 2020 | CAPITAL | NEW | N/A | USD/teraBtu | us | us | 769506022253.549
commercial refrigeration | High Efficiency Commercial Walk-in Refrigerators | 2020 | CAPITAL | REPLACEMENT | N/A | USD/teraBtu | us | us | 769506022253.549
commercial refrigeration | High Efficiency Commercial Walk-in Refrigerators | 2020 | FIXED_OM | NEW | N/A | USD/teraBtu | us | us | 20451559972.9735
commercial refrigeration | High Efficiency Commercial Walk-in Refrigerators | 2020 | FIXED_OM | REPLACEMENT | N/A | USD/teraBtu | us | us | 20451559972.9735
commercial refrigeration | High Efficiency Commercial Walk-in Refrigerators | 2020 | INSTALLATION | NEW | N/A | USD/teraBtu | us | us | 62764851423.1368
commercial refrigeration | High Efficiency Commercial Walk-in Refrigerators | 2020 | INSTALLATION | REPLACEMENT | N/A | USD/teraBtu | us | us | 62764851423.1368
commercial refrigeration | High Efficiency Commercial Walk-in Refrigerators | 2021 | CAPITAL | NEW | N/A | USD/teraBtu | us | us | 769506022253.549
commercial refrigeration | High Efficiency Commercial Walk-in Refrigerators | 2021 | CAPITAL | REPLACEMENT | N/A | USD/teraBtu | us | us | 769506022253.549
commercial refrigeration | High Efficiency Commercial Walk-in Refrigerators | 2021 | FIXED_OM | NEW | N/A | USD/teraBtu | us | us | 20451559972.9735
commercial refrigeration | High Efficiency Commercial Walk-in Refrigerators | 2021 | FIXED_OM | REPLACEMENT | N/A | USD/teraBtu | us | us | 20451559972.9735
commercial refrigeration | High Efficiency Commercial Walk-in Refrigerators | 2021 | INSTALLATION | NEW | N/A | USD/teraBtu | us | us | 62764851423.1368
commercial refrigeration | High Efficiency Commercial Walk-in Refrigerators | 2021 | INSTALLATION | REPLACEMENT | N/A | USD/teraBtu | us | us | 62764851423.1368
commercial refrigeration | High Efficiency Commercial Walk-in Refrigerators | 2022 | CAPITAL | NEW | N/A | USD/teraBtu | us | us | 769506022253.549
commercial refrigeration | High Efficiency Commercial Walk-in Refrigerators | 2022 | CAPITAL | REPLACEMENT | N/A | USD/teraBtu | us | us | 769506022253.549
commercial refrigeration | High Efficiency Commercial Walk-in Refrigerators | 2022 | FIXED_OM | NEW | N/A | USD/teraBtu | us | us | 20451559972.9735
commercial refrigeration | High Efficiency Commercial Walk-in Refrigerators | 2022 | FIXED_OM | REPLACEMENT | N/A | USD/teraBtu | us | us | 20451559972.9735
commercial refrigeration | High Efficiency Commercial Walk-in Refrigerators | 2022 | INSTALLATION | NEW | N/A | USD/teraBtu | us | us | 62764851423.1368
commercial refrigeration | High Efficiency Commercial Walk-in Refrigerators | 2022 | INSTALLATION | REPLACEMENT | N/A | USD/teraBtu | us | us | 62764851423.1368
commercial refrigeration | High Efficiency Commercial Walk-in Refrigerators | 2023 | CAPITAL | NEW | N/A | USD/teraBtu | us | us | 769506022253.549
commercial refrigeration | High Efficiency Commercial Walk-in Refrigerators | 2023 | CAPITAL | REPLACEMENT | N/A | USD/teraBtu | us | us | 769506022253.549
commercial refrigeration | High Efficiency Commercial Walk-in Refrigerators | 2023 | FIXED_OM | NEW | N/A | USD/teraBtu | us | us | 20451559972.9735
commercial refrigeration | High Efficiency Commercial Walk-in Refrigerators | 2023 | FIXED_OM | REPLACEMENT | N/A | USD/teraBtu | us | us | 20451559972.9735
commercial refrigeration | High Efficiency Commercial Walk-in Refrigerators | 2023 | INSTALLATION | NEW | N/A | USD/teraBtu | us | us | 62764851423.1368
commercial refrigeration | High Efficiency Commercial Walk-in Refrigerators | 2023 | INSTALLATION | REPLACEMENT | N/A | USD/teraBtu | us | us | 62764851423.1368
commercial refrigeration | High Efficiency Commercial Walk-in Refrigerators | 2024 | CAPITAL | NEW | N/A | USD/teraBtu | us | us | 769506022253.549
commercial refrigeration | High Efficiency Commercial Walk-in Refrigerators | 2024 | CAPITAL | REPLACEMENT | N/A | USD/teraBtu | us | us | 769506022253.549
commercial refrigeration | High Efficiency Commercial Walk-in Refrigerators | 2024 | FIXED_OM | NEW | N/A | USD/teraBtu | us | us | 20451559972.9735
commercial refrigeration | High Efficiency Commercial Walk-in Refrigerators | 2024 | FIXED_OM | REPLACEMENT | N/A | USD/teraBtu | us | us | 20451559972.9735
commercial refrigeration | High Efficiency Commercial Walk-in Refrigerators | 2024 | INSTALLATION | NEW | N/A | USD/teraBtu | us | us | 62764851423.1368
commercial refrigeration | High Efficiency Commercial Walk-in Refrigerators | 2024 | INSTALLATION | REPLACEMENT | N/A | USD/teraBtu | us | us | 62764851423.1368
commercial refrigeration | High Efficiency Commercial Walk-in Refrigerators | 2025 | CAPITAL | NEW | N/A | USD/teraBtu | us | us | 769506022253.549
commercial refrigeration | High Efficiency Commercial Walk-in Refrigerators | 2025 | CAPITAL | REPLACEMENT | N/A | USD/teraBtu | us | us | 769506022253.549
commercial refrigeration | High Efficiency Commercial Walk-in Refrigerators | 2025 | FIXED_OM | NEW | N/A | USD/teraBtu | us | us | 20451559972.9735
commercial refrigeration | High Efficiency Commercial Walk-in Refrigerators | 2025 | FIXED_OM | REPLACEMENT | N/A | USD/teraBtu | us | us | 20451559972.9735
commercial refrigeration | High Efficiency Commercial Walk-in Refrigerators | 2025 | INSTALLATION | NEW | N/A | USD/teraBtu | us | us | 62764851423.1368
commercial refrigeration | High Efficiency Commercial Walk-in Refrigerators | 2025 | INSTALLATION | REPLACEMENT | N/A | USD/teraBtu | us | us | 62764851423.1368
commercial refrigeration | High Efficiency Commercial Walk-in Refrigerators | 2026 | CAPITAL | NEW | N/A | USD/teraBtu | us | us | 769506022253.549
commercial refrigeration | High Efficiency Commercial Walk-in Refrigerators | 2026 | CAPITAL | REPLACEMENT | N/A | USD/teraBtu | us | us | 769506022253.549
commercial refrigeration | High Efficiency Commercial Walk-in Refrigerators | 2026 | FIXED_OM | NEW | N/A | USD/teraBtu | us | us | 20451559972.9735
commercial refrigeration | High Efficiency Commercial Walk-in Refrigerators | 2026 | FIXED_OM | REPLACEMENT | N/A | USD/teraBtu | us | us | 20451559972.9735
commercial refrigeration | High Efficiency Commercial Walk-in Refrigerators | 2026 | INSTALLATION | NEW | N/A | USD/teraBtu | us | us | 62764851423.1368
commercial refrigeration | High Efficiency Commercial Walk-in Refrigerators | 2026 | INSTALLATION | REPLACEMENT | N/A | USD/teraBtu | us | us | 62764851423.1368
commercial refrigeration | High Efficiency Commercial Walk-in Refrigerators | 2027 | CAPITAL | NEW | N/A | USD/teraBtu | us | us | 769506022253.549
commercial refrigeration | High Efficiency Commercial Walk-in Refrigerators | 2027 | CAPITAL | REPLACEMENT | N/A | USD/teraBtu | us | us | 769506022253.549
commercial refrigeration | High Efficiency Commercial Walk-in Refrigerators | 2027 | FIXED_OM | NEW | N/A | USD/teraBtu | us | us | 20451559972.9735
commercial refrigeration | High Efficiency Commercial Walk-in Refrigerators | 2027 | FIXED_OM | REPLACEMENT | N/A | USD/teraBtu | us | us | 20451559972.9735
commercial refrigeration | High Efficiency Commercial Walk-in Refrigerators | 2027 | INSTALLATION | NEW | N/A | USD/teraBtu | us | us | 62764851423.1368
commercial refrigeration | High Efficiency Commercial Walk-in Refrigerators | 2027 | INSTALLATION | REPLACEMENT | N/A | USD/teraBtu | us | us | 62764851423.1368
commercial refrigeration | High Efficiency Commercial Walk-in Refrigerators | 2028 | CAPITAL | NEW | N/A | USD/teraBtu | us | us | 769506022253.549
commercial refrigeration | High Efficiency Commercial Walk-in Refrigerators | 2028 | CAPITAL | REPLACEMENT | N/A | USD/teraBtu | us | us | 769506022253.549
commercial refrigeration | High Efficiency Commercial Walk-in Refrigerators | 2028 | FIXED_OM | NEW | N/A | USD/teraBtu | us | us | 20451559972.9735
commercial refrigeration | High Efficiency Commercial Walk-in Refrigerators | 2028 | FIXED_OM | REPLACEMENT | N/A | USD/teraBtu | us | us | 20451559972.9735
commercial refrigeration | High Efficiency Commercial Walk-in Refrigerators | 2028 | INSTALLATION | NEW | N/A | USD/teraBtu | us | us | 62764851423.1368
commercial refrigeration | High Efficiency Commercial Walk-in Refrigerators | 2028 | INSTALLATION | REPLACEMENT | N/A | USD/teraBtu | us | us | 62764851423.1368
commercial refrigeration | High Efficiency Commercial Walk-in Refrigerators | 2029 | CAPITAL | NEW | N/A | USD/teraBtu | us | us | 769506022253.549
commercial refrigeration | High Efficiency Commercial Walk-in Refrigerators | 2029 | CAPITAL | REPLACEMENT | N/A | USD/teraBtu | us | us | 769506022253.549
commercial refrigeration | High Efficiency Commercial Walk-in Refrigerators | 2029 | FIXED_OM | NEW | N/A | USD/teraBtu | us | us | 20451559972.9735
commercial refrigeration | High Efficiency Commercial Walk-in Refrigerators | 2029 | FIXED_OM | REPLACEMENT | N/A | USD/teraBtu | us | us | 20451559972.9735
commercial refrigeration | High Efficiency Commercial Walk-in Refrigerators | 2029 | INSTALLATION | NEW | N/A | USD/teraBtu | us | us | 62764851423.1368
commercial refrigeration | High Efficiency Commercial Walk-in Refrigerators | 2029 | INSTALLATION | REPLACEMENT | N/A | USD/teraBtu | us | us | 62764851423.1368
commercial refrigeration | High Efficiency Commercial Walk-in Refrigerators | 2030 | CAPITAL | NEW | N/A | USD/teraBtu | us | us | 769506022253.549
commercial refrigeration | High Efficiency Commercial Walk-in Refrigerators | 2030 | CAPITAL | REPLACEMENT | N/A | USD/teraBtu | us | us | 769506022253.549
commercial refrigeration | High Efficiency Commercial Walk-in Refrigerators | 2030 | FIXED_OM | NEW | N/A | USD/teraBtu | us | us | 20451559972.9735
commercial refrigeration | High Efficiency Commercial Walk-in Refrigerators | 2030 | FIXED_OM | REPLACEMENT | N/A | USD/teraBtu | us | us | 20451559972.9735
commercial refrigeration | High Efficiency Commercial Walk-in Refrigerators | 2030 | INSTALLATION | NEW | N/A | USD/teraBtu | us | us | 62764851423.1368
commercial refrigeration | High Efficiency Commercial Walk-in Refrigerators | 2030 | INSTALLATION | REPLACEMENT | N/A | USD/teraBtu | us | us | 62764851423.1368
commercial refrigeration | High Efficiency Commercial Walk-in Refrigerators | 2031 | CAPITAL | NEW | N/A | USD/teraBtu | us | us | 769506022253.549
commercial refrigeration | High Efficiency Commercial Walk-in Refrigerators | 2031 | CAPITAL | REPLACEMENT | N/A | USD/teraBtu | us | us | 769506022253.549
commercial refrigeration | High Efficiency Commercial Walk-in Refrigerators | 2031 | FIXED_OM | NEW | N/A | USD/teraBtu | us | us | 20451559972.9735
commercial refrigeration | High Efficiency Commercial Walk-in Refrigerators | 2031 | FIXED_OM | REPLACEMENT | N/A | USD/teraBtu | us | us | 20451559972.9735
commercial refrigeration | High Efficiency Commercial Walk-in Refrigerators | 2031 | INSTALLATION | NEW | N/A | USD/teraBtu | us | us | 62764851423.1368
commercial refrigeration | High Efficiency Commercial Walk-in Refrigerators | 2031 | INSTALLATION | REPLACEMENT | N/A | USD/teraBtu | us | us | 62764851423.1368
commercial refrigeration | High Efficiency Commercial Walk-in Refrigerators | 2032 | CAPITAL | NEW | N/A | USD/teraBtu | us | us | 769506022253.549
commercial refrigeration | High Efficiency Commercial Walk-in Refrigerators | 2032 | CAPITAL | REPLACEMENT | N/A | USD/teraBtu | us | us | 769506022253.549
commercial refrigeration | High Efficiency Commercial Walk-in Refrigerators | 2032 | FIXED_OM | NEW | N/A | USD/teraBtu | us | us | 20451559972.9735
commercial refrigeration | High Efficiency Commercial Walk-in Refrigerators | 2032 | FIXED_OM | REPLACEMENT | N/A | USD/teraBtu | us | us | 20451559972.9735
commercial refrigeration | High Efficiency Commercial Walk-in Refrigerators | 2032 | INSTALLATION | NEW | N/A | USD/teraBtu | us | us | 62764851423.1368
commercial refrigeration | High Efficiency Commercial Walk-in Refrigerators | 2032 | INSTALLATION | REPLACEMENT | N/A | USD/teraBtu | us | us | 62764851423.1368
commercial refrigeration | High Efficiency Commercial Walk-in Refrigerators | 2033 | CAPITAL | NEW | N/A | USD/teraBtu | us | us | 769506022253.549
commercial refrigeration | High Efficiency Commercial Walk-in Refrigerators | 2033 | CAPITAL | REPLACEMENT | N/A | USD/teraBtu | us | us | 769506022253.549
commercial refrigeration | High Efficiency Commercial Walk-in Refrigerators | 2033 | FIXED_OM | NEW | N/A | USD/teraBtu | us | us | 20451559972.9735
commercial refrigeration | High Efficiency Commercial Walk-in Refrigerators | 2033 | FIXED_OM | REPLACEMENT | N/A | USD/teraBtu | us | us | 20451559972.9735
commercial refrigeration | High Efficiency Commercial Walk-in Refrigerators | 2033 | INSTALLATION | NEW | N/A | USD/teraBtu | us | us | 62764851423.1368
commercial refrigeration | High Efficiency Commercial Walk-in Refrigerators | 2033 | INSTALLATION | REPLACEMENT | N/A | USD/teraBtu | us | us | 62764851423.1368
commercial refrigeration | High Efficiency Commercial Walk-in Refrigerators | 2034 | CAPITAL | NEW | N/A | USD/teraBtu | us | us | 769506022253.549
commercial refrigeration | High Efficiency Commercial Walk-in Refrigerators | 2034 | CAPITAL | REPLACEMENT | N/A | USD/teraBtu | us | us | 769506022253.549
commercial refrigeration | High Efficiency Commercial Walk-in Refrigerators | 2034 | FIXED_OM | NEW | N/A | USD/teraBtu | us | us | 20451559972.9735
commercial refrigeration | High Efficiency Commercial Walk-in Refrigerators | 2034 | FIXED_OM | REPLACEMENT | N/A | USD/teraBtu | us | us | 20451559972.9735
commercial refrigeration | High Efficiency Commercial Walk-in Refrigerators | 2034 | INSTALLATION | NEW | N/A | USD/teraBtu | us | us | 62764851423.1368
commercial refrigeration | High Efficiency Commercial Walk-in Refrigerators | 2034 | INSTALLATION | REPLACEMENT | N/A | USD/teraBtu | us | us | 62764851423.1368
commercial refrigeration | High Efficiency Commercial Walk-in Refrigerators | 2035 | CAPITAL | NEW | N/A | USD/teraBtu | us | us | 769506022253.549
commercial refrigeration | High Efficiency Commercial Walk-in Refrigerators | 2035 | CAPITAL | REPLACEMENT | N/A | USD/teraBtu | us | us | 769506022253.549
commercial refrigeration | High Efficiency Commercial Walk-in Refrigerators | 2035 | FIXED_OM | NEW | N/A | USD/teraBtu | us | us | 20451559972.9735
commercial refrigeration | High Efficiency Commercial Walk-in Refrigerators | 2035 | FIXED_OM | REPLACEMENT | N/A | USD/teraBtu | us | us | 20451559972.9735
commercial refrigeration | High Efficiency Commercial Walk-in Refrigerators | 2035 | INSTALLATION | NEW | N/A | USD/teraBtu | us | us | 62764851423.1368
commercial refrigeration | High Efficiency Commercial Walk-in Refrigerators | 2035 | INSTALLATION | REPLACEMENT | N/A | USD/teraBtu | us | us | 62764851423.1368
commercial refrigeration | High Efficiency Commercial Walk-in Refrigerators | 2036 | CAPITAL | NEW | N/A | USD/teraBtu | us | us | 769506022253.549
commercial refrigeration | High Efficiency Commercial Walk-in Refrigerators | 2036 | CAPITAL | REPLACEMENT | N/A | USD/teraBtu | us | us | 769506022253.549
commercial refrigeration | High Efficiency Commercial Walk-in Refrigerators | 2036 | FIXED_OM | NEW | N/A | USD/teraBtu | us | us | 20451559972.9735
commercial refrigeration | High Efficiency Commercial Walk-in Refrigerators | 2036 | FIXED_OM | REPLACEMENT | N/A | USD/teraBtu | us | us | 20451559972.9735
commercial refrigeration | High Efficiency Commercial Walk-in Refrigerators | 2036 | INSTALLATION | NEW | N/A | USD/teraBtu | us | us | 62764851423.1368
commercial refrigeration | High Efficiency Commercial Walk-in Refrigerators | 2036 | INSTALLATION | REPLACEMENT | N/A | USD/teraBtu | us | us | 62764851423.1368
commercial refrigeration | High Efficiency Commercial Walk-in Refrigerators | 2037 | CAPITAL | NEW | N/A | USD/teraBtu | us | us | 769506022253.549
commercial refrigeration | High Efficiency Commercial Walk-in Refrigerators | 2037 | CAPITAL | REPLACEMENT | N/A | USD/teraBtu | us | us | 769506022253.549
commercial refrigeration | High Efficiency Commercial Walk-in Refrigerators | 2037 | FIXED_OM | NEW | N/A | USD/teraBtu | us | us | 20451559972.9735
commercial refrigeration | High Efficiency Commercial Walk-in Refrigerators | 2037 | FIXED_OM | REPLACEMENT | N/A | USD/teraBtu | us | us | 20451559972.9735
commercial refrigeration | High Efficiency Commercial Walk-in Refrigerators | 2037 | INSTALLATION | NEW | N/A | USD/teraBtu | us | us | 62764851423.1368
commercial refrigeration | High Efficiency Commercial Walk-in Refrigerators | 2037 | INSTALLATION | REPLACEMENT | N/A | USD/teraBtu | us | us | 62764851423.1368
commercial refrigeration | High Efficiency Commercial Walk-in Refrigerators | 2038 | CAPITAL | NEW | N/A | USD/teraBtu | us | us | 769506022253.549
commercial refrigeration | High Efficiency Commercial Walk-in Refrigerators | 2038 | CAPITAL | REPLACEMENT | N/A | USD/teraBtu | us | us | 769506022253.549
commercial refrigeration | High Efficiency Commercial Walk-in Refrigerators | 2038 | FIXED_OM | NEW | N/A | USD/teraBtu | us | us | 20451559972.9735
commercial refrigeration | High Efficiency Commercial Walk-in Refrigerators | 2038 | FIXED_OM | REPLACEMENT | N/A | USD/teraBtu | us | us | 20451559972.9735
commercial refrigeration | High Efficiency Commercial Walk-in Refrigerators | 2038 | INSTALLATION | NEW | N/A | USD/teraBtu | us | us | 62764851423.1368
commercial refrigeration | High Efficiency Commercial Walk-in Refrigerators | 2038 | INSTALLATION | REPLACEMENT | N/A | USD/teraBtu | us | us | 62764851423.1368
commercial refrigeration | High Efficiency Commercial Walk-in Refrigerators | 2039 | CAPITAL | NEW | N/A | USD/teraBtu | us | us | 769506022253.549
commercial refrigeration | High Efficiency Commercial Walk-in Refrigerators | 2039 | CAPITAL | REPLACEMENT | N/A | USD/teraBtu | us | us | 769506022253.549
commercial refrigeration | High Efficiency Commercial Walk-in Refrigerators | 2039 | FIXED_OM | NEW | N/A | USD/teraBtu | us | us | 20451559972.9735
commercial refrigeration | High Efficiency Commercial Walk-in Refrigerators | 2039 | FIXED_OM | REPLACEMENT | N/A | USD/teraBtu | us | us | 20451559972.9735
commercial refrigeration | High Efficiency Commercial Walk-in Refrigerators | 2039 | INSTALLATION | NEW | N/A | USD/teraBtu | us | us | 62764851423.1368
commercial refrigeration | High Efficiency Commercial Walk-in Refrigerators | 2039 | INSTALLATION | REPLACEMENT | N/A | USD/teraBtu | us | us | 62764851423.1368
commercial refrigeration | High Efficiency Commercial Walk-in Refrigerators | 2040 | CAPITAL | NEW | N/A | USD/teraBtu | us | us | 769506022253.549
commercial refrigeration | High Efficiency Commercial Walk-in Refrigerators | 2040 | CAPITAL | REPLACEMENT | N/A | USD/teraBtu | us | us | 769506022253.549
commercial refrigeration | High Efficiency Commercial Walk-in Refrigerators | 2040 | FIXED_OM | NEW | N/A | USD/teraBtu | us | us | 20451559972.9735
commercial refrigeration | High Efficiency Commercial Walk-in Refrigerators | 2040 | FIXED_OM | REPLACEMENT | N/A | USD/teraBtu | us | us | 20451559972.9735
commercial refrigeration | High Efficiency Commercial Walk-in Refrigerators | 2040 | INSTALLATION | NEW | N/A | USD/teraBtu | us | us | 62764851423.1368
commercial refrigeration | High Efficiency Commercial Walk-in Refrigerators | 2040 | INSTALLATION | REPLACEMENT | N/A | USD/teraBtu | us | us | 62764851423.1368
commercial refrigeration | High Efficiency Commercial Walk-in Refrigerators | 2041 | CAPITAL | NEW | N/A | USD/teraBtu | us | us | 769506022253.549
commercial refrigeration | High Efficiency Commercial Walk-in Refrigerators | 2041 | CAPITAL | REPLACEMENT | N/A | USD/teraBtu | us | us | 769506022253.549
commercial refrigeration | High Efficiency Commercial Walk-in Refrigerators | 2041 | FIXED_OM | NEW | N/A | USD/teraBtu | us | us | 20451559972.9735
commercial refrigeration | High Efficiency Commercial Walk-in Refrigerators | 2041 | FIXED_OM | REPLACEMENT | N/A | USD/teraBtu | us | us | 20451559972.9735
commercial refrigeration | High Efficiency Commercial Walk-in Refrigerators | 2041 | INSTALLATION | NEW | N/A | USD/teraBtu | us | us | 62764851423.1368
commercial refrigeration | High Efficiency Commercial Walk-in Refrigerators | 2041 | INSTALLATION | REPLACEMENT | N/A | USD/teraBtu | us | us | 62764851423.1368
commercial refrigeration | High Efficiency Commercial Walk-in Refrigerators | 2042 | CAPITAL | NEW | N/A | USD/teraBtu | us | us | 769506022253.549
commercial refrigeration | High Efficiency Commercial Walk-in Refrigerators | 2042 | CAPITAL | REPLACEMENT | N/A | USD/teraBtu | us | us | 769506022253.549
commercial refrigeration | High Efficiency Commercial Walk-in Refrigerators | 2042 | FIXED_OM | NEW | N/A | USD/teraBtu | us | us | 20451559972.9735
commercial refrigeration | High Efficiency Commercial Walk-in Refrigerators | 2042 | FIXED_OM | REPLACEMENT | N/A | USD/teraBtu | us | us | 20451559972.9735
commercial refrigeration | High Efficiency Commercial Walk-in Refrigerators | 2042 | INSTALLATION | NEW | N/A | USD/teraBtu | us | us | 62764851423.1368
commercial refrigeration | High Efficiency Commercial Walk-in Refrigerators | 2042 | INSTALLATION | REPLACEMENT | N/A | USD/teraBtu | us | us | 62764851423.1368
commercial refrigeration | High Efficiency Commercial Walk-in Refrigerators | 2043 | CAPITAL | NEW | N/A | USD/teraBtu | us | us | 769506022253.549
commercial refrigeration | High Efficiency Commercial Walk-in Refrigerators | 2043 | CAPITAL | REPLACEMENT | N/A | USD/teraBtu | us | us | 769506022253.549
commercial refrigeration | High Efficiency Commercial Walk-in Refrigerators | 2043 | FIXED_OM | NEW | N/A | USD/teraBtu | us | us | 20451559972.9735
commercial refrigeration | High Efficiency Commercial Walk-in Refrigerators | 2043 | FIXED_OM | REPLACEMENT | N/A | USD/teraBtu | us | us | 20451559972.9735
commercial refrigeration | High Efficiency Commercial Walk-in Refrigerators | 2043 | INSTALLATION | NEW | N/A | USD/teraBtu | us | us | 62764851423.1368
commercial refrigeration | High Efficiency Commercial Walk-in Refrigerators | 2043 | INSTALLATION | REPLACEMENT | N/A | USD/teraBtu | us | us | 62764851423.1368
commercial refrigeration | High Efficiency Commercial Walk-in Refrigerators | 2044 | CAPITAL | NEW | N/A | USD/teraBtu | us | us | 769506022253.549
commercial refrigeration | High Efficiency Commercial Walk-in Refrigerators | 2044 | CAPITAL | REPLACEMENT | N/A | USD/teraBtu | us | us | 769506022253.549
commercial refrigeration | High Efficiency Commercial Walk-in Refrigerators | 2044 | FIXED_OM | NEW | N/A | USD/teraBtu | us | us | 20451559972.9735
commercial refrigeration | High Efficiency Commercial Walk-in Refrigerators | 2044 | FIXED_OM | REPLACEMENT | N/A | USD/teraBtu | us | us | 20451559972.9735
commercial refrigeration | High Efficiency Commercial Walk-in Refrigerators | 2044 | INSTALLATION | NEW | N/A | USD/teraBtu | us | us | 62764851423.1368
commercial refrigeration | High Efficiency Commercial Walk-in Refrigerators | 2044 | INSTALLATION | REPLACEMENT | N/A | USD/teraBtu | us | us | 62764851423.1368
commercial refrigeration | High Efficiency Commercial Walk-in Refrigerators | 2045 | CAPITAL | NEW | N/A | USD/teraBtu | us | us | 769506022253.549
commercial refrigeration | High Efficiency Commercial Walk-in Refrigerators | 2045 | CAPITAL | REPLACEMENT | N/A | USD/teraBtu | us | us | 769506022253.549
commercial refrigeration | High Efficiency Commercial Walk-in Refrigerators | 2045 | FIXED_OM | NEW | N/A | USD/teraBtu | us | us | 20451559972.9735
commercial refrigeration | High Efficiency Commercial Walk-in Refrigerators | 2045 | FIXED_OM | REPLACEMENT | N/A | USD/teraBtu | us | us | 20451559972.9735
commercial refrigeration | High Efficiency Commercial Walk-in Refrigerators | 2045 | INSTALLATION | NEW | N/A | USD/teraBtu | us | us | 62764851423.1368
commercial refrigeration | High Efficiency Commercial Walk-in Refrigerators | 2045 | INSTALLATION | REPLACEMENT | N/A | USD/teraBtu | us | us | 62764851423.1368
commercial refrigeration | High Efficiency Commercial Walk-in Refrigerators | 2046 | CAPITAL | NEW | N/A | USD/teraBtu | us | us | 769506022253.549
commercial refrigeration | High Efficiency Commercial Walk-in Refrigerators | 2046 | CAPITAL | REPLACEMENT | N/A | USD/teraBtu | us | us | 769506022253.549
commercial refrigeration | High Efficiency Commercial Walk-in Refrigerators | 2046 | FIXED_OM | NEW | N/A | USD/teraBtu | us | us | 20451559972.9735
commercial refrigeration | High Efficiency Commercial Walk-in Refrigerators | 2046 | FIXED_OM | REPLACEMENT | N/A | USD/teraBtu | us | us | 20451559972.9735
commercial refrigeration | High Efficiency Commercial Walk-in Refrigerators | 2046 | INSTALLATION | NEW | N/A | USD/teraBtu | us | us | 62764851423.1368
commercial refrigeration | High Efficiency Commercial Walk-in Refrigerators | 2046 | INSTALLATION | REPLACEMENT | N/A | USD/teraBtu | us | us | 62764851423.1368
commercial refrigeration | High Efficiency Commercial Walk-in Refrigerators | 2047 | CAPITAL | NEW | N/A | USD/teraBtu | us | us | 769506022253.549
commercial refrigeration | High Efficiency Commercial Walk-in Refrigerators | 2047 | CAPITAL | REPLACEMENT | N/A | USD/teraBtu | us | us | 769506022253.549
commercial refrigeration | High Efficiency Commercial Walk-in Refrigerators | 2047 | FIXED_OM | NEW | N/A | USD/teraBtu | us | us | 20451559972.9735
commercial refrigeration | High Efficiency Commercial Walk-in Refrigerators | 2047 | FIXED_OM | REPLACEMENT | N/A | USD/teraBtu | us | us | 20451559972.9735
commercial refrigeration | High Efficiency Commercial Walk-in Refrigerators | 2047 | INSTALLATION | NEW | N/A | USD/teraBtu | us | us | 62764851423.1368
commercial refrigeration | High Efficiency Commercial Walk-in Refrigerators | 2047 | INSTALLATION | REPLACEMENT | N/A | USD/teraBtu | us | us | 62764851423.1368
commercial refrigeration | High Efficiency Commercial Walk-in Refrigerators | 2048 | CAPITAL | NEW | N/A | USD/teraBtu | us | us | 769506022253.549
commercial refrigeration | High Efficiency Commercial Walk-in Refrigerators | 2048 | CAPITAL | REPLACEMENT | N/A | USD/teraBtu | us | us | 769506022253.549
commercial refrigeration | High Efficiency Commercial Walk-in Refrigerators | 2048 | FIXED_OM | NEW | N/A | USD/teraBtu | us | us | 20451559972.9735
commercial refrigeration | High Efficiency Commercial Walk-in Refrigerators | 2048 | FIXED_OM | REPLACEMENT | N/A | USD/teraBtu | us | us | 20451559972.9735
commercial refrigeration | High Efficiency Commercial Walk-in Refrigerators | 2048 | INSTALLATION | NEW | N/A | USD/teraBtu | us | us | 62764851423.1368
commercial refrigeration | High Efficiency Commercial Walk-in Refrigerators | 2048 | INSTALLATION | REPLACEMENT | N/A | USD/teraBtu | us | us | 62764851423.1368
commercial refrigeration | High Efficiency Commercial Walk-in Refrigerators | 2049 | CAPITAL | NEW | N/A | USD/teraBtu | us | us | 769506022253.549
commercial refrigeration | High Efficiency Commercial Walk-in Refrigerators | 2049 | CAPITAL | REPLACEMENT | N/A | USD/teraBtu | us | us | 769506022253.549
commercial refrigeration | High Efficiency Commercial Walk-in Refrigerators | 2049 | FIXED_OM | NEW | N/A | USD/teraBtu | us | us | 20451559972.9735
commercial refrigeration | High Efficiency Commercial Walk-in Refrigerators | 2049 | FIXED_OM | REPLACEMENT | N/A | USD/teraBtu | us | us | 20451559972.9735
commercial refrigeration | High Efficiency Commercial Walk-in Refrigerators | 2049 | INSTALLATION | NEW | N/A | USD/teraBtu | us | us | 62764851423.1368
commercial refrigeration | High Efficiency Commercial Walk-in Refrigerators | 2049 | INSTALLATION | REPLACEMENT | N/A | USD/teraBtu | us | us | 62764851423.1368
commercial refrigeration | High Efficiency Commercial Walk-in Refrigerators | 2050 | CAPITAL | NEW | N/A | USD/teraBtu | us | us | 769506022253.549
commercial refrigeration | High Efficiency Commercial Walk-in Refrigerators | 2050 | CAPITAL | REPLACEMENT | N/A | USD/teraBtu | us | us | 769506022253.549
commercial refrigeration | High Efficiency Commercial Walk-in Refrigerators | 2050 | FIXED_OM | NEW | N/A | USD/teraBtu | us | us | 20451559972.9735
commercial refrigeration | High Efficiency Commercial Walk-in Refrigerators | 2050 | FIXED_OM | REPLACEMENT | N/A | USD/teraBtu | us | us | 20451559972.9735
commercial refrigeration | High Efficiency Commercial Walk-in Refrigerators | 2050 | INSTALLATION | NEW | N/A | USD/teraBtu | us | us | 62764851423.1368
commercial refrigeration | High Efficiency Commercial Walk-in Refrigerators | 2050 | INSTALLATION | REPLACEMENT | N/A | USD/teraBtu | us | us | 62764851423.1368
commercial refrigeration | High Efficiency Supermarket Display Cases | 2020 | CAPITAL | NEW | N/A | USD/teraBtu | us | us | 716962234524.2419
commercial refrigeration | High Efficiency Supermarket Display Cases | 2020 | CAPITAL | REPLACEMENT | N/A | USD/teraBtu | us | us | 716962234524.2419
commercial refrigeration | High Efficiency Supermarket Display Cases | 2020 | FIXED_OM | NEW | N/A | USD/teraBtu | us | us | 55662972190.5931
commercial refrigeration | High Efficiency Supermarket Display Cases | 2020 | FIXED_OM | REPLACEMENT | N/A | USD/teraBtu | us | us | 55662972190.5931
commercial refrigeration | High Efficiency Supermarket Display Cases | 2020 | INSTALLATION | NEW | N/A | USD/teraBtu | us | us | 116728243241.971
commercial refrigeration | High Efficiency Supermarket Display Cases | 2020 | INSTALLATION | REPLACEMENT | N/A | USD/teraBtu | us | us | 116728243241.971
commercial refrigeration | High Efficiency Supermarket Display Cases | 2021 | CAPITAL | NEW | N/A | USD/teraBtu | us | us | 716962234524.2419
commercial refrigeration | High Efficiency Supermarket Display Cases | 2021 | CAPITAL | REPLACEMENT | N/A | USD/teraBtu | us | us | 716962234524.2419
commercial refrigeration | High Efficiency Supermarket Display Cases | 2021 | FIXED_OM | NEW | N/A | USD/teraBtu | us | us | 55662972190.5931
commercial refrigeration | High Efficiency Supermarket Display Cases | 2021 | FIXED_OM | REPLACEMENT | N/A | USD/teraBtu | us | us | 55662972190.5931
commercial refrigeration | High Efficiency Supermarket Display Cases | 2021 | INSTALLATION | NEW | N/A | USD/teraBtu | us | us | 116728243241.971
commercial refrigeration | High Efficiency Supermarket Display Cases | 2021 | INSTALLATION | REPLACEMENT | N/A | USD/teraBtu | us | us | 116728243241.971
commercial refrigeration | High Efficiency Supermarket Display Cases | 2022 | CAPITAL | NEW | N/A | USD/teraBtu | us | us | 716962234524.2419
commercial refrigeration | High Efficiency Supermarket Display Cases | 2022 | CAPITAL | REPLACEMENT | N/A | USD/teraBtu | us | us | 716962234524.2419
commercial refrigeration | High Efficiency Supermarket Display Cases | 2022 | FIXED_OM | NEW | N/A | USD/teraBtu | us | us | 55662972190.5931
commercial refrigeration | High Efficiency Supermarket Display Cases | 2022 | FIXED_OM | REPLACEMENT | N/A | USD/teraBtu | us | us | 55662972190.5931
commercial refrigeration | High Efficiency Supermarket Display Cases | 2022 | INSTALLATION | NEW | N/A | USD/teraBtu | us | us | 116728243241.971
commercial refrigeration | High Efficiency Supermarket Display Cases | 2022 | INSTALLATION | REPLACEMENT | N/A | USD/teraBtu | us | us | 116728243241.971
commercial refrigeration | High Efficiency Supermarket Display Cases | 2023 | CAPITAL | NEW | N/A | USD/teraBtu | us | us | 716962234524.2419
commercial refrigeration | High Efficiency Supermarket Display Cases | 2023 | CAPITAL | REPLACEMENT | N/A | USD/teraBtu | us | us | 716962234524.2419
commercial refrigeration | High Efficiency Supermarket Display Cases | 2023 | FIXED_OM | NEW | N/A | USD/teraBtu | us | us | 55662972190.5931
commercial refrigeration | High Efficiency Supermarket Display Cases | 2023 | FIXED_OM | REPLACEMENT | N/A | USD/teraBtu | us | us | 55662972190.5931
commercial refrigeration | High Efficiency Supermarket Display Cases | 2023 | INSTALLATION | NEW | N/A | USD/teraBtu | us | us | 116728243241.971
commercial refrigeration | High Efficiency Supermarket Display Cases | 2023 | INSTALLATION | REPLACEMENT | N/A | USD/teraBtu | us | us | 116728243241.971
commercial refrigeration | High Efficiency Supermarket Display Cases | 2024 | CAPITAL | NEW | N/A | USD/teraBtu | us | us | 716962234524.2419
commercial refrigeration | High Efficiency Supermarket Display Cases | 2024 | CAPITAL | REPLACEMENT | N/A | USD/teraBtu | us | us | 716962234524.2419
commercial refrigeration | High Efficiency Supermarket Display Cases | 2024 | FIXED_OM | NEW | N/A | USD/teraBtu | us | us | 55662972190.5931
commercial refrigeration | High Efficiency Supermarket Display Cases | 2024 | FIXED_OM | REPLACEMENT | N/A | USD/teraBtu | us | us | 55662972190.5931
commercial refrigeration | High Efficiency Supermarket Display Cases | 2024 | INSTALLATION | NEW | N/A | USD/teraBtu | us | us | 116728243241.971
commercial refrigeration | High Efficiency Supermarket Display Cases | 2024 | INSTALLATION | REPLACEMENT | N/A | USD/teraBtu | us | us | 116728243241.971
commercial refrigeration | High Efficiency Supermarket Display Cases | 2025 | CAPITAL | NEW | N/A | USD/teraBtu | us | us | 716962234524.2419
commercial refrigeration | High Efficiency Supermarket Display Cases | 2025 | CAPITAL | REPLACEMENT | N/A | USD/teraBtu | us | us | 716962234524.2419
commercial refrigeration | High Efficiency Supermarket Display Cases | 2025 | FIXED_OM | NEW | N/A | USD/teraBtu | us | us | 55662972190.5931
commercial refrigeration | High Efficiency Supermarket Display Cases | 2025 | FIXED_OM | REPLACEMENT | N/A | USD/teraBtu | us | us | 55662972190.5931
commercial refrigeration | High Efficiency Supermarket Display Cases | 2025 | INSTALLATION | NEW | N/A | USD/teraBtu | us | us | 116728243241.971
commercial refrigeration | High Efficiency Supermarket Display Cases | 2025 | INSTALLATION | REPLACEMENT | N/A | USD/teraBtu | us | us | 116728243241.971
commercial refrigeration | High Efficiency Supermarket Display Cases | 2026 | CAPITAL | NEW | N/A | USD/teraBtu | us | us | 713930944607.913
commercial refrigeration | High Efficiency Supermarket Display Cases | 2026 | CAPITAL | REPLACEMENT | N/A | USD/teraBtu | us | us | 713930944607.913
commercial refrigeration | High Efficiency Supermarket Display Cases | 2026 | FIXED_OM | NEW | N/A | USD/teraBtu | us | us | 55662972190.5931
commercial refrigeration | High Efficiency Supermarket Display Cases | 2026 | FIXED_OM | REPLACEMENT | N/A | USD/teraBtu | us | us | 55662972190.5931
commercial refrigeration | High Efficiency Supermarket Display Cases | 2026 | INSTALLATION | NEW | N/A | USD/teraBtu | us | us | 116728243241.971
commercial refrigeration | High Efficiency Supermarket Display Cases | 2026 | INSTALLATION | REPLACEMENT | N/A | USD/teraBtu | us | us | 116728243241.971
commercial refrigeration | High Efficiency Supermarket Display Cases | 2027 | CAPITAL | NEW | N/A | USD/teraBtu | us | us | 710899654691.583
commercial refrigeration | High Efficiency Supermarket Display Cases | 2027 | CAPITAL | REPLACEMENT | N/A | USD/teraBtu | us | us | 710899654691.583
commercial refrigeration | High Efficiency Supermarket Display Cases | 2027 | FIXED_OM | NEW | N/A | USD/teraBtu | us | us | 55662972190.5931
commercial refrigeration | High Efficiency Supermarket Display Cases | 2027 | FIXED_OM | REPLACEMENT | N/A | USD/teraBtu | us | us | 55662972190.5931
commercial refrigeration | High Efficiency Supermarket Display Cases | 2027 | INSTALLATION | NEW | N/A | USD/teraBtu | us | us | 116728243241.971
commercial refrigeration | High Efficiency Supermarket Display Cases | 2027 | INSTALLATION | REPLACEMENT | N/A | USD/teraBtu | us | us | 116728243241.971
commercial refrigeration | High Efficiency Supermarket Display Cases | 2028 | CAPITAL | NEW | N/A | USD/teraBtu | us | us | 707868364775.254
commercial refrigeration | High Efficiency Supermarket Display Cases | 2028 | CAPITAL | REPLACEMENT | N/A | USD/teraBtu | us | us | 707868364775.254
commercial refrigeration | High Efficiency Supermarket Display Cases | 2028 | FIXED_OM | NEW | N/A | USD/teraBtu | us | us | 55662972190.5931
commercial refrigeration | High Efficiency Supermarket Display Cases | 2028 | FIXED_OM | REPLACEMENT | N/A | USD/teraBtu | us | us | 55662972190.5931
commercial refrigeration | High Efficiency Supermarket Display Cases | 2028 | INSTALLATION | NEW | N/A | USD/teraBtu | us | us | 116728243241.971
commercial refrigeration | High Efficiency Supermarket Display Cases | 2028 | INSTALLATION | REPLACEMENT | N/A | USD/teraBtu | us | us | 116728243241.971
commercial refrigeration | High Efficiency Supermarket Display Cases | 2029 | CAPITAL | NEW | N/A | USD/teraBtu | us | us | 704837074858.924
commercial refrigeration | High Efficiency Supermarket Display Cases | 2029 | CAPITAL | REPLACEMENT | N/A | USD/teraBtu | us | us | 704837074858.924
commercial refrigeration | High Efficiency Supermarket Display Cases | 2029 | FIXED_OM | NEW | N/A | USD/teraBtu | us | us | 55662972190.5931
commercial refrigeration | High Efficiency Supermarket Display Cases | 2029 | FIXED_OM | REPLACEMENT | N/A | USD/teraBtu | us | us | 55662972190.5931
commercial refrigeration | High Efficiency Supermarket Display Cases | 2029 | INSTALLATION | NEW | N/A | USD/teraBtu | us | us | 116728243241.971
commercial refrigeration | High Efficiency Supermarket Display Cases | 2029 | INSTALLATION | REPLACEMENT | N/A | USD/teraBtu | us | us | 116728243241.971
commercial refrigeration | High Efficiency Supermarket Display Cases | 2030 | CAPITAL | NEW | N/A | USD/teraBtu | us | us | 701805784942.594
commercial refrigeration | High Efficiency Supermarket Display Cases | 2030 | CAPITAL | REPLACEMENT | N/A | USD/teraBtu | us | us | 701805784942.594
commercial refrigeration | High Efficiency Supermarket Display Cases | 2030 | FIXED_OM | NEW | N/A | USD/teraBtu | us | us | 55662972190.5931
commercial refrigeration | High Efficiency Supermarket Display Cases | 2030 | FIXED_OM | REPLACEMENT | N/A | USD/teraBtu | us | us | 55662972190.5931
commercial refrigeration | High Efficiency Supermarket Display Cases | 2030 | INSTALLATION | NEW | N/A | USD/teraBtu | us | us | 116728243241.971
commercial refrigeration | High Efficiency Supermarket Display Cases | 2030 | INSTALLATION | REPLACEMENT | N/A | USD/teraBtu | us | us | 116728243241.971
commercial refrigeration | High Efficiency Supermarket Display Cases | 2031 | CAPITAL | NEW | N/A | USD/teraBtu | us | us | 703321429900.759
commercial refrigeration | High Efficiency Supermarket Display Cases | 2031 | CAPITAL | REPLACEMENT | N/A | USD/teraBtu | us | us | 703321429900.759
commercial refrigeration | High Efficiency Supermarket Display Cases | 2031 | FIXED_OM | NEW | N/A | USD/teraBtu | us | us | 55662972190.5931
commercial refrigeration | High Efficiency Supermarket Display Cases | 2031 | FIXED_OM | REPLACEMENT | N/A | USD/teraBtu | us | us | 55662972190.5931
commercial refrigeration | High Efficiency Supermarket Display Cases | 2031 | INSTALLATION | NEW | N/A | USD/teraBtu | us | us | 116728243241.971
commercial refrigeration | High Efficiency Supermarket Display Cases | 2031 | INSTALLATION | REPLACEMENT | N/A | USD/teraBtu | us | us | 116728243241.971
commercial refrigeration | High Efficiency Supermarket Display Cases | 2032 | CAPITAL | NEW | N/A | USD/teraBtu | us | us | 704837074858.924
commercial refrigeration | High Efficiency Supermarket Display Cases | 2032 | CAPITAL | REPLACEMENT | N/A | USD/teraBtu | us | us | 704837074858.924
commercial refrigeration | High Efficiency Supermarket Display Cases | 2032 | FIXED_OM | NEW | N/A | USD/teraBtu | us | us | 55662972190.5931
commercial refrigeration | High Efficiency Supermarket Display Cases | 2032 | FIXED_OM | REPLACEMENT | N/A | USD/teraBtu | us | us | 55662972190.5931
commercial refrigeration | High Efficiency Supermarket Display Cases | 2032 | INSTALLATION | NEW | N/A | USD/teraBtu | us | us | 116728243241.971
commercial refrigeration | High Efficiency Supermarket Display Cases | 2032 | INSTALLATION | REPLACEMENT | N/A | USD/teraBtu | us | us | 116728243241.971
commercial refrigeration | High Efficiency Supermarket Display Cases | 2033 | CAPITAL | NEW | N/A | USD/teraBtu | us | us | 706352719817.089
commercial refrigeration | High Efficiency Supermarket Display Cases | 2033 | CAPITAL | REPLACEMENT | N/A | USD/teraBtu | us | us | 706352719817.089
commercial refrigeration | High Efficiency Supermarket Display Cases | 2033 | FIXED_OM | NEW | N/A | USD/teraBtu | us | us | 55662972190.5931
commercial refrigeration | High Efficiency Supermarket Display Cases | 2033 | FIXED_OM | REPLACEMENT | N/A | USD/teraBtu | us | us | 55662972190.5931
commercial refrigeration | High Efficiency Supermarket Display Cases | 2033 | INSTALLATION | NEW | N/A | USD/teraBtu | us | us | 116728243241.971
commercial refrigeration | High Efficiency Supermarket Display Cases | 2033 | INSTALLATION | REPLACEMENT | N/A | USD/teraBtu | us | us | 116728243241.971
commercial refrigeration | High Efficiency Supermarket Display Cases | 2034 | CAPITAL | NEW | N/A | USD/teraBtu | us | us | 707868364775.254
commercial refrigeration | High Efficiency Supermarket Display Cases | 2034 | CAPITAL | REPLACEMENT | N/A | USD/teraBtu | us | us | 707868364775.254
commercial refrigeration | High Efficiency Supermarket Display Cases | 2034 | FIXED_OM | NEW | N/A | USD/teraBtu | us | us | 55662972190.5931
commercial refrigeration | High Efficiency Supermarket Display Cases | 2034 | FIXED_OM | REPLACEMENT | N/A | USD/teraBtu | us | us | 55662972190.5931
commercial refrigeration | High Efficiency Supermarket Display Cases | 2034 | INSTALLATION | NEW | N/A | USD/teraBtu | us | us | 116728243241.971
commercial refrigeration | High Efficiency Supermarket Display Cases | 2034 | INSTALLATION | REPLACEMENT | N/A | USD/teraBtu | us | us | 116728243241.971
commercial refrigeration | High Efficiency Supermarket Display Cases | 2035 | CAPITAL | NEW | N/A | USD/teraBtu | us | us | 709384009733.418
commercial refrigeration | High Efficiency Supermarket Display Cases | 2035 | CAPITAL | REPLACEMENT | N/A | USD/teraBtu | us | us | 709384009733.418
commercial refrigeration | High Efficiency Supermarket Display Cases | 2035 | FIXED_OM | NEW | N/A | USD/teraBtu | us | us | 55662972190.5931
commercial refrigeration | High Efficiency Supermarket Display Cases | 2035 | FIXED_OM | REPLACEMENT | N/A | USD/teraBtu | us | us | 55662972190.5931
commercial refrigeration | High Efficiency Supermarket Display Cases | 2035 | INSTALLATION | NEW | N/A | USD/teraBtu | us | us | 116728243241.971
commercial refrigeration | High Efficiency Supermarket Display Cases | 2035 | INSTALLATION | REPLACEMENT | N/A | USD/teraBtu | us | us | 116728243241.971
commercial refrigeration | High Efficiency Supermarket Display Cases | 2036 | CAPITAL | NEW | N/A | USD/teraBtu | us | us | 710899654691.583
commercial refrigeration | High Efficiency Supermarket Display Cases | 2036 | CAPITAL | REPLACEMENT | N/A | USD/teraBtu | us | us | 710899654691.583
commercial refrigeration | High Efficiency Supermarket Display Cases | 2036 | FIXED_OM | NEW | N/A | USD/teraBtu | us | us | 55662972190.5931
commercial refrigeration | High Efficiency Supermarket Display Cases | 2036 | FIXED_OM | REPLACEMENT | N/A | USD/teraBtu | us | us | 55662972190.5931
commercial refrigeration | High Efficiency Supermarket Display Cases | 2036 | INSTALLATION | NEW | N/A | USD/teraBtu | us | us | 116728243241.971
commercial refrigeration | High Efficiency Supermarket Display Cases | 2036 | INSTALLATION | REPLACEMENT | N/A | USD/teraBtu | us | us | 116728243241.971
commercial refrigeration | High Efficiency Supermarket Display Cases | 2037 | CAPITAL | NEW | N/A | USD/teraBtu | us | us | 712415299649.748
commercial refrigeration | High Efficiency Supermarket Display Cases | 2037 | CAPITAL | REPLACEMENT | N/A | USD/teraBtu | us | us | 712415299649.748
commercial refrigeration | High Efficiency Supermarket Display Cases | 2037 | FIXED_OM | NEW | N/A | USD/teraBtu | us | us | 55662972190.5931
commercial refrigeration | High Efficiency Supermarket Display Cases | 2037 | FIXED_OM | REPLACEMENT | N/A | USD/teraBtu | us | us | 55662972190.5931
commercial refrigeration | High Efficiency Supermarket Display Cases | 2037 | INSTALLATION | NEW | N/A | USD/teraBtu | us | us | 116728243241.971
commercial refrigeration | High Efficiency Supermarket Display Cases | 2037 | INSTALLATION | REPLACEMENT | N/A | USD/teraBtu | us | us | 116728243241.971
commercial refrigeration | High Efficiency Supermarket Display Cases | 2038 | CAPITAL | NEW | N/A | USD/teraBtu | us | us | 713930944607.913
commercial refrigeration | High Efficiency Supermarket Display Cases | 2038 | CAPITAL | REPLACEMENT | N/A | USD/teraBtu | us | us | 713930944607.913
commercial refrigeration | High Efficiency Supermarket Display Cases | 2038 | FIXED_OM | NEW | N/A | USD/teraBtu | us | us | 55662972190.5931
commercial refrigeration | High Efficiency Supermarket Display Cases | 2038 | FIXED_OM | REPLACEMENT | N/A | USD/teraBtu | us | us | 55662972190.5931
commercial refrigeration | High Efficiency Supermarket Display Cases | 2038 | INSTALLATION | NEW | N/A | USD/teraBtu | us | us | 116728243241.971
commercial refrigeration | High Efficiency Supermarket Display Cases | 2038 | INSTALLATION | REPLACEMENT | N/A | USD/teraBtu | us | us | 116728243241.971
commercial refrigeration | High Efficiency Supermarket Display Cases | 2039 | CAPITAL | NEW | N/A | USD/teraBtu | us | us | 715446589566.078
commercial refrigeration | High Efficiency Supermarket Display Cases | 2039 | CAPITAL | REPLACEMENT | N/A | USD/teraBtu | us | us | 715446589566.078
commercial refrigeration | High Efficiency Supermarket Display Cases | 2039 | FIXED_OM | NEW | N/A | USD/teraBtu | us | us | 55662972190.5931
commercial refrigeration | High Efficiency Supermarket Display Cases | 2039 | FIXED_OM | REPLACEMENT | N/A | USD/teraBtu | us | us | 55662972190.5931
commercial refrigeration | High Efficiency Supermarket Display Cases | 2039 | INSTALLATION | NEW | N/A | USD/teraBtu | us | us | 116728243241.971
commercial refrigeration | High Efficiency Supermarket Display Cases | 2039 | INSTALLATION | REPLACEMENT | N/A | USD/teraBtu | us | us | 116728243241.971
commercial refrigeration | High Efficiency Supermarket Display Cases | 2040 | CAPITAL | NEW | N/A | USD/teraBtu | us | us | 716962234524.2419
commercial refrigeration | High Efficiency Supermarket Display Cases | 2040 | CAPITAL | REPLACEMENT | N/A | USD/teraBtu | us | us | 716962234524.2419
commercial refrigeration | High Efficiency Supermarket Display Cases | 2040 | FIXED_OM | NEW | N/A | USD/teraBtu | us | us | 55662972190.5931
commercial refrigeration | High Efficiency Supermarket Display Cases | 2040 | FIXED_OM | REPLACEMENT | N/A | USD/teraBtu | us | us | 55662972190.5931
commercial refrigeration | High Efficiency Supermarket Display Cases | 2040 | INSTALLATION | NEW | N/A | USD/teraBtu | us | us | 116728243241.971
commercial refrigeration | High Efficiency Supermarket Display Cases | 2040 | INSTALLATION | REPLACEMENT | N/A | USD/teraBtu | us | us | 116728243241.971
commercial refrigeration | High Efficiency Supermarket Display Cases | 2041 | CAPITAL | NEW | N/A | USD/teraBtu | us | us | 716962234524.2419
commercial refrigeration | High Efficiency Supermarket Display Cases | 2041 | CAPITAL | REPLACEMENT | N/A | USD/teraBtu | us | us | 716962234524.2419
commercial refrigeration | High Efficiency Supermarket Display Cases | 2041 | FIXED_OM | NEW | N/A | USD/teraBtu | us | us | 55662972190.5931
commercial refrigeration | High Efficiency Supermarket Display Cases | 2041 | FIXED_OM | REPLACEMENT | N/A | USD/teraBtu | us | us | 55662972190.5931
commercial refrigeration | High Efficiency Supermarket Display Cases | 2041 | INSTALLATION | NEW | N/A | USD/teraBtu | us | us | 116728243241.971
commercial refrigeration | High Efficiency Supermarket Display Cases | 2041 | INSTALLATION | REPLACEMENT | N/A | USD/teraBtu | us | us | 116728243241.971
commercial refrigeration | High Efficiency Supermarket Display Cases | 2042 | CAPITAL | NEW | N/A | USD/teraBtu | us | us | 716962234524.2419
commercial refrigeration | High Efficiency Supermarket Display Cases | 2042 | CAPITAL | REPLACEMENT | N/A | USD/teraBtu | us | us | 716962234524.2419
commercial refrigeration | High Efficiency Supermarket Display Cases | 2042 | FIXED_OM | NEW | N/A | USD/teraBtu | us | us | 55662972190.5931
commercial refrigeration | High Efficiency Supermarket Display Cases | 2042 | FIXED_OM | REPLACEMENT | N/A | USD/teraBtu | us | us | 55662972190.5931
commercial refrigeration | High Efficiency Supermarket Display Cases | 2042 | INSTALLATION | NEW | N/A | USD/teraBtu | us | us | 116728243241.971
commercial refrigeration | High Efficiency Supermarket Display Cases | 2042 | INSTALLATION | REPLACEMENT | N/A | USD/teraBtu | us | us | 116728243241.971
commercial refrigeration | High Efficiency Supermarket Display Cases | 2043 | CAPITAL | NEW | N/A | USD/teraBtu | us | us | 716962234524.2419
commercial refrigeration | High Efficiency Supermarket Display Cases | 2043 | CAPITAL | REPLACEMENT | N/A | USD/teraBtu | us | us | 716962234524.2419
commercial refrigeration | High Efficiency Supermarket Display Cases | 2043 | FIXED_OM | NEW | N/A | USD/teraBtu | us | us | 55662972190.5931
commercial refrigeration | High Efficiency Supermarket Display Cases | 2043 | FIXED_OM | REPLACEMENT | N/A | USD/teraBtu | us | us | 55662972190.5931
commercial refrigeration | High Efficiency Supermarket Display Cases | 2043 | INSTALLATION | NEW | N/A | USD/teraBtu | us | us | 116728243241.971
commercial refrigeration | High Efficiency Supermarket Display Cases | 2043 | INSTALLATION | REPLACEMENT | N/A | USD/teraBtu | us | us | 116728243241.971
commercial refrigeration | High Efficiency Supermarket Display Cases | 2044 | CAPITAL | NEW | N/A | USD/teraBtu | us | us | 716962234524.2419
commercial refrigeration | High Efficiency Supermarket Display Cases | 2044 | CAPITAL | REPLACEMENT | N/A | USD/teraBtu | us | us | 716962234524.2419
commercial refrigeration | High Efficiency Supermarket Display Cases | 2044 | FIXED_OM | NEW | N/A | USD/teraBtu | us | us | 55662972190.5931
commercial refrigeration | High Efficiency Supermarket Display Cases | 2044 | FIXED_OM | REPLACEMENT | N/A | USD/teraBtu | us | us | 55662972190.5931
commercial refrigeration | High Efficiency Supermarket Display Cases | 2044 | INSTALLATION | NEW | N/A | USD/teraBtu | us | us | 116728243241.971
commercial refrigeration | High Efficiency Supermarket Display Cases | 2044 | INSTALLATION | REPLACEMENT | N/A | USD/teraBtu | us | us | 116728243241.971
commercial refrigeration | High Efficiency Supermarket Display Cases | 2045 | CAPITAL | NEW | N/A | USD/teraBtu | us | us | 716962234524.2419
commercial refrigeration | High Efficiency Supermarket Display Cases | 2045 | CAPITAL | REPLACEMENT | N/A | USD/teraBtu | us | us | 716962234524.2419
commercial refrigeration | High Efficiency Supermarket Display Cases | 2045 | FIXED_OM | NEW | N/A | USD/teraBtu | us | us | 55662972190.5931
commercial refrigeration | High Efficiency Supermarket Display Cases | 2045 | FIXED_OM | REPLACEMENT | N/A | USD/teraBtu | us | us | 55662972190.5931
commercial refrigeration | High Efficiency Supermarket Display Cases | 2045 | INSTALLATION | NEW | N/A | USD/teraBtu | us | us | 116728243241.971
commercial refrigeration | High Efficiency Supermarket Display Cases | 2045 | INSTALLATION | REPLACEMENT | N/A | USD/teraBtu | us | us | 116728243241.971
commercial refrigeration | High Efficiency Supermarket Display Cases | 2046 | CAPITAL | NEW | N/A | USD/teraBtu | us | us | 716962234524.2419
commercial refrigeration | High Efficiency Supermarket Display Cases | 2046 | CAPITAL | REPLACEMENT | N/A | USD/teraBtu | us | us | 716962234524.2419
commercial refrigeration | High Efficiency Supermarket Display Cases | 2046 | FIXED_OM | NEW | N/A | USD/teraBtu | us | us | 55662972190.5931
commercial refrigeration | High Efficiency Supermarket Display Cases | 2046 | FIXED_OM | REPLACEMENT | N/A | USD/teraBtu | us | us | 55662972190.5931
commercial refrigeration | High Efficiency Supermarket Display Cases | 2046 | INSTALLATION | NEW | N/A | USD/teraBtu | us | us | 116728243241.971
commercial refrigeration | High Efficiency Supermarket Display Cases | 2046 | INSTALLATION | REPLACEMENT | N/A | USD/teraBtu | us | us | 116728243241.971
commercial refrigeration | High Efficiency Supermarket Display Cases | 2047 | CAPITAL | NEW | N/A | USD/teraBtu | us | us | 716962234524.2419
commercial refrigeration | High Efficiency Supermarket Display Cases | 2047 | CAPITAL | REPLACEMENT | N/A | USD/teraBtu | us | us | 716962234524.2419
commercial refrigeration | High Efficiency Supermarket Display Cases | 2047 | FIXED_OM | NEW | N/A | USD/teraBtu | us | us | 55662972190.5931
commercial refrigeration | High Efficiency Supermarket Display Cases | 2047 | FIXED_OM | REPLACEMENT | N/A | USD/teraBtu | us | us | 55662972190.5931
commercial refrigeration | High Efficiency Supermarket Display Cases | 2047 | INSTALLATION | NEW | N/A | USD/teraBtu | us | us | 116728243241.971
commercial refrigeration | High Efficiency Supermarket Display Cases | 2047 | INSTALLATION | REPLACEMENT | N/A | USD/teraBtu | us | us | 116728243241.971
commercial refrigeration | High Efficiency Supermarket Display Cases | 2048 | CAPITAL | NEW | N/A | USD/teraBtu | us | us | 716962234524.2419
commercial refrigeration | High Efficiency Supermarket Display Cases | 2048 | CAPITAL | REPLACEMENT | N/A | USD/teraBtu | us | us | 716962234524.2419
commercial refrigeration | High Efficiency Supermarket Display Cases | 2048 | FIXED_OM | NEW | N/A | USD/teraBtu | us | us | 55662972190.5931
commercial refrigeration | High Efficiency Supermarket Display Cases | 2048 | FIXED_OM | REPLACEMENT | N/A | USD/teraBtu | us | us | 55662972190.5931
commercial refrigeration | High Efficiency Supermarket Display Cases | 2048 | INSTALLATION | NEW | N/A | USD/teraBtu | us | us | 116728243241.971
commercial refrigeration | High Efficiency Supermarket Display Cases | 2048 | INSTALLATION | REPLACEMENT | N/A | USD/teraBtu | us | us | 116728243241.971
commercial refrigeration | High Efficiency Supermarket Display Cases | 2049 | CAPITAL | NEW | N/A | USD/teraBtu | us | us | 716962234524.2419
commercial refrigeration | High Efficiency Supermarket Display Cases | 2049 | CAPITAL | REPLACEMENT | N/A | USD/teraBtu | us | us | 716962234524.2419
commercial refrigeration | High Efficiency Supermarket Display Cases | 2049 | FIXED_OM | NEW | N/A | USD/teraBtu | us | us | 55662972190.5931
commercial refrigeration | High Efficiency Supermarket Display Cases | 2049 | FIXED_OM | REPLACEMENT | N/A | USD/teraBtu | us | us | 55662972190.5931
commercial refrigeration | High Efficiency Supermarket Display Cases | 2049 | INSTALLATION | NEW | N/A | USD/teraBtu | us | us | 116728243241.971
commercial refrigeration | High Efficiency Supermarket Display Cases | 2049 | INSTALLATION | REPLACEMENT | N/A | USD/teraBtu | us | us | 116728243241.971
commercial refrigeration | High Efficiency Supermarket Display Cases | 2050 | CAPITAL | NEW | N/A | USD/teraBtu | us | us | 716962234524.2419
commercial refrigeration | High Efficiency Supermarket Display Cases | 2050 | CAPITAL | REPLACEMENT | N/A | USD/teraBtu | us | us | 716962234524.2419
commercial refrigeration | High Efficiency Supermarket Display Cases | 2050 | FIXED_OM | NEW | N/A | USD/teraBtu | us | us | 55662972190.5931
commercial refrigeration | High Efficiency Supermarket Display Cases | 2050 | FIXED_OM | REPLACEMENT | N/A | USD/teraBtu | us | us | 55662972190.5931
commercial refrigeration | High Efficiency Supermarket Display Cases | 2050 | INSTALLATION | NEW | N/A | USD/teraBtu | us | us | 116728243241.971
commercial refrigeration | High Efficiency Supermarket Display Cases | 2050 | INSTALLATION | REPLACEMENT | N/A | USD/teraBtu | us | us | 116728243241.971
commercial refrigeration | Reference Commercial Beverage Merchandisers | 2020 | CAPITAL | NEW | N/A | USD/teraBtu | us | us | 625648377391.244
commercial refrigeration | Reference Commercial Beverage Merchandisers | 2020 | CAPITAL | REPLACEMENT | N/A | USD/teraBtu | us | us | 625648377391.244
commercial refrigeration | Reference Commercial Beverage Merchandisers | 2020 | FIXED_OM | NEW | N/A | USD/teraBtu | us | us | 21030377708.0577
commercial refrigeration | Reference Commercial Beverage Merchandisers | 2020 | FIXED_OM | REPLACEMENT | N/A | USD/teraBtu | us | us | 21030377708.0577
commercial refrigeration | Reference Commercial Beverage Merchandisers | 2020 | INSTALLATION | NEW | N/A | USD/teraBtu | us | us | 417014596664.854
commercial refrigeration | Reference Commercial Beverage Merchandisers | 2020 | INSTALLATION | REPLACEMENT | N/A | USD/teraBtu | us | us | 417014596664.854
commercial refrigeration | Reference Commercial Beverage Merchandisers | 2021 | CAPITAL | NEW | N/A | USD/teraBtu | us | us | 626271142398.806
commercial refrigeration | Reference Commercial Beverage Merchandisers | 2021 | CAPITAL | REPLACEMENT | N/A | USD/teraBtu | us | us | 626271142398.806
commercial refrigeration | Reference Commercial Beverage Merchandisers | 2021 | FIXED_OM | NEW | N/A | USD/teraBtu | us | us | 21030377708.0577
commercial refrigeration | Reference Commercial Beverage Merchandisers | 2021 | FIXED_OM | REPLACEMENT | N/A | USD/teraBtu | us | us | 21030377708.0577
commercial refrigeration | Reference Commercial Beverage Merchandisers | 2021 | INSTALLATION | NEW | N/A | USD/teraBtu | us | us | 417014596664.854
commercial refrigeration | Reference Commercial Beverage Merchandisers | 2021 | INSTALLATION | REPLACEMENT | N/A | USD/teraBtu | us | us | 417014596664.854
commercial refrigeration | Reference Commercial Beverage Merchandisers | 2022 | CAPITAL | NEW | N/A | USD/teraBtu | us | us | 626893907406.369
commercial refrigeration | Reference Commercial Beverage Merchandisers | 2022 | CAPITAL | REPLACEMENT | N/A | USD/teraBtu | us | us | 626893907406.369
commercial refrigeration | Reference Commercial Beverage Merchandisers | 2022 | FIXED_OM | NEW | N/A | USD/teraBtu | us | us | 21030377708.0577
commercial refrigeration | Reference Commercial Beverage Merchandisers | 2022 | FIXED_OM | REPLACEMENT | N/A | USD/teraBtu | us | us | 21030377708.0577
commercial refrigeration | Reference Commercial Beverage Merchandisers | 2022 | INSTALLATION | NEW | N/A | USD/teraBtu | us | us | 417014596664.854
commercial refrigeration | Reference Commercial Beverage Merchandisers | 2022 | INSTALLATION | REPLACEMENT | N/A | USD/teraBtu | us | us | 417014596664.854
commercial refrigeration | Reference Commercial Beverage Merchandisers | 2023 | CAPITAL | NEW | N/A | USD/teraBtu | us | us | 627516672413.932
commercial refrigeration | Reference Commercial Beverage Merchandisers | 2023 | CAPITAL | REPLACEMENT | N/A | USD/teraBtu | us | us | 627516672413.932
commercial refrigeration | Reference Commercial Beverage Merchandisers | 2023 | FIXED_OM | NEW | N/A | USD/teraBtu | us | us | 21030377708.0577
commercial refrigeration | Reference Commercial Beverage Merchandisers | 2023 | FIXED_OM | REPLACEMENT | N/A | USD/teraBtu | us | us | 21030377708.0577
commercial refrigeration | Reference Commercial Beverage Merchandisers | 2023 | INSTALLATION | NEW | N/A | USD/teraBtu | us | us | 417014596664.854
commercial refrigeration | Reference Commercial Beverage Merchandisers | 2023 | INSTALLATION | REPLACEMENT | N/A | USD/teraBtu | us | us | 417014596664.854
commercial refrigeration | Reference Commercial Beverage Merchandisers | 2024 | CAPITAL | NEW | N/A | USD/teraBtu | us | us | 628139437421.495
commercial refrigeration | Reference Commercial Beverage Merchandisers | 2024 | CAPITAL | REPLACEMENT | N/A | USD/teraBtu | us | us | 628139437421.495
commercial refrigeration | Reference Commercial Beverage Merchandisers | 2024 | FIXED_OM | NEW | N/A | USD/teraBtu | us | us | 21030377708.0577
commercial refrigeration | Reference Commercial Beverage Merchandisers | 2024 | FIXED_OM | REPLACEMENT | N/A | USD/teraBtu | us | us | 21030377708.0577
commercial refrigeration | Reference Commercial Beverage Merchandisers | 2024 | INSTALLATION | NEW | N/A | USD/teraBtu | us | us | 417014596664.854
commercial refrigeration | Reference Commercial Beverage Merchandisers | 2024 | INSTALLATION | REPLACEMENT | N/A | USD/teraBtu | us | us | 417014596664.854
commercial refrigeration | Reference Commercial Beverage Merchandisers | 2025 | CAPITAL | NEW | N/A | USD/teraBtu | us | us | 628762202429.058
commercial refrigeration | Reference Commercial Beverage Merchandisers | 2025 | CAPITAL | REPLACEMENT | N/A | USD/teraBtu | us | us | 628762202429.058
commercial refrigeration | Reference Commercial Beverage Merchandisers | 2025 | FIXED_OM | NEW | N/A | USD/teraBtu | us | us | 21030377708.0577
commercial refrigeration | Reference Commercial Beverage Merchandisers | 2025 | FIXED_OM | REPLACEMENT | N/A | USD/teraBtu | us | us | 21030377708.0577
commercial refrigeration | Reference Commercial Beverage Merchandisers | 2025 | INSTALLATION | NEW | N/A | USD/teraBtu | us | us | 417014596664.854
commercial refrigeration | Reference Commercial Beverage Merchandisers | 2025 | INSTALLATION | REPLACEMENT | N/A | USD/teraBtu | us | us | 417014596664.854
commercial refrigeration | Reference Commercial Beverage Merchandisers | 2026 | CAPITAL | NEW | N/A | USD/teraBtu | us | us | 629384967436.62
commercial refrigeration | Reference Commercial Beverage Merchandisers | 2026 | CAPITAL | REPLACEMENT | N/A | USD/teraBtu | us | us | 629384967436.62
commercial refrigeration | Reference Commercial Beverage Merchandisers | 2026 | FIXED_OM | NEW | N/A | USD/teraBtu | us | us | 21030377708.0577
commercial refrigeration | Reference Commercial Beverage Merchandisers | 2026 | FIXED_OM | REPLACEMENT | N/A | USD/teraBtu | us | us | 21030377708.0577
commercial refrigeration | Reference Commercial Beverage Merchandisers | 2026 | INSTALLATION | NEW | N/A | USD/teraBtu | us | us | 417014596664.854
commercial refrigeration | Reference Commercial Beverage Merchandisers | 2026 | INSTALLATION | REPLACEMENT | N/A | USD/teraBtu | us | us | 417014596664.854
commercial refrigeration | Reference Commercial Beverage Merchandisers | 2027 | CAPITAL | NEW | N/A | USD/teraBtu | us | us | 630007732444.183
commercial refrigeration | Reference Commercial Beverage Merchandisers | 2027 | CAPITAL | REPLACEMENT | N/A | USD/teraBtu | us | us | 630007732444.183
commercial refrigeration | Reference Commercial Beverage Merchandisers | 2027 | FIXED_OM | NEW | N/A | USD/teraBtu | us | us | 21030377708.0577
commercial refrigeration | Reference Commercial Beverage Merchandisers | 2027 | FIXED_OM | REPLACEMENT | N/A | USD/teraBtu | us | us | 21030377708.0577
commercial refrigeration | Reference Commercial Beverage Merchandisers | 2027 | INSTALLATION | NEW | N/A | USD/teraBtu | us | us | 417014596664.854
commercial refrigeration | Reference Commercial Beverage Merchandisers | 2027 | INSTALLATION | REPLACEMENT | N/A | USD/teraBtu | us | us | 417014596664.854
commercial refrigeration | Reference Commercial Beverage Merchandisers | 2028 | CAPITAL | NEW | N/A | USD/teraBtu | us | us | 630630497451.746
commercial refrigeration | Reference Commercial Beverage Merchandisers | 2028 | CAPITAL | REPLACEMENT | N/A | USD/teraBtu | us | us | 630630497451.746
commercial refrigeration | Reference Commercial Beverage Merchandisers | 2028 | FIXED_OM | NEW | N/A | USD/teraBtu | us | us | 21030377708.0577
commercial refrigeration | Reference Commercial Beverage Merchandisers | 2028 | FIXED_OM | REPLACEMENT | N/A | USD/teraBtu | us | us | 21030377708.0577
commercial refrigeration | Reference Commercial Beverage Merchandisers | 2028 | INSTALLATION | NEW | N/A | USD/teraBtu | us | us | 417014596664.854
commercial refrigeration | Reference Commercial Beverage Merchandisers | 2028 | INSTALLATION | REPLACEMENT | N/A | USD/teraBtu | us | us | 417014596664.854
commercial refrigeration | Reference Commercial Beverage Merchandisers | 2029 | CAPITAL | NEW | N/A | USD/teraBtu | us | us | 631253262459.309
commercial refrigeration | Reference Commercial Beverage Merchandisers | 2029 | CAPITAL | REPLACEMENT | N/A | USD/teraBtu | us | us | 631253262459.309
commercial refrigeration | Reference Commercial Beverage Merchandisers | 2029 | FIXED_OM | NEW | N/A | USD/teraBtu | us | us | 21030377708.0577
commercial refrigeration | Reference Commercial Beverage Merchandisers | 2029 | FIXED_OM | REPLACEMENT | N/A | USD/teraBtu | us | us | 21030377708.0577
commercial refrigeration | Reference Commercial Beverage Merchandisers | 2029 | INSTALLATION | NEW | N/A | USD/teraBtu | us | us | 417014596664.854
commercial refrigeration | Reference Commercial Beverage Merchandisers | 2029 | INSTALLATION | REPLACEMENT | N/A | USD/teraBtu | us | us | 417014596664.854
commercial refrigeration | Reference Commercial Beverage Merchandisers | 2030 | CAPITAL | NEW | N/A | USD/teraBtu | us | us | 631876027466.871
commercial refrigeration | Reference Commercial Beverage Merchandisers | 2030 | CAPITAL | REPLACEMENT | N/A | USD/teraBtu | us | us | 631876027466.871
commercial refrigeration | Reference Commercial Beverage Merchandisers | 2030 | FIXED_OM | NEW | N/A | USD/teraBtu | us | us | 21030377708.0577
commercial refrigeration | Reference Commercial Beverage Merchandisers | 2030 | FIXED_OM | REPLACEMENT | N/A | USD/teraBtu | us | us | 21030377708.0577
commercial refrigeration | Reference Commercial Beverage Merchandisers | 2030 | INSTALLATION | NEW | N/A | USD/teraBtu | us | us | 417014596664.854
commercial refrigeration | Reference Commercial Beverage Merchandisers | 2030 | INSTALLATION | REPLACEMENT | N/A | USD/teraBtu | us | us | 417014596664.854
commercial refrigeration | Reference Commercial Beverage Merchandisers | 2031 | CAPITAL | NEW | N/A | USD/teraBtu | us | us | 637195791206.173
commercial refrigeration | Reference Commercial Beverage Merchandisers | 2031 | CAPITAL | REPLACEMENT | N/A | USD/teraBtu | us | us | 637195791206.173
commercial refrigeration | Reference Commercial Beverage Merchandisers | 2031 | FIXED_OM | NEW | N/A | USD/teraBtu | us | us | 21030377708.0577
commercial refrigeration | Reference Commercial Beverage Merchandisers | 2031 | FIXED_OM | REPLACEMENT | N/A | USD/teraBtu | us | us | 21030377708.0577
commercial refrigeration | Reference Commercial Beverage Merchandisers | 2031 | INSTALLATION | NEW | N/A | USD/teraBtu | us | us | 417014596664.854
commercial refrigeration | Reference Commercial Beverage Merchandisers | 2031 | INSTALLATION | REPLACEMENT | N/A | USD/teraBtu | us | us | 417014596664.854
commercial refrigeration | Reference Commercial Beverage Merchandisers | 2032 | CAPITAL | NEW | N/A | USD/teraBtu | us | us | 642515554945.474
commercial refrigeration | Reference Commercial Beverage Merchandisers | 2032 | CAPITAL | REPLACEMENT | N/A | USD/teraBtu | us | us | 642515554945.474
commercial refrigeration | Reference Commercial Beverage Merchandisers | 2032 | FIXED_OM | NEW | N/A | USD/teraBtu | us | us | 21030377708.0577
commercial refrigeration | Reference Commercial Beverage Merchandisers | 2032 | FIXED_OM | REPLACEMENT | N/A | USD/teraBtu | us | us | 21030377708.0577
commercial refrigeration | Reference Commercial Beverage Merchandisers | 2032 | INSTALLATION | NEW | N/A | USD/teraBtu | us | us | 417014596664.854
commercial refrigeration | Reference Commercial Beverage Merchandisers | 2032 | INSTALLATION | REPLACEMENT | N/A | USD/teraBtu | us | us | 417014596664.854
commercial refrigeration | Reference Commercial Beverage Merchandisers | 2033 | CAPITAL | NEW | N/A | USD/teraBtu | us | us | 647835318684.775
commercial refrigeration | Reference Commercial Beverage Merchandisers | 2033 | CAPITAL | REPLACEMENT | N/A | USD/teraBtu | us | us | 647835318684.775
commercial refrigeration | Reference Commercial Beverage Merchandisers | 2033 | FIXED_OM | NEW | N/A | USD/teraBtu | us | us | 21030377708.0577
commercial refrigeration | Reference Commercial Beverage Merchandisers | 2033 | FIXED_OM | REPLACEMENT | N/A | USD/teraBtu | us | us | 21030377708.0577
commercial refrigeration | Reference Commercial Beverage Merchandisers | 2033 | INSTALLATION | NEW | N/A | USD/teraBtu | us | us | 417014596664.854
commercial refrigeration | Reference Commercial Beverage Merchandisers | 2033 | INSTALLATION | REPLACEMENT | N/A | USD/teraBtu | us | us | 417014596664.854
commercial refrigeration | Reference Commercial Beverage Merchandisers | 2034 | CAPITAL | NEW | N/A | USD/teraBtu | us | us | 653155082424.076
commercial refrigeration | Reference Commercial Beverage Merchandisers | 2034 | CAPITAL | REPLACEMENT | N/A | USD/teraBtu | us | us | 653155082424.076
commercial refrigeration | Reference Commercial Beverage Merchandisers | 2034 | FIXED_OM | NEW | N/A | USD/teraBtu | us | us | 21030377708.0577
commercial refrigeration | Reference Commercial Beverage Merchandisers | 2034 | FIXED_OM | REPLACEMENT | N/A | USD/teraBtu | us | us | 21030377708.0577
commercial refrigeration | Reference Commercial Beverage Merchandisers | 2034 | INSTALLATION | NEW | N/A | USD/teraBtu | us | us | 417014596664.854
commercial refrigeration | Reference Commercial Beverage Merchandisers | 2034 | INSTALLATION | REPLACEMENT | N/A | USD/teraBtu | us | us | 417014596664.854
commercial refrigeration | Reference Commercial Beverage Merchandisers | 2035 | CAPITAL | NEW | N/A | USD/teraBtu | us | us | 658474846163.3781
commercial refrigeration | Reference Commercial Beverage Merchandisers | 2035 | CAPITAL | REPLACEMENT | N/A | USD/teraBtu | us | us | 658474846163.3781
commercial refrigeration | Reference Commercial Beverage Merchandisers | 2035 | FIXED_OM | NEW | N/A | USD/teraBtu | us | us | 21030377708.0577
commercial refrigeration | Reference Commercial Beverage Merchandisers | 2035 | FIXED_OM | REPLACEMENT | N/A | USD/teraBtu | us | us | 21030377708.0577
commercial refrigeration | Reference Commercial Beverage Merchandisers | 2035 | INSTALLATION | NEW | N/A | USD/teraBtu | us | us | 417014596664.854
commercial refrigeration | Reference Commercial Beverage Merchandisers | 2035 | INSTALLATION | REPLACEMENT | N/A | USD/teraBtu | us | us | 417014596664.854
commercial refrigeration | Reference Commercial Beverage Merchandisers | 2036 | CAPITAL | NEW | N/A | USD/teraBtu | us | us | 663794609902.679
commercial refrigeration | Reference Commercial Beverage Merchandisers | 2036 | CAPITAL | REPLACEMENT | N/A | USD/teraBtu | us | us | 663794609902.679
commercial refrigeration | Reference Commercial Beverage Merchandisers | 2036 | FIXED_OM | NEW | N/A | USD/teraBtu | us | us | 21030377708.0577
commercial refrigeration | Reference Commercial Beverage Merchandisers | 2036 | FIXED_OM | REPLACEMENT | N/A | USD/teraBtu | us | us | 21030377708.0577
commercial refrigeration | Reference Commercial Beverage Merchandisers | 2036 | INSTALLATION | NEW | N/A | USD/teraBtu | us | us | 417014596664.854
commercial refrigeration | Reference Commercial Beverage Merchandisers | 2036 | INSTALLATION | REPLACEMENT | N/A | USD/teraBtu | us | us | 417014596664.854
commercial refrigeration | Reference Commercial Beverage Merchandisers | 2037 | CAPITAL | NEW | N/A | USD/teraBtu | us | us | 669114373641.98
commercial refrigeration | Reference Commercial Beverage Merchandisers | 2037 | CAPITAL | REPLACEMENT | N/A | USD/teraBtu | us | us | 669114373641.98
commercial refrigeration | Reference Commercial Beverage Merchandisers | 2037 | FIXED_OM | NEW | N/A | USD/teraBtu | us | us | 21030377708.0577
commercial refrigeration | Reference Commercial Beverage Merchandisers | 2037 | FIXED_OM | REPLACEMENT | N/A | USD/teraBtu | us | us | 21030377708.0577
commercial refrigeration | Reference Commercial Beverage Merchandisers | 2037 | INSTALLATION | NEW | N/A | USD/teraBtu | us | us | 417014596664.854
commercial refrigeration | Reference Commercial Beverage Merchandisers | 2037 | INSTALLATION | REPLACEMENT | N/A | USD/teraBtu | us | us | 417014596664.854
commercial refrigeration | Reference Commercial Beverage Merchandisers | 2038 | CAPITAL | NEW | N/A | USD/teraBtu | us | us | 674434137381.281
commercial refrigeration | Reference Commercial Beverage Merchandisers | 2038 | CAPITAL | REPLACEMENT | N/A | USD/teraBtu | us | us | 674434137381.281
commercial refrigeration | Reference Commercial Beverage Merchandisers | 2038 | FIXED_OM | NEW | N/A | USD/teraBtu | us | us | 21030377708.0577
commercial refrigeration | Reference Commercial Beverage Merchandisers | 2038 | FIXED_OM | REPLACEMENT | N/A | USD/teraBtu | us | us | 21030377708.0577
commercial refrigeration | Reference Commercial Beverage Merchandisers | 2038 | INSTALLATION | NEW | N/A | USD/teraBtu | us | us | 417014596664.854
commercial refrigeration | Reference Commercial Beverage Merchandisers | 2038 | INSTALLATION | REPLACEMENT | N/A | USD/teraBtu | us | us | 417014596664.854
commercial refrigeration | Reference Commercial Beverage Merchandisers | 2039 | CAPITAL | NEW | N/A | USD/teraBtu | us | us | 679753901120.583
commercial refrigeration | Reference Commercial Beverage Merchandisers | 2039 | CAPITAL | REPLACEMENT | N/A | USD/teraBtu | us | us | 679753901120.583
commercial refrigeration | Reference Commercial Beverage Merchandisers | 2039 | FIXED_OM | NEW | N/A | USD/teraBtu | us | us | 21030377708.0577
commercial refrigeration | Reference Commercial Beverage Merchandisers | 2039 | FIXED_OM | REPLACEMENT | N/A | USD/teraBtu | us | us | 21030377708.0577
commercial refrigeration | Reference Commercial Beverage Merchandisers | 2039 | INSTALLATION | NEW | N/A | USD/teraBtu | us | us | 417014596664.854
commercial refrigeration | Reference Commercial Beverage Merchandisers | 2039 | INSTALLATION | REPLACEMENT | N/A | USD/teraBtu | us | us | 417014596664.854
commercial refrigeration | Reference Commercial Beverage Merchandisers | 2040 | CAPITAL | NEW | N/A | USD/teraBtu | us | us | 685073664859.884
commercial refrigeration | Reference Commercial Beverage Merchandisers | 2040 | CAPITAL | REPLACEMENT | N/A | USD/teraBtu | us | us | 685073664859.884
commercial refrigeration | Reference Commercial Beverage Merchandisers | 2040 | FIXED_OM | NEW | N/A | USD/teraBtu | us | us | 21030377708.0577
commercial refrigeration | Reference Commercial Beverage Merchandisers | 2040 | FIXED_OM | REPLACEMENT | N/A | USD/teraBtu | us | us | 21030377708.0577
commercial refrigeration | Reference Commercial Beverage Merchandisers | 2040 | INSTALLATION | NEW | N/A | USD/teraBtu | us | us | 417014596664.854
commercial refrigeration | Reference Commercial Beverage Merchandisers | 2040 | INSTALLATION | REPLACEMENT | N/A | USD/teraBtu | us | us | 417014596664.854
commercial refrigeration | Reference Commercial Beverage Merchandisers | 2041 | CAPITAL | NEW | N/A | USD/teraBtu | us | us | 685073664859.884
commercial refrigeration | Reference Commercial Beverage Merchandisers | 2041 | CAPITAL | REPLACEMENT | N/A | USD/teraBtu | us | us | 685073664859.884
commercial refrigeration | Reference Commercial Beverage Merchandisers | 2041 | FIXED_OM | NEW | N/A | USD/teraBtu | us | us | 21030377708.0577
commercial refrigeration | Reference Commercial Beverage Merchandisers | 2041 | FIXED_OM | REPLACEMENT | N/A | USD/teraBtu | us | us | 21030377708.0577
commercial refrigeration | Reference Commercial Beverage Merchandisers | 2041 | INSTALLATION | NEW | N/A | USD/teraBtu | us | us | 417014596664.854
commercial refrigeration | Reference Commercial Beverage Merchandisers | 2041 | INSTALLATION | REPLACEMENT | N/A | USD/teraBtu | us | us | 417014596664.854
commercial refrigeration | Reference Commercial Beverage Merchandisers | 2042 | CAPITAL | NEW | N/A | USD/teraBtu | us | us | 685073664859.884
commercial refrigeration | Reference Commercial Beverage Merchandisers | 2042 | CAPITAL | REPLACEMENT | N/A | USD/teraBtu | us | us | 685073664859.884
commercial refrigeration | Reference Commercial Beverage Merchandisers | 2042 | FIXED_OM | NEW | N/A | USD/teraBtu | us | us | 21030377708.0577
commercial refrigeration | Reference Commercial Beverage Merchandisers | 2042 | FIXED_OM | REPLACEMENT | N/A | USD/teraBtu | us | us | 21030377708.0577
commercial refrigeration | Reference Commercial Beverage Merchandisers | 2042 | INSTALLATION | NEW | N/A | USD/teraBtu | us | us | 417014596664.854
commercial refrigeration | Reference Commercial Beverage Merchandisers | 2042 | INSTALLATION | REPLACEMENT | N/A | USD/teraBtu | us | us | 417014596664.854
commercial refrigeration | Reference Commercial Beverage Merchandisers | 2043 | CAPITAL | NEW | N/A | USD/teraBtu | us | us | 685073664859.884
commercial refrigeration | Reference Commercial Beverage Merchandisers | 2043 | CAPITAL | REPLACEMENT | N/A | USD/teraBtu | us | us | 685073664859.884
commercial refrigeration | Reference Commercial Beverage Merchandisers | 2043 | FIXED_OM | NEW | N/A | USD/teraBtu | us | us | 21030377708.0577
commercial refrigeration | Reference Commercial Beverage Merchandisers | 2043 | FIXED_OM | REPLACEMENT | N/A | USD/teraBtu | us | us | 21030377708.0577
commercial refrigeration | Reference Commercial Beverage Merchandisers | 2043 | INSTALLATION | NEW | N/A | USD/teraBtu | us | us | 417014596664.854
commercial refrigeration | Reference Commercial Beverage Merchandisers | 2043 | INSTALLATION | REPLACEMENT | N/A | USD/teraBtu | us | us | 417014596664.854
commercial refrigeration | Reference Commercial Beverage Merchandisers | 2044 | CAPITAL | NEW | N/A | USD/teraBtu | us | us | 685073664859.884
commercial refrigeration | Reference Commercial Beverage Merchandisers | 2044 | CAPITAL | REPLACEMENT | N/A | USD/teraBtu | us | us | 685073664859.884
commercial refrigeration | Reference Commercial Beverage Merchandisers | 2044 | FIXED_OM | NEW | N/A | USD/teraBtu | us | us | 21030377708.0577
commercial refrigeration | Reference Commercial Beverage Merchandisers | 2044 | FIXED_OM | REPLACEMENT | N/A | USD/teraBtu | us | us | 21030377708.0577
commercial refrigeration | Reference Commercial Beverage Merchandisers | 2044 | INSTALLATION | NEW | N/A | USD/teraBtu | us | us | 417014596664.854
commercial refrigeration | Reference Commercial Beverage Merchandisers | 2044 | INSTALLATION | REPLACEMENT | N/A | USD/teraBtu | us | us | 417014596664.854
commercial refrigeration | Reference Commercial Beverage Merchandisers | 2045 | CAPITAL | NEW | N/A | USD/teraBtu | us | us | 685073664859.884
commercial refrigeration | Reference Commercial Beverage Merchandisers | 2045 | CAPITAL | REPLACEMENT | N/A | USD/teraBtu | us | us | 685073664859.884
commercial refrigeration | Reference Commercial Beverage Merchandisers | 2045 | FIXED_OM | NEW | N/A | USD/teraBtu | us | us | 21030377708.0577
commercial refrigeration | Reference Commercial Beverage Merchandisers | 2045 | FIXED_OM | REPLACEMENT | N/A | USD/teraBtu | us | us | 21030377708.0577
commercial refrigeration | Reference Commercial Beverage Merchandisers | 2045 | INSTALLATION | NEW | N/A | USD/teraBtu | us | us | 417014596664.854
commercial refrigeration | Reference Commercial Beverage Merchandisers | 2045 | INSTALLATION | REPLACEMENT | N/A | USD/teraBtu | us | us | 417014596664.854
commercial refrigeration | Reference Commercial Beverage Merchandisers | 2046 | CAPITAL | NEW | N/A | USD/teraBtu | us | us | 685073664859.884
commercial refrigeration | Reference Commercial Beverage Merchandisers | 2046 | CAPITAL | REPLACEMENT | N/A | USD/teraBtu | us | us | 685073664859.884
commercial refrigeration | Reference Commercial Beverage Merchandisers | 2046 | FIXED_OM | NEW | N/A | USD/teraBtu | us | us | 21030377708.0577
commercial refrigeration | Reference Commercial Beverage Merchandisers | 2046 | FIXED_OM | REPLACEMENT | N/A | USD/teraBtu | us | us | 21030377708.0577
commercial refrigeration | Reference Commercial Beverage Merchandisers | 2046 | INSTALLATION | NEW | N/A | USD/teraBtu | us | us | 417014596664.854
commercial refrigeration | Reference Commercial Beverage Merchandisers | 2046 | INSTALLATION | REPLACEMENT | N/A | USD/teraBtu | us | us | 417014596664.854
commercial refrigeration | Reference Commercial Beverage Merchandisers | 2047 | CAPITAL | NEW | N/A | USD/teraBtu | us | us | 685073664859.884
commercial refrigeration | Reference Commercial Beverage Merchandisers | 2047 | CAPITAL | REPLACEMENT | N/A | USD/teraBtu | us | us | 685073664859.884
commercial refrigeration | Reference Commercial Beverage Merchandisers | 2047 | FIXED_OM | NEW | N/A | USD/teraBtu | us | us | 21030377708.0577
commercial refrigeration | Reference Commercial Beverage Merchandisers | 2047 | FIXED_OM | REPLACEMENT | N/A | USD/teraBtu | us | us | 21030377708.0577
commercial refrigeration | Reference Commercial Beverage Merchandisers | 2047 | INSTALLATION | NEW | N/A | USD/teraBtu | us | us | 417014596664.854
commercial refrigeration | Reference Commercial Beverage Merchandisers | 2047 | INSTALLATION | REPLACEMENT | N/A | USD/teraBtu | us | us | 417014596664.854
commercial refrigeration | Reference Commercial Beverage Merchandisers | 2048 | CAPITAL | NEW | N/A | USD/teraBtu | us | us | 685073664859.884
commercial refrigeration | Reference Commercial Beverage Merchandisers | 2048 | CAPITAL | REPLACEMENT | N/A | USD/teraBtu | us | us | 685073664859.884
commercial refrigeration | Reference Commercial Beverage Merchandisers | 2048 | FIXED_OM | NEW | N/A | USD/teraBtu | us | us | 21030377708.0577
commercial refrigeration | Reference Commercial Beverage Merchandisers | 2048 | FIXED_OM | REPLACEMENT | N/A | USD/teraBtu | us | us | 21030377708.0577
commercial refrigeration | Reference Commercial Beverage Merchandisers | 2048 | INSTALLATION | NEW | N/A | USD/teraBtu | us | us | 417014596664.854
commercial refrigeration | Reference Commercial Beverage Merchandisers | 2048 | INSTALLATION | REPLACEMENT | N/A | USD/teraBtu | us | us | 417014596664.854
commercial refrigeration | Reference Commercial Beverage Merchandisers | 2049 | CAPITAL | NEW | N/A | USD/teraBtu | us | us | 685073664859.884
commercial refrigeration | Reference Commercial Beverage Merchandisers | 2049 | CAPITAL | REPLACEMENT | N/A | USD/teraBtu | us | us | 685073664859.884
commercial refrigeration | Reference Commercial Beverage Merchandisers | 2049 | FIXED_OM | NEW | N/A | USD/teraBtu | us | us | 21030377708.0577
commercial refrigeration | Reference Commercial Beverage Merchandisers | 2049 | FIXED_OM | REPLACEMENT | N/A | USD/teraBtu | us | us | 21030377708.0577
commercial refrigeration | Reference Commercial Beverage Merchandisers | 2049 | INSTALLATION | NEW | N/A | USD/teraBtu | us | us | 417014596664.854
commercial refrigeration | Reference Commercial Beverage Merchandisers | 2049 | INSTALLATION | REPLACEMENT | N/A | USD/teraBtu | us | us | 417014596664.854
commercial refrigeration | Reference Commercial Beverage Merchandisers | 2050 | CAPITAL | NEW | N/A | USD/teraBtu | us | us | 685073664859.884
commercial refrigeration | Reference Commercial Beverage Merchandisers | 2050 | CAPITAL | REPLACEMENT | N/A | USD/teraBtu | us | us | 685073664859.884
commercial refrigeration | Reference Commercial Beverage Merchandisers | 2050 | FIXED_OM | NEW | N/A | USD/teraBtu | us | us | 21030377708.0577
commercial refrigeration | Reference Commercial Beverage Merchandisers | 2050 | FIXED_OM | REPLACEMENT | N/A | USD/teraBtu | us | us | 21030377708.0577
commercial refrigeration | Reference Commercial Beverage Merchandisers | 2050 | INSTALLATION | NEW | N/A | USD/teraBtu | us | us | 417014596664.854
commercial refrigeration | Reference Commercial Beverage Merchandisers | 2050 | INSTALLATION | REPLACEMENT | N/A | USD/teraBtu | us | us | 417014596664.854
commercial refrigeration | Reference Commercial Compressor Rack Systems | 2020 | CAPITAL | NEW | N/A | USD/teraBtu | us | us | 484491881959.331
commercial refrigeration | Reference Commercial Compressor Rack Systems | 2020 | CAPITAL | REPLACEMENT | N/A | USD/teraBtu | us | us | 484491881959.331
commercial refrigeration | Reference Commercial Compressor Rack Systems | 2020 | FIXED_OM | NEW | N/A | USD/teraBtu | us | us | 43904397090.8279
commercial refrigeration | Reference Commercial Compressor Rack Systems | 2020 | FIXED_OM | REPLACEMENT | N/A | USD/teraBtu | us | us | 43904397090.8279
commercial refrigeration | Reference Commercial Compressor Rack Systems | 2020 | INSTALLATION | NEW | N/A | USD/teraBtu | us | us | 643130816.7602
commercial refrigeration | Reference Commercial Compressor Rack Systems | 2020 | INSTALLATION | REPLACEMENT | N/A | USD/teraBtu | us | us | 643130816.7602
commercial refrigeration | Reference Commercial Compressor Rack Systems | 2021 | CAPITAL | NEW | N/A | USD/teraBtu | us | us | 477663976454.727
commercial refrigeration | Reference Commercial Compressor Rack Systems | 2021 | CAPITAL | REPLACEMENT | N/A | USD/teraBtu | us | us | 477663976454.727
commercial refrigeration | Reference Commercial Compressor Rack Systems | 2021 | FIXED_OM | NEW | N/A | USD/teraBtu | us | us | 43966566403.1147
commercial refrigeration | Reference Commercial Compressor Rack Systems | 2021 | FIXED_OM | REPLACEMENT | N/A | USD/teraBtu | us | us | 43966566403.1147
commercial refrigeration | Reference Commercial Compressor Rack Systems | 2021 | INSTALLATION | NEW | N/A | USD/teraBtu | us | us | 643130816.7602
commercial refrigeration | Reference Commercial Compressor Rack Systems | 2021 | INSTALLATION | REPLACEMENT | N/A | USD/teraBtu | us | us | 643130816.7602
commercial refrigeration | Reference Commercial Compressor Rack Systems | 2022 | CAPITAL | NEW | N/A | USD/teraBtu | us | us | 470836070950.123
commercial refrigeration | Reference Commercial Compressor Rack Systems | 2022 | CAPITAL | REPLACEMENT | N/A | USD/teraBtu | us | us | 470836070950.123
commercial refrigeration | Reference Commercial Compressor Rack Systems | 2022 | FIXED_OM | NEW | N/A | USD/teraBtu | us | us | 44028735715.4015
commercial refrigeration | Reference Commercial Compressor Rack Systems | 2022 | FIXED_OM | REPLACEMENT | N/A | USD/teraBtu | us | us | 44028735715.4015
commercial refrigeration | Reference Commercial Compressor Rack Systems | 2022 | INSTALLATION | NEW | N/A | USD/teraBtu | us | us | 643130816.7602
commercial refrigeration | Reference Commercial Compressor Rack Systems | 2022 | INSTALLATION | REPLACEMENT | N/A | USD/teraBtu | us | us | 643130816.7602
commercial refrigeration | Reference Commercial Compressor Rack Systems | 2023 | CAPITAL | NEW | N/A | USD/teraBtu | us | us | 464008165445.52
commercial refrigeration | Reference Commercial Compressor Rack Systems | 2023 | CAPITAL | REPLACEMENT | N/A | USD/teraBtu | us | us | 464008165445.52
commercial refrigeration | Reference Commercial Compressor Rack Systems | 2023 | FIXED_OM | NEW | N/A | USD/teraBtu | us | us | 44090905027.6883
commercial refrigeration | Reference Commercial Compressor Rack Systems | 2023 | FIXED_OM | REPLACEMENT | N/A | USD/teraBtu | us | us | 44090905027.6883
commercial refrigeration | Reference Commercial Compressor Rack Systems | 2023 | INSTALLATION | NEW | N/A | USD/teraBtu | us | us | 643130816.7602
commercial refrigeration | Reference Commercial Compressor Rack Systems | 2023 | INSTALLATION | REPLACEMENT | N/A | USD/teraBtu | us | us | 643130816.7602
commercial refrigeration | Reference Commercial Compressor Rack Systems | 2024 | CAPITAL | NEW | N/A | USD/teraBtu | us | us | 457180259940.916
commercial refrigeration | Reference Commercial Compressor Rack Systems | 2024 | CAPITAL | REPLACEMENT | N/A | USD/teraBtu | us | us | 457180259940.916
commercial refrigeration | Reference Commercial Compressor Rack Systems | 2024 | FIXED_OM | NEW | N/A | USD/teraBtu | us | us | 44153074339.9752
commercial refrigeration | Reference Commercial Compressor Rack Systems | 2024 | FIXED_OM | REPLACEMENT | N/A | USD/teraBtu | us | us | 44153074339.9752
commercial refrigeration | Reference Commercial Compressor Rack Systems | 2024 | INSTALLATION | NEW | N/A | USD/teraBtu | us | us | 643130816.7602
commercial refrigeration | Reference Commercial Compressor Rack Systems | 2024 | INSTALLATION | REPLACEMENT | N/A | USD/teraBtu | us | us | 643130816.7602
commercial refrigeration | Reference Commercial Compressor Rack Systems | 2025 | CAPITAL | NEW | N/A | USD/teraBtu | us | us | 450352354436.312
commercial refrigeration | Reference Commercial Compressor Rack Systems | 2025 | CAPITAL | REPLACEMENT | N/A | USD/teraBtu | us | us | 450352354436.312
commercial refrigeration | Reference Commercial Compressor Rack Systems | 2025 | FIXED_OM | NEW | N/A | USD/teraBtu | us | us | 44215243652.262
commercial refrigeration | Reference Commercial Compressor Rack Systems | 2025 | FIXED_OM | REPLACEMENT | N/A | USD/teraBtu | us | us | 44215243652.262
commercial refrigeration | Reference Commercial Compressor Rack Systems | 2025 | INSTALLATION | NEW | N/A | USD/teraBtu | us | us | 643130816.7602
commercial refrigeration | Reference Commercial Compressor Rack Systems | 2025 | INSTALLATION | REPLACEMENT | N/A | USD/teraBtu | us | us | 643130816.7602
commercial refrigeration | Reference Commercial Compressor Rack Systems | 2026 | CAPITAL | NEW | N/A | USD/teraBtu | us | us | 443524448931.708
commercial refrigeration | Reference Commercial Compressor Rack Systems | 2026 | CAPITAL | REPLACEMENT | N/A | USD/teraBtu | us | us | 443524448931.708
commercial refrigeration | Reference Commercial Compressor Rack Systems | 2026 | FIXED_OM | NEW | N/A | USD/teraBtu | us | us | 44277412964.5488
commercial refrigeration | Reference Commercial Compressor Rack Systems | 2026 | FIXED_OM | REPLACEMENT | N/A | USD/teraBtu | us | us | 44277412964.5488
commercial refrigeration | Reference Commercial Compressor Rack Systems | 2026 | INSTALLATION | NEW | N/A | USD/teraBtu | us | us | 643130816.7602
commercial refrigeration | Reference Commercial Compressor Rack Systems | 2026 | INSTALLATION | REPLACEMENT | N/A | USD/teraBtu | us | us | 643130816.7602
commercial refrigeration | Reference Commercial Compressor Rack Systems | 2027 | CAPITAL | NEW | N/A | USD/teraBtu | us | us | 436696543427.104
commercial refrigeration | Reference Commercial Compressor Rack Systems | 2027 | CAPITAL | REPLACEMENT | N/A | USD/teraBtu | us | us | 436696543427.104
commercial refrigeration | Reference Commercial Compressor Rack Systems | 2027 | FIXED_OM | NEW | N/A | USD/teraBtu | us | us | 44339582276.8356
commercial refrigeration | Reference Commercial Compressor Rack Systems | 2027 | FIXED_OM | REPLACEMENT | N/A | USD/teraBtu | us | us | 44339582276.8356
commercial refrigeration | Reference Commercial Compressor Rack Systems | 2027 | INSTALLATION | NEW | N/A | USD/teraBtu | us | us | 643130816.7602
commercial refrigeration | Reference Commercial Compressor Rack Systems | 2027 | INSTALLATION | REPLACEMENT | N/A | USD/teraBtu | us | us | 643130816.7602
commercial refrigeration | Reference Commercial Compressor Rack Systems | 2028 | CAPITAL | NEW | N/A | USD/teraBtu | us | us | 429868637922.5
commercial refrigeration | Reference Commercial Compressor Rack Systems | 2028 | CAPITAL | REPLACEMENT | N/A | USD/teraBtu | us | us | 429868637922.5
commercial refrigeration | Reference Commercial Compressor Rack Systems | 2028 | FIXED_OM | NEW | N/A | USD/teraBtu | us | us | 44401751589.1224
commercial refrigeration | Reference Commercial Compressor Rack Systems | 2028 | FIXED_OM | REPLACEMENT | N/A | USD/teraBtu | us | us | 44401751589.1224
commercial refrigeration | Reference Commercial Compressor Rack Systems | 2028 | INSTALLATION | NEW | N/A | USD/teraBtu | us | us | 643130816.7602
commercial refrigeration | Reference Commercial Compressor Rack Systems | 2028 | INSTALLATION | REPLACEMENT | N/A | USD/teraBtu | us | us | 643130816.7602
commercial refrigeration | Reference Commercial Compressor Rack Systems | 2029 | CAPITAL | NEW | N/A | USD/teraBtu | us | us | 423040732417.896
commercial refrigeration | Reference Commercial Compressor Rack Systems | 2029 | CAPITAL | REPLACEMENT | N/A | USD/teraBtu | us | us | 423040732417.896
commercial refrigeration | Reference Commercial Compressor Rack Systems | 2029 | FIXED_OM | NEW | N/A | USD/teraBtu | us | us | 44463920901.4092
commercial refrigeration | Reference Commercial Compressor Rack Systems | 2029 | FIXED_OM | REPLACEMENT | N/A | USD/teraBtu | us | us | 44463920901.4092
commercial refrigeration | Reference Commercial Compressor Rack Systems | 2029 | INSTALLATION | NEW | N/A | USD/teraBtu | us | us | 643130816.7602
commercial refrigeration | Reference Commercial Compressor Rack Systems | 2029 | INSTALLATION | REPLACEMENT | N/A | USD/teraBtu | us | us | 643130816.7602
commercial refrigeration | Reference Commercial Compressor Rack Systems | 2030 | CAPITAL | NEW | N/A | USD/teraBtu | us | us | 416212826913.293
commercial refrigeration | Reference Commercial Compressor Rack Systems | 2030 | CAPITAL | REPLACEMENT | N/A | USD/teraBtu | us | us | 416212826913.293
commercial refrigeration | Reference Commercial Compressor Rack Systems | 2030 | FIXED_OM | NEW | N/A | USD/teraBtu | us | us | 44526090213.6961
commercial refrigeration | Reference Commercial Compressor Rack Systems | 2030 | FIXED_OM | REPLACEMENT | N/A | USD/teraBtu | us | us | 44526090213.6961
commercial refrigeration | Reference Commercial Compressor Rack Systems | 2030 | INSTALLATION | NEW | N/A | USD/teraBtu | us | us | 643130816.7602
commercial refrigeration | Reference Commercial Compressor Rack Systems | 2030 | INSTALLATION | REPLACEMENT | N/A | USD/teraBtu | us | us | 643130816.7602
commercial refrigeration | Reference Commercial Compressor Rack Systems | 2031 | CAPITAL | NEW | N/A | USD/teraBtu | us | us | 416212826913.293
commercial refrigeration | Reference Commercial Compressor Rack Systems | 2031 | CAPITAL | REPLACEMENT | N/A | USD/teraBtu | us | us | 416212826913.293
commercial refrigeration | Reference Commercial Compressor Rack Systems | 2031 | FIXED_OM | NEW | N/A | USD/teraBtu | us | us | 44526090213.6961
commercial refrigeration | Reference Commercial Compressor Rack Systems | 2031 | FIXED_OM | REPLACEMENT | N/A | USD/teraBtu | us | us | 44526090213.6961
commercial refrigeration | Reference Commercial Compressor Rack Systems | 2031 | INSTALLATION | NEW | N/A | USD/teraBtu | us | us | 643130816.7602
commercial refrigeration | Reference Commercial Compressor Rack Systems | 2031 | INSTALLATION | REPLACEMENT | N/A | USD/teraBtu | us | us | 643130816.7602
commercial refrigeration | Reference Commercial Compressor Rack Systems | 2032 | CAPITAL | NEW | N/A | USD/teraBtu | us | us | 416212826913.293
commercial refrigeration | Reference Commercial Compressor Rack Systems | 2032 | CAPITAL | REPLACEMENT | N/A | USD/teraBtu | us | us | 416212826913.293
commercial refrigeration | Reference Commercial Compressor Rack Systems | 2032 | FIXED_OM | NEW | N/A | USD/teraBtu | us | us | 44526090213.6961
commercial refrigeration | Reference Commercial Compressor Rack Systems | 2032 | FIXED_OM | REPLACEMENT | N/A | USD/teraBtu | us | us | 44526090213.6961
commercial refrigeration | Reference Commercial Compressor Rack Systems | 2032 | INSTALLATION | NEW | N/A | USD/teraBtu | us | us | 643130816.7602
commercial refrigeration | Reference Commercial Compressor Rack Systems | 2032 | INSTALLATION | REPLACEMENT | N/A | USD/teraBtu | us | us | 643130816.7602
commercial refrigeration | Reference Commercial Compressor Rack Systems | 2033 | CAPITAL | NEW | N/A | USD/teraBtu | us | us | 416212826913.293
commercial refrigeration | Reference Commercial Compressor Rack Systems | 2033 | CAPITAL | REPLACEMENT | N/A | USD/teraBtu | us | us | 416212826913.293
commercial refrigeration | Reference Commercial Compressor Rack Systems | 2033 | FIXED_OM | NEW | N/A | USD/teraBtu | us | us | 44526090213.6961
commercial refrigeration | Reference Commercial Compressor Rack Systems | 2033 | FIXED_OM | REPLACEMENT | N/A | USD/teraBtu | us | us | 44526090213.6961
commercial refrigeration | Reference Commercial Compressor Rack Systems | 2033 | INSTALLATION | NEW | N/A | USD/teraBtu | us | us | 643130816.7602
commercial refrigeration | Reference Commercial Compressor Rack Systems | 2033 | INSTALLATION | REPLACEMENT | N/A | USD/teraBtu | us | us | 643130816.7602
commercial refrigeration | Reference Commercial Compressor Rack Systems | 2034 | CAPITAL | NEW | N/A | USD/teraBtu | us | us | 416212826913.293
commercial refrigeration | Reference Commercial Compressor Rack Systems | 2034 | CAPITAL | REPLACEMENT | N/A | USD/teraBtu | us | us | 416212826913.293
commercial refrigeration | Reference Commercial Compressor Rack Systems | 2034 | FIXED_OM | NEW | N/A | USD/teraBtu | us | us | 44526090213.6961
commercial refrigeration | Reference Commercial Compressor Rack Systems | 2034 | FIXED_OM | REPLACEMENT | N/A | USD/teraBtu | us | us | 44526090213.6961
commercial refrigeration | Reference Commercial Compressor Rack Systems | 2034 | INSTALLATION | NEW | N/A | USD/teraBtu | us | us | 643130816.7602
commercial refrigeration | Reference Commercial Compressor Rack Systems | 2034 | INSTALLATION | REPLACEMENT | N/A | USD/teraBtu | us | us | 643130816.7602
commercial refrigeration | Reference Commercial Compressor Rack Systems | 2035 | CAPITAL | NEW | N/A | USD/teraBtu | us | us | 416212826913.293
commercial refrigeration | Reference Commercial Compressor Rack Systems | 2035 | CAPITAL | REPLACEMENT | N/A | USD/teraBtu | us | us | 416212826913.293
commercial refrigeration | Reference Commercial Compressor Rack Systems | 2035 | FIXED_OM | NEW | N/A | USD/teraBtu | us | us | 44526090213.6961
commercial refrigeration | Reference Commercial Compressor Rack Systems | 2035 | FIXED_OM | REPLACEMENT | N/A | USD/teraBtu | us | us | 44526090213.6961
commercial refrigeration | Reference Commercial Compressor Rack Systems | 2035 | INSTALLATION | NEW | N/A | USD/teraBtu | us | us | 643130816.7602
commercial refrigeration | Reference Commercial Compressor Rack Systems | 2035 | INSTALLATION | REPLACEMENT | N/A | USD/teraBtu | us | us | 643130816.7602
commercial refrigeration | Reference Commercial Compressor Rack Systems | 2036 | CAPITAL | NEW | N/A | USD/teraBtu | us | us | 416212826913.293
commercial refrigeration | Reference Commercial Compressor Rack Systems | 2036 | CAPITAL | REPLACEMENT | N/A | USD/teraBtu | us | us | 416212826913.293
commercial refrigeration | Reference Commercial Compressor Rack Systems | 2036 | FIXED_OM | NEW | N/A | USD/teraBtu | us | us | 44526090213.6961
commercial refrigeration | Reference Commercial Compressor Rack Systems | 2036 | FIXED_OM | REPLACEMENT | N/A | USD/teraBtu | us | us | 44526090213.6961
commercial refrigeration | Reference Commercial Compressor Rack Systems | 2036 | INSTALLATION | NEW | N/A | USD/teraBtu | us | us | 643130816.7602
commercial refrigeration | Reference Commercial Compressor Rack Systems | 2036 | INSTALLATION | REPLACEMENT | N/A | USD/teraBtu | us | us | 643130816.7602
commercial refrigeration | Reference Commercial Compressor Rack Systems | 2037 | CAPITAL | NEW | N/A | USD/teraBtu | us | us | 416212826913.293
commercial refrigeration | Reference Commercial Compressor Rack Systems | 2037 | CAPITAL | REPLACEMENT | N/A | USD/teraBtu | us | us | 416212826913.293
commercial refrigeration | Reference Commercial Compressor Rack Systems | 2037 | FIXED_OM | NEW | N/A | USD/teraBtu | us | us | 44526090213.6961
commercial refrigeration | Reference Commercial Compressor Rack Systems | 2037 | FIXED_OM | REPLACEMENT | N/A | USD/teraBtu | us | us | 44526090213.6961
commercial refrigeration | Reference Commercial Compressor Rack Systems | 2037 | INSTALLATION | NEW | N/A | USD/teraBtu | us | us | 643130816.7602
commercial refrigeration | Reference Commercial Compressor Rack Systems | 2037 | INSTALLATION | REPLACEMENT | N/A | USD/teraBtu | us | us | 643130816.7602
commercial refrigeration | Reference Commercial Compressor Rack Systems | 2038 | CAPITAL | NEW | N/A | USD/teraBtu | us | us | 416212826913.293
commercial refrigeration | Reference Commercial Compressor Rack Systems | 2038 | CAPITAL | REPLACEMENT | N/A | USD/teraBtu | us | us | 416212826913.293
commercial refrigeration | Reference Commercial Compressor Rack Systems | 2038 | FIXED_OM | NEW | N/A | USD/teraBtu | us | us | 44526090213.6961
commercial refrigeration | Reference Commercial Compressor Rack Systems | 2038 | FIXED_OM | REPLACEMENT | N/A | USD/teraBtu | us | us | 44526090213.6961
commercial refrigeration | Reference Commercial Compressor Rack Systems | 2038 | INSTALLATION | NEW | N/A | USD/teraBtu | us | us | 643130816.7602
commercial refrigeration | Reference Commercial Compressor Rack Systems | 2038 | INSTALLATION | REPLACEMENT | N/A | USD/teraBtu | us | us | 643130816.7602
commercial refrigeration | Reference Commercial Compressor Rack Systems | 2039 | CAPITAL | NEW | N/A | USD/teraBtu | us | us | 416212826913.293
commercial refrigeration | Reference Commercial Compressor Rack Systems | 2039 | CAPITAL | REPLACEMENT | N/A | USD/teraBtu | us | us | 416212826913.293
commercial refrigeration | Reference Commercial Compressor Rack Systems | 2039 | FIXED_OM | NEW | N/A | USD/teraBtu | us | us | 44526090213.6961
commercial refrigeration | Reference Commercial Compressor Rack Systems | 2039 | FIXED_OM | REPLACEMENT | N/A | USD/teraBtu | us | us | 44526090213.6961
commercial refrigeration | Reference Commercial Compressor Rack Systems | 2039 | INSTALLATION | NEW | N/A | USD/teraBtu | us | us | 643130816.7602
commercial refrigeration | Reference Commercial Compressor Rack Systems | 2039 | INSTALLATION | REPLACEMENT | N/A | USD/teraBtu | us | us | 643130816.7602
commercial refrigeration | Reference Commercial Compressor Rack Systems | 2040 | CAPITAL | NEW | N/A | USD/teraBtu | us | us | 416212826913.293
commercial refrigeration | Reference Commercial Compressor Rack Systems | 2040 | CAPITAL | REPLACEMENT | N/A | USD/teraBtu | us | us | 416212826913.293
commercial refrigeration | Reference Commercial Compressor Rack Systems | 2040 | FIXED_OM | NEW | N/A | USD/teraBtu | us | us | 44526090213.6961
commercial refrigeration | Reference Commercial Compressor Rack Systems | 2040 | FIXED_OM | REPLACEMENT | N/A | USD/teraBtu | us | us | 44526090213.6961
commercial refrigeration | Reference Commercial Compressor Rack Systems | 2040 | INSTALLATION | NEW | N/A | USD/teraBtu | us | us | 643130816.7602
commercial refrigeration | Reference Commercial Compressor Rack Systems | 2040 | INSTALLATION | REPLACEMENT | N/A | USD/teraBtu | us | us | 643130816.7602
commercial refrigeration | Reference Commercial Compressor Rack Systems | 2041 | CAPITAL | NEW | N/A | USD/teraBtu | us | us | 416212826913.293
commercial refrigeration | Reference Commercial Compressor Rack Systems | 2041 | CAPITAL | REPLACEMENT | N/A | USD/teraBtu | us | us | 416212826913.293
commercial refrigeration | Reference Commercial Compressor Rack Systems | 2041 | FIXED_OM | NEW | N/A | USD/teraBtu | us | us | 44526090213.6961
commercial refrigeration | Reference Commercial Compressor Rack Systems | 2041 | FIXED_OM | REPLACEMENT | N/A | USD/teraBtu | us | us | 44526090213.6961
commercial refrigeration | Reference Commercial Compressor Rack Systems | 2041 | INSTALLATION | NEW | N/A | USD/teraBtu | us | us | 643130816.7602
commercial refrigeration | Reference Commercial Compressor Rack Systems | 2041 | INSTALLATION | REPLACEMENT | N/A | USD/teraBtu | us | us | 643130816.7602
commercial refrigeration | Reference Commercial Compressor Rack Systems | 2042 | CAPITAL | NEW | N/A | USD/teraBtu | us | us | 416212826913.293
commercial refrigeration | Reference Commercial Compressor Rack Systems | 2042 | CAPITAL | REPLACEMENT | N/A | USD/teraBtu | us | us | 416212826913.293
commercial refrigeration | Reference Commercial Compressor Rack Systems | 2042 | FIXED_OM | NEW | N/A | USD/teraBtu | us | us | 44526090213.6961
commercial refrigeration | Reference Commercial Compressor Rack Systems | 2042 | FIXED_OM | REPLACEMENT | N/A | USD/teraBtu | us | us | 44526090213.6961
commercial refrigeration | Reference Commercial Compressor Rack Systems | 2042 | INSTALLATION | NEW | N/A | USD/teraBtu | us | us | 643130816.7602
commercial refrigeration | Reference Commercial Compressor Rack Systems | 2042 | INSTALLATION | REPLACEMENT | N/A | USD/teraBtu | us | us | 643130816.7602
commercial refrigeration | Reference Commercial Compressor Rack Systems | 2043 | CAPITAL | NEW | N/A | USD/teraBtu | us | us | 416212826913.293
commercial refrigeration | Reference Commercial Compressor Rack Systems | 2043 | CAPITAL | REPLACEMENT | N/A | USD/teraBtu | us | us | 416212826913.293
commercial refrigeration | Reference Commercial Compressor Rack Systems | 2043 | FIXED_OM | NEW | N/A | USD/teraBtu | us | us | 44526090213.6961
commercial refrigeration | Reference Commercial Compressor Rack Systems | 2043 | FIXED_OM | REPLACEMENT | N/A | USD/teraBtu | us | us | 44526090213.6961
commercial refrigeration | Reference Commercial Compressor Rack Systems | 2043 | INSTALLATION | NEW | N/A | USD/teraBtu | us | us | 643130816.7602
commercial refrigeration | Reference Commercial Compressor Rack Systems | 2043 | INSTALLATION | REPLACEMENT | N/A | USD/teraBtu | us | us | 643130816.7602
commercial refrigeration | Reference Commercial Compressor Rack Systems | 2044 | CAPITAL | NEW | N/A | USD/teraBtu | us | us | 416212826913.293
commercial refrigeration | Reference Commercial Compressor Rack Systems | 2044 | CAPITAL | REPLACEMENT | N/A | USD/teraBtu | us | us | 416212826913.293
commercial refrigeration | Reference Commercial Compressor Rack Systems | 2044 | FIXED_OM | NEW | N/A | USD/teraBtu | us | us | 44526090213.6961
commercial refrigeration | Reference Commercial Compressor Rack Systems | 2044 | FIXED_OM | REPLACEMENT | N/A | USD/teraBtu | us | us | 44526090213.6961
commercial refrigeration | Reference Commercial Compressor Rack Systems | 2044 | INSTALLATION | NEW | N/A | USD/teraBtu | us | us | 643130816.7602
commercial refrigeration | Reference Commercial Compressor Rack Systems | 2044 | INSTALLATION | REPLACEMENT | N/A | USD/teraBtu | us | us | 643130816.7602
commercial refrigeration | Reference Commercial Compressor Rack Systems | 2045 | CAPITAL | NEW | N/A | USD/teraBtu | us | us | 416212826913.293
commercial refrigeration | Reference Commercial Compressor Rack Systems | 2045 | CAPITAL | REPLACEMENT | N/A | USD/teraBtu | us | us | 416212826913.293
commercial refrigeration | Reference Commercial Compressor Rack Systems | 2045 | FIXED_OM | NEW | N/A | USD/teraBtu | us | us | 44526090213.6961
commercial refrigeration | Reference Commercial Compressor Rack Systems | 2045 | FIXED_OM | REPLACEMENT | N/A | USD/teraBtu | us | us | 44526090213.6961
commercial refrigeration | Reference Commercial Compressor Rack Systems | 2045 | INSTALLATION | NEW | N/A | USD/teraBtu | us | us | 643130816.7602
commercial refrigeration | Reference Commercial Compressor Rack Systems | 2045 | INSTALLATION | REPLACEMENT | N/A | USD/teraBtu | us | us | 643130816.7602
commercial refrigeration | Reference Commercial Compressor Rack Systems | 2046 | CAPITAL | NEW | N/A | USD/teraBtu | us | us | 416212826913.293
commercial refrigeration | Reference Commercial Compressor Rack Systems | 2046 | CAPITAL | REPLACEMENT | N/A | USD/teraBtu | us | us | 416212826913.293
commercial refrigeration | Reference Commercial Compressor Rack Systems | 2046 | FIXED_OM | NEW | N/A | USD/teraBtu | us | us | 44526090213.6961
commercial refrigeration | Reference Commercial Compressor Rack Systems | 2046 | FIXED_OM | REPLACEMENT | N/A | USD/teraBtu | us | us | 44526090213.6961
commercial refrigeration | Reference Commercial Compressor Rack Systems | 2046 | INSTALLATION | NEW | N/A | USD/teraBtu | us | us | 643130816.7602
commercial refrigeration | Reference Commercial Compressor Rack Systems | 2046 | INSTALLATION | REPLACEMENT | N/A | USD/teraBtu | us | us | 643130816.7602
commercial refrigeration | Reference Commercial Compressor Rack Systems | 2047 | CAPITAL | NEW | N/A | USD/teraBtu | us | us | 416212826913.293
commercial refrigeration | Reference Commercial Compressor Rack Systems | 2047 | CAPITAL | REPLACEMENT | N/A | USD/teraBtu | us | us | 416212826913.293
commercial refrigeration | Reference Commercial Compressor Rack Systems | 2047 | FIXED_OM | NEW | N/A | USD/teraBtu | us | us | 44526090213.6961
commercial refrigeration | Reference Commercial Compressor Rack Systems | 2047 | FIXED_OM | REPLACEMENT | N/A | USD/teraBtu | us | us | 44526090213.6961
commercial refrigeration | Reference Commercial Compressor Rack Systems | 2047 | INSTALLATION | NEW | N/A | USD/teraBtu | us | us | 643130816.7602
commercial refrigeration | Reference Commercial Compressor Rack Systems | 2047 | INSTALLATION | REPLACEMENT | N/A | USD/teraBtu | us | us | 643130816.7602
commercial refrigeration | Reference Commercial Compressor Rack Systems | 2048 | CAPITAL | NEW | N/A | USD/teraBtu | us | us | 416212826913.293
commercial refrigeration | Reference Commercial Compressor Rack Systems | 2048 | CAPITAL | REPLACEMENT | N/A | USD/teraBtu | us | us | 416212826913.293
commercial refrigeration | Reference Commercial Compressor Rack Systems | 2048 | FIXED_OM | NEW | N/A | USD/teraBtu | us | us | 44526090213.6961
commercial refrigeration | Reference Commercial Compressor Rack Systems | 2048 | FIXED_OM | REPLACEMENT | N/A | USD/teraBtu | us | us | 44526090213.6961
commercial refrigeration | Reference Commercial Compressor Rack Systems | 2048 | INSTALLATION | NEW | N/A | USD/teraBtu | us | us | 643130816.7602
commercial refrigeration | Reference Commercial Compressor Rack Systems | 2048 | INSTALLATION | REPLACEMENT | N/A | USD/teraBtu | us | us | 643130816.7602
commercial refrigeration | Reference Commercial Compressor Rack Systems | 2049 | CAPITAL | NEW | N/A | USD/teraBtu | us | us | 416212826913.293
commercial refrigeration | Reference Commercial Compressor Rack Systems | 2049 | CAPITAL | REPLACEMENT | N/A | USD/teraBtu | us | us | 416212826913.293
commercial refrigeration | Reference Commercial Compressor Rack Systems | 2049 | FIXED_OM | NEW | N/A | USD/teraBtu | us | us | 44526090213.6961
commercial refrigeration | Reference Commercial Compressor Rack Systems | 2049 | FIXED_OM | REPLACEMENT | N/A | USD/teraBtu | us | us | 44526090213.6961
commercial refrigeration | Reference Commercial Compressor Rack Systems | 2049 | INSTALLATION | NEW | N/A | USD/teraBtu | us | us | 643130816.7602
commercial refrigeration | Reference Commercial Compressor Rack Systems | 2049 | INSTALLATION | REPLACEMENT | N/A | USD/teraBtu | us | us | 643130816.7602
commercial refrigeration | Reference Commercial Compressor Rack Systems | 2050 | CAPITAL | NEW | N/A | USD/teraBtu | us | us | 416212826913.293
commercial refrigeration | Reference Commercial Compressor Rack Systems | 2050 | CAPITAL | REPLACEMENT | N/A | USD/teraBtu | us | us | 416212826913.293
commercial refrigeration | Reference Commercial Compressor Rack Systems | 2050 | FIXED_OM | NEW | N/A | USD/teraBtu | us | us | 44526090213.6961
commercial refrigeration | Reference Commercial Compressor Rack Systems | 2050 | FIXED_OM | REPLACEMENT | N/A | USD/teraBtu | us | us | 44526090213.6961
commercial refrigeration | Reference Commercial Compressor Rack Systems | 2050 | INSTALLATION | NEW | N/A | USD/teraBtu | us | us | 643130816.7602
commercial refrigeration | Reference Commercial Compressor Rack Systems | 2050 | INSTALLATION | REPLACEMENT | N/A | USD/teraBtu | us | us | 643130816.7602
commercial refrigeration | Reference Commercial Condensers | 2020 | CAPITAL | NEW | N/A | USD/teraBtu | us | us | 54666119424.6148
commercial refrigeration | Reference Commercial Condensers | 2020 | CAPITAL | REPLACEMENT | N/A | USD/teraBtu | us | us | 54666119424.6148
commercial refrigeration | Reference Commercial Condensers | 2020 | FIXED_OM | NEW | N/A | USD/teraBtu | us | us | 911101990.4102
commercial refrigeration | Reference Commercial Condensers | 2020 | FIXED_OM | REPLACEMENT | N/A | USD/teraBtu | us | us | 911101990.4102
commercial refrigeration | Reference Commercial Condensers | 2020 | INSTALLATION | NEW | N/A | USD/teraBtu | us | us | 38080097.2258
commercial refrigeration | Reference Commercial Condensers | 2020 | INSTALLATION | REPLACEMENT | N/A | USD/teraBtu | us | us | 38080097.2258
commercial refrigeration | Reference Commercial Condensers | 2021 | CAPITAL | NEW | N/A | USD/teraBtu | us | us | 54666119424.6148
commercial refrigeration | Reference Commercial Condensers | 2021 | CAPITAL | REPLACEMENT | N/A | USD/teraBtu | us | us | 54666119424.6148
commercial refrigeration | Reference Commercial Condensers | 2021 | FIXED_OM | NEW | N/A | USD/teraBtu | us | us | 921820837.3563
commercial refrigeration | Reference Commercial Condensers | 2021 | FIXED_OM | REPLACEMENT | N/A | USD/teraBtu | us | us | 921820837.3563
commercial refrigeration | Reference Commercial Condensers | 2021 | INSTALLATION | NEW | N/A | USD/teraBtu | us | us | 38080097.2258
commercial refrigeration | Reference Commercial Condensers | 2021 | INSTALLATION | REPLACEMENT | N/A | USD/teraBtu | us | us | 38080097.2258
commercial refrigeration | Reference Commercial Condensers | 2022 | CAPITAL | NEW | N/A | USD/teraBtu | us | us | 54666119424.6148
commercial refrigeration | Reference Commercial Condensers | 2022 | CAPITAL | REPLACEMENT | N/A | USD/teraBtu | us | us | 54666119424.6148
commercial refrigeration | Reference Commercial Condensers | 2022 | FIXED_OM | NEW | N/A | USD/teraBtu | us | us | 932539684.3023
commercial refrigeration | Reference Commercial Condensers | 2022 | FIXED_OM | REPLACEMENT | N/A | USD/teraBtu | us | us | 932539684.3023
commercial refrigeration | Reference Commercial Condensers | 2022 | INSTALLATION | NEW | N/A | USD/teraBtu | us | us | 38080097.2258
commercial refrigeration | Reference Commercial Condensers | 2022 | INSTALLATION | REPLACEMENT | N/A | USD/teraBtu | us | us | 38080097.2258
commercial refrigeration | Reference Commercial Condensers | 2023 | CAPITAL | NEW | N/A | USD/teraBtu | us | us | 54666119424.6148
commercial refrigeration | Reference Commercial Condensers | 2023 | CAPITAL | REPLACEMENT | N/A | USD/teraBtu | us | us | 54666119424.6148
commercial refrigeration | Reference Commercial Condensers | 2023 | FIXED_OM | NEW | N/A | USD/teraBtu | us | us | 943258531.2483
commercial refrigeration | Reference Commercial Condensers | 2023 | FIXED_OM | REPLACEMENT | N/A | USD/teraBtu | us | us | 943258531.2483
commercial refrigeration | Reference Commercial Condensers | 2023 | INSTALLATION | NEW | N/A | USD/teraBtu | us | us | 38080097.2258
commercial refrigeration | Reference Commercial Condensers | 2023 | INSTALLATION | REPLACEMENT | N/A | USD/teraBtu | us | us | 38080097.2258
commercial refrigeration | Reference Commercial Condensers | 2024 | CAPITAL | NEW | N/A | USD/teraBtu | us | us | 54666119424.6148
commercial refrigeration | Reference Commercial Condensers | 2024 | CAPITAL | REPLACEMENT | N/A | USD/teraBtu | us | us | 54666119424.6148
commercial refrigeration | Reference Commercial Condensers | 2024 | FIXED_OM | NEW | N/A | USD/teraBtu | us | us | 953977378.1943
commercial refrigeration | Reference Commercial Condensers | 2024 | FIXED_OM | REPLACEMENT | N/A | USD/teraBtu | us | us | 953977378.1943
commercial refrigeration | Reference Commercial Condensers | 2024 | INSTALLATION | NEW | N/A | USD/teraBtu | us | us | 38080097.2258
commercial refrigeration | Reference Commercial Condensers | 2024 | INSTALLATION | REPLACEMENT | N/A | USD/teraBtu | us | us | 38080097.2258
commercial refrigeration | Reference Commercial Condensers | 2025 | CAPITAL | NEW | N/A | USD/teraBtu | us | us | 54666119424.6148
commercial refrigeration | Reference Commercial Condensers | 2025 | CAPITAL | REPLACEMENT | N/A | USD/teraBtu | us | us | 54666119424.6148
commercial refrigeration | Reference Commercial Condensers | 2025 | FIXED_OM | NEW | N/A | USD/teraBtu | us | us | 964696225.1403
commercial refrigeration | Reference Commercial Condensers | 2025 | FIXED_OM | REPLACEMENT | N/A | USD/teraBtu | us | us | 964696225.1403
commercial refrigeration | Reference Commercial Condensers | 2025 | INSTALLATION | NEW | N/A | USD/teraBtu | us | us | 38080097.2258
commercial refrigeration | Reference Commercial Condensers | 2025 | INSTALLATION | REPLACEMENT | N/A | USD/teraBtu | us | us | 38080097.2258
commercial refrigeration | Reference Commercial Condensers | 2026 | CAPITAL | NEW | N/A | USD/teraBtu | us | us | 54666119424.6148
commercial refrigeration | Reference Commercial Condensers | 2026 | CAPITAL | REPLACEMENT | N/A | USD/teraBtu | us | us | 54666119424.6148
commercial refrigeration | Reference Commercial Condensers | 2026 | FIXED_OM | NEW | N/A | USD/teraBtu | us | us | 975415072.0863
commercial refrigeration | Reference Commercial Condensers | 2026 | FIXED_OM | REPLACEMENT | N/A | USD/teraBtu | us | us | 975415072.0863
commercial refrigeration | Reference Commercial Condensers | 2026 | INSTALLATION | NEW | N/A | USD/teraBtu | us | us | 38080097.2258
commercial refrigeration | Reference Commercial Condensers | 2026 | INSTALLATION | REPLACEMENT | N/A | USD/teraBtu | us | us | 38080097.2258
commercial refrigeration | Reference Commercial Condensers | 2027 | CAPITAL | NEW | N/A | USD/teraBtu | us | us | 54666119424.6148
commercial refrigeration | Reference Commercial Condensers | 2027 | CAPITAL | REPLACEMENT | N/A | USD/teraBtu | us | us | 54666119424.6148
commercial refrigeration | Reference Commercial Condensers | 2027 | FIXED_OM | NEW | N/A | USD/teraBtu | us | us | 986133919.0323
commercial refrigeration | Reference Commercial Condensers | 2027 | FIXED_OM | REPLACEMENT | N/A | USD/teraBtu | us | us | 986133919.0323
commercial refrigeration | Reference Commercial Condensers | 2027 | INSTALLATION | NEW | N/A | USD/teraBtu | us | us | 38080097.2258
commercial refrigeration | Reference Commercial Condensers | 2027 | INSTALLATION | REPLACEMENT | N/A | USD/teraBtu | us | us | 38080097.2258
commercial refrigeration | Reference Commercial Condensers | 2028 | CAPITAL | NEW | N/A | USD/teraBtu | us | us | 54666119424.6148
commercial refrigeration | Reference Commercial Condensers | 2028 | CAPITAL | REPLACEMENT | N/A | USD/teraBtu | us | us | 54666119424.6148
commercial refrigeration | Reference Commercial Condensers | 2028 | FIXED_OM | NEW | N/A | USD/teraBtu | us | us | 996852765.9783
commercial refrigeration | Reference Commercial Condensers | 2028 | FIXED_OM | REPLACEMENT | N/A | USD/teraBtu | us | us | 996852765.9783
commercial refrigeration | Reference Commercial Condensers | 2028 | INSTALLATION | NEW | N/A | USD/teraBtu | us | us | 38080097.2258
commercial refrigeration | Reference Commercial Condensers | 2028 | INSTALLATION | REPLACEMENT | N/A | USD/teraBtu | us | us | 38080097.2258
commercial refrigeration | Reference Commercial Condensers | 2029 | CAPITAL | NEW | N/A | USD/teraBtu | us | us | 54666119424.6148
commercial refrigeration | Reference Commercial Condensers | 2029 | CAPITAL | REPLACEMENT | N/A | USD/teraBtu | us | us | 54666119424.6148
commercial refrigeration | Reference Commercial Condensers | 2029 | FIXED_OM | NEW | N/A | USD/teraBtu | us | us | 1007571612.9243
commercial refrigeration | Reference Commercial Condensers | 2029 | FIXED_OM | REPLACEMENT | N/A | USD/teraBtu | us | us | 1007571612.9243
commercial refrigeration | Reference Commercial Condensers | 2029 | INSTALLATION | NEW | N/A | USD/teraBtu | us | us | 38080097.2258
commercial refrigeration | Reference Commercial Condensers | 2029 | INSTALLATION | REPLACEMENT | N/A | USD/teraBtu | us | us | 38080097.2258
commercial refrigeration | Reference Commercial Condensers | 2030 | CAPITAL | NEW | N/A | USD/teraBtu | us | us | 54666119424.6148
commercial refrigeration | Reference Commercial Condensers | 2030 | CAPITAL | REPLACEMENT | N/A | USD/teraBtu | us | us | 54666119424.6148
commercial refrigeration | Reference Commercial Condensers | 2030 | FIXED_OM | NEW | N/A | USD/teraBtu | us | us | 1018290459.8703
commercial refrigeration | Reference Commercial Condensers | 2030 | FIXED_OM | REPLACEMENT | N/A | USD/teraBtu | us | us | 1018290459.8703
commercial refrigeration | Reference Commercial Condensers | 2030 | INSTALLATION | NEW | N/A | USD/teraBtu | us | us | 38080097.2258
commercial refrigeration | Reference Commercial Condensers | 2030 | INSTALLATION | REPLACEMENT | N/A | USD/teraBtu | us | us | 38080097.2258
commercial refrigeration | Reference Commercial Condensers | 2031 | CAPITAL | NEW | N/A | USD/teraBtu | us | us | 54666119424.6148
commercial refrigeration | Reference Commercial Condensers | 2031 | CAPITAL | REPLACEMENT | N/A | USD/teraBtu | us | us | 54666119424.6148
commercial refrigeration | Reference Commercial Condensers | 2031 | FIXED_OM | NEW | N/A | USD/teraBtu | us | us | 1018290459.8703
commercial refrigeration | Reference Commercial Condensers | 2031 | FIXED_OM | REPLACEMENT | N/A | USD/teraBtu | us | us | 1018290459.8703
commercial refrigeration | Reference Commercial Condensers | 2031 | INSTALLATION | NEW | N/A | USD/teraBtu | us | us | 38080097.2258
commercial refrigeration | Reference Commercial Condensers | 2031 | INSTALLATION | REPLACEMENT | N/A | USD/teraBtu | us | us | 38080097.2258
commercial refrigeration | Reference Commercial Condensers | 2032 | CAPITAL | NEW | N/A | USD/teraBtu | us | us | 54666119424.6148
commercial refrigeration | Reference Commercial Condensers | 2032 | CAPITAL | REPLACEMENT | N/A | USD/teraBtu | us | us | 54666119424.6148
commercial refrigeration | Reference Commercial Condensers | 2032 | FIXED_OM | NEW | N/A | USD/teraBtu | us | us | 1018290459.8703
commercial refrigeration | Reference Commercial Condensers | 2032 | FIXED_OM | REPLACEMENT | N/A | USD/teraBtu | us | us | 1018290459.8703
commercial refrigeration | Reference Commercial Condensers | 2032 | INSTALLATION | NEW | N/A | USD/teraBtu | us | us | 38080097.2258
commercial refrigeration | Reference Commercial Condensers | 2032 | INSTALLATION | REPLACEMENT | N/A | USD/teraBtu | us | us | 38080097.2258
commercial refrigeration | Reference Commercial Condensers | 2033 | CAPITAL | NEW | N/A | USD/teraBtu | us | us | 54666119424.6148
commercial refrigeration | Reference Commercial Condensers | 2033 | CAPITAL | REPLACEMENT | N/A | USD/teraBtu | us | us | 54666119424.6148
commercial refrigeration | Reference Commercial Condensers | 2033 | FIXED_OM | NEW | N/A | USD/teraBtu | us | us | 1018290459.8703
commercial refrigeration | Reference Commercial Condensers | 2033 | FIXED_OM | REPLACEMENT | N/A | USD/teraBtu | us | us | 1018290459.8703
commercial refrigeration | Reference Commercial Condensers | 2033 | INSTALLATION | NEW | N/A | USD/teraBtu | us | us | 38080097.2258
commercial refrigeration | Reference Commercial Condensers | 2033 | INSTALLATION | REPLACEMENT | N/A | USD/teraBtu | us | us | 38080097.2258
commercial refrigeration | Reference Commercial Condensers | 2034 | CAPITAL | NEW | N/A | USD/teraBtu | us | us | 54666119424.6148
commercial refrigeration | Reference Commercial Condensers | 2034 | CAPITAL | REPLACEMENT | N/A | USD/teraBtu | us | us | 54666119424.6148
commercial refrigeration | Reference Commercial Condensers | 2034 | FIXED_OM | NEW | N/A | USD/teraBtu | us | us | 1018290459.8703
commercial refrigeration | Reference Commercial Condensers | 2034 | FIXED_OM | REPLACEMENT | N/A | USD/teraBtu | us | us | 1018290459.8703
commercial refrigeration | Reference Commercial Condensers | 2034 | INSTALLATION | NEW | N/A | USD/teraBtu | us | us | 38080097.2258
commercial refrigeration | Reference Commercial Condensers | 2034 | INSTALLATION | REPLACEMENT | N/A | USD/teraBtu | us | us | 38080097.2258
commercial refrigeration | Reference Commercial Condensers | 2035 | CAPITAL | NEW | N/A | USD/teraBtu | us | us | 54666119424.6148
commercial refrigeration | Reference Commercial Condensers | 2035 | CAPITAL | REPLACEMENT | N/A | USD/teraBtu | us | us | 54666119424.6148
commercial refrigeration | Reference Commercial Condensers | 2035 | FIXED_OM | NEW | N/A | USD/teraBtu | us | us | 1018290459.8703
commercial refrigeration | Reference Commercial Condensers | 2035 | FIXED_OM | REPLACEMENT | N/A | USD/teraBtu | us | us | 1018290459.8703
commercial refrigeration | Reference Commercial Condensers | 2035 | INSTALLATION | NEW | N/A | USD/teraBtu | us | us | 38080097.2258
commercial refrigeration | Reference Commercial Condensers | 2035 | INSTALLATION | REPLACEMENT | N/A | USD/teraBtu | us | us | 38080097.2258
commercial refrigeration | Reference Commercial Condensers | 2036 | CAPITAL | NEW | N/A | USD/teraBtu | us | us | 54666119424.6148
commercial refrigeration | Reference Commercial Condensers | 2036 | CAPITAL | REPLACEMENT | N/A | USD/teraBtu | us | us | 54666119424.6148
commercial refrigeration | Reference Commercial Condensers | 2036 | FIXED_OM | NEW | N/A | USD/teraBtu | us | us | 1018290459.8703
commercial refrigeration | Reference Commercial Condensers | 2036 | FIXED_OM | REPLACEMENT | N/A | USD/teraBtu | us | us | 1018290459.8703
commercial refrigeration | Reference Commercial Condensers | 2036 | INSTALLATION | NEW | N/A | USD/teraBtu | us | us | 38080097.2258
commercial refrigeration | Reference Commercial Condensers | 2036 | INSTALLATION | REPLACEMENT | N/A | USD/teraBtu | us | us | 38080097.2258
commercial refrigeration | Reference Commercial Condensers | 2037 | CAPITAL | NEW | N/A | USD/teraBtu | us | us | 54666119424.6148
commercial refrigeration | Reference Commercial Condensers | 2037 | CAPITAL | REPLACEMENT | N/A | USD/teraBtu | us | us | 54666119424.6148
commercial refrigeration | Reference Commercial Condensers | 2037 | FIXED_OM | NEW | N/A | USD/teraBtu | us | us | 1018290459.8703
commercial refrigeration | Reference Commercial Condensers | 2037 | FIXED_OM | REPLACEMENT | N/A | USD/teraBtu | us | us | 1018290459.8703
commercial refrigeration | Reference Commercial Condensers | 2037 | INSTALLATION | NEW | N/A | USD/teraBtu | us | us | 38080097.2258
commercial refrigeration | Reference Commercial Condensers | 2037 | INSTALLATION | REPLACEMENT | N/A | USD/teraBtu | us | us | 38080097.2258
commercial refrigeration | Reference Commercial Condensers | 2038 | CAPITAL | NEW | N/A | USD/teraBtu | us | us | 54666119424.6148
commercial refrigeration | Reference Commercial Condensers | 2038 | CAPITAL | REPLACEMENT | N/A | USD/teraBtu | us | us | 54666119424.6148
commercial refrigeration | Reference Commercial Condensers | 2038 | FIXED_OM | NEW | N/A | USD/teraBtu | us | us | 1018290459.8703
commercial refrigeration | Reference Commercial Condensers | 2038 | FIXED_OM | REPLACEMENT | N/A | USD/teraBtu | us | us | 1018290459.8703
commercial refrigeration | Reference Commercial Condensers | 2038 | INSTALLATION | NEW | N/A | USD/teraBtu | us | us | 38080097.2258
commercial refrigeration | Reference Commercial Condensers | 2038 | INSTALLATION | REPLACEMENT | N/A | USD/teraBtu | us | us | 38080097.2258
commercial refrigeration | Reference Commercial Condensers | 2039 | CAPITAL | NEW | N/A | USD/teraBtu | us | us | 54666119424.6148
commercial refrigeration | Reference Commercial Condensers | 2039 | CAPITAL | REPLACEMENT | N/A | USD/teraBtu | us | us | 54666119424.6148
commercial refrigeration | Reference Commercial Condensers | 2039 | FIXED_OM | NEW | N/A | USD/teraBtu | us | us | 1018290459.8703
commercial refrigeration | Reference Commercial Condensers | 2039 | FIXED_OM | REPLACEMENT | N/A | USD/teraBtu | us | us | 1018290459.8703
commercial refrigeration | Reference Commercial Condensers | 2039 | INSTALLATION | NEW | N/A | USD/teraBtu | us | us | 38080097.2258
commercial refrigeration | Reference Commercial Condensers | 2039 | INSTALLATION | REPLACEMENT | N/A | USD/teraBtu | us | us | 38080097.2258
commercial refrigeration | Reference Commercial Condensers | 2040 | CAPITAL | NEW | N/A | USD/teraBtu | us | us | 54666119424.6148
commercial refrigeration | Reference Commercial Condensers | 2040 | CAPITAL | REPLACEMENT | N/A | USD/teraBtu | us | us | 54666119424.6148
commercial refrigeration | Reference Commercial Condensers | 2040 | FIXED_OM | NEW | N/A | USD/teraBtu | us | us | 1018290459.8703
commercial refrigeration | Reference Commercial Condensers | 2040 | FIXED_OM | REPLACEMENT | N/A | USD/teraBtu | us | us | 1018290459.8703
commercial refrigeration | Reference Commercial Condensers | 2040 | INSTALLATION | NEW | N/A | USD/teraBtu | us | us | 38080097.2258
commercial refrigeration | Reference Commercial Condensers | 2040 | INSTALLATION | REPLACEMENT | N/A | USD/teraBtu | us | us | 38080097.2258
commercial refrigeration | Reference Commercial Condensers | 2041 | CAPITAL | NEW | N/A | USD/teraBtu | us | us | 54666119424.6148
commercial refrigeration | Reference Commercial Condensers | 2041 | CAPITAL | REPLACEMENT | N/A | USD/teraBtu | us | us | 54666119424.6148
commercial refrigeration | Reference Commercial Condensers | 2041 | FIXED_OM | NEW | N/A | USD/teraBtu | us | us | 1018290459.8703
commercial refrigeration | Reference Commercial Condensers | 2041 | FIXED_OM | REPLACEMENT | N/A | USD/teraBtu | us | us | 1018290459.8703
commercial refrigeration | Reference Commercial Condensers | 2041 | INSTALLATION | NEW | N/A | USD/teraBtu | us | us | 38080097.2258
commercial refrigeration | Reference Commercial Condensers | 2041 | INSTALLATION | REPLACEMENT | N/A | USD/teraBtu | us | us | 38080097.2258
commercial refrigeration | Reference Commercial Condensers | 2042 | CAPITAL | NEW | N/A | USD/teraBtu | us | us | 54666119424.6148
commercial refrigeration | Reference Commercial Condensers | 2042 | CAPITAL | REPLACEMENT | N/A | USD/teraBtu | us | us | 54666119424.6148
commercial refrigeration | Reference Commercial Condensers | 2042 | FIXED_OM | NEW | N/A | USD/teraBtu | us | us | 1018290459.8703
commercial refrigeration | Reference Commercial Condensers | 2042 | FIXED_OM | REPLACEMENT | N/A | USD/teraBtu | us | us | 1018290459.8703
commercial refrigeration | Reference Commercial Condensers | 2042 | INSTALLATION | NEW | N/A | USD/teraBtu | us | us | 38080097.2258
commercial refrigeration | Reference Commercial Condensers | 2042 | INSTALLATION | REPLACEMENT | N/A | USD/teraBtu | us | us | 38080097.2258
commercial refrigeration | Reference Commercial Condensers | 2043 | CAPITAL | NEW | N/A | USD/teraBtu | us | us | 54666119424.6148
commercial refrigeration | Reference Commercial Condensers | 2043 | CAPITAL | REPLACEMENT | N/A | USD/teraBtu | us | us | 54666119424.6148
commercial refrigeration | Reference Commercial Condensers | 2043 | FIXED_OM | NEW | N/A | USD/teraBtu | us | us | 1018290459.8703
commercial refrigeration | Reference Commercial Condensers | 2043 | FIXED_OM | REPLACEMENT | N/A | USD/teraBtu | us | us | 1018290459.8703
commercial refrigeration | Reference Commercial Condensers | 2043 | INSTALLATION | NEW | N/A | USD/teraBtu | us | us | 38080097.2258
commercial refrigeration | Reference Commercial Condensers | 2043 | INSTALLATION | REPLACEMENT | N/A | USD/teraBtu | us | us | 38080097.2258
commercial refrigeration | Reference Commercial Condensers | 2044 | CAPITAL | NEW | N/A | USD/teraBtu | us | us | 54666119424.6148
commercial refrigeration | Reference Commercial Condensers | 2044 | CAPITAL | REPLACEMENT | N/A | USD/teraBtu | us | us | 54666119424.6148
commercial refrigeration | Reference Commercial Condensers | 2044 | FIXED_OM | NEW | N/A | USD/teraBtu | us | us | 1018290459.8703
commercial refrigeration | Reference Commercial Condensers | 2044 | FIXED_OM | REPLACEMENT | N/A | USD/teraBtu | us | us | 1018290459.8703
commercial refrigeration | Reference Commercial Condensers | 2044 | INSTALLATION | NEW | N/A | USD/teraBtu | us | us | 38080097.2258
commercial refrigeration | Reference Commercial Condensers | 2044 | INSTALLATION | REPLACEMENT | N/A | USD/teraBtu | us | us | 38080097.2258
commercial refrigeration | Reference Commercial Condensers | 2045 | CAPITAL | NEW | N/A | USD/teraBtu | us | us | 54666119424.6148
commercial refrigeration | Reference Commercial Condensers | 2045 | CAPITAL | REPLACEMENT | N/A | USD/teraBtu | us | us | 54666119424.6148
commercial refrigeration | Reference Commercial Condensers | 2045 | FIXED_OM | NEW | N/A | USD/teraBtu | us | us | 1018290459.8703
commercial refrigeration | Reference Commercial Condensers | 2045 | FIXED_OM | REPLACEMENT | N/A | USD/teraBtu | us | us | 1018290459.8703
commercial refrigeration | Reference Commercial Condensers | 2045 | INSTALLATION | NEW | N/A | USD/teraBtu | us | us | 38080097.2258
commercial refrigeration | Reference Commercial Condensers | 2045 | INSTALLATION | REPLACEMENT | N/A | USD/teraBtu | us | us | 38080097.2258
commercial refrigeration | Reference Commercial Condensers | 2046 | CAPITAL | NEW | N/A | USD/teraBtu | us | us | 54666119424.6148
commercial refrigeration | Reference Commercial Condensers | 2046 | CAPITAL | REPLACEMENT | N/A | USD/teraBtu | us | us | 54666119424.6148
commercial refrigeration | Reference Commercial Condensers | 2046 | FIXED_OM | NEW | N/A | USD/teraBtu | us | us | 1018290459.8703
commercial refrigeration | Reference Commercial Condensers | 2046 | FIXED_OM | REPLACEMENT | N/A | USD/teraBtu | us | us | 1018290459.8703
commercial refrigeration | Reference Commercial Condensers | 2046 | INSTALLATION | NEW | N/A | USD/teraBtu | us | us | 38080097.2258
commercial refrigeration | Reference Commercial Condensers | 2046 | INSTALLATION | REPLACEMENT | N/A | USD/teraBtu | us | us | 38080097.2258
commercial refrigeration | Reference Commercial Condensers | 2047 | CAPITAL | NEW | N/A | USD/teraBtu | us | us | 54666119424.6148
commercial refrigeration | Reference Commercial Condensers | 2047 | CAPITAL | REPLACEMENT | N/A | USD/teraBtu | us | us | 54666119424.6148
commercial refrigeration | Reference Commercial Condensers | 2047 | FIXED_OM | NEW | N/A | USD/teraBtu | us | us | 1018290459.8703
commercial refrigeration | Reference Commercial Condensers | 2047 | FIXED_OM | REPLACEMENT | N/A | USD/teraBtu | us | us | 1018290459.8703
commercial refrigeration | Reference Commercial Condensers | 2047 | INSTALLATION | NEW | N/A | USD/teraBtu | us | us | 38080097.2258
commercial refrigeration | Reference Commercial Condensers | 2047 | INSTALLATION | REPLACEMENT | N/A | USD/teraBtu | us | us | 38080097.2258
commercial refrigeration | Reference Commercial Condensers | 2048 | CAPITAL | NEW | N/A | USD/teraBtu | us | us | 54666119424.6148
commercial refrigeration | Reference Commercial Condensers | 2048 | CAPITAL | REPLACEMENT | N/A | USD/teraBtu | us | us | 54666119424.6148
commercial refrigeration | Reference Commercial Condensers | 2048 | FIXED_OM | NEW | N/A | USD/teraBtu | us | us | 1018290459.8703
commercial refrigeration | Reference Commercial Condensers | 2048 | FIXED_OM | REPLACEMENT | N/A | USD/teraBtu | us | us | 1018290459.8703
commercial refrigeration | Reference Commercial Condensers | 2048 | INSTALLATION | NEW | N/A | USD/teraBtu | us | us | 38080097.2258
commercial refrigeration | Reference Commercial Condensers | 2048 | INSTALLATION | REPLACEMENT | N/A | USD/teraBtu | us | us | 38080097.2258
commercial refrigeration | Reference Commercial Condensers | 2049 | CAPITAL | NEW | N/A | USD/teraBtu | us | us | 54666119424.6148
commercial refrigeration | Reference Commercial Condensers | 2049 | CAPITAL | REPLACEMENT | N/A | USD/teraBtu | us | us | 54666119424.6148
commercial refrigeration | Reference Commercial Condensers | 2049 | FIXED_OM | NEW | N/A | USD/teraBtu | us | us | 1018290459.8703
commercial refrigeration | Reference Commercial Condensers | 2049 | FIXED_OM | REPLACEMENT | N/A | USD/teraBtu | us | us | 1018290459.8703
commercial refrigeration | Reference Commercial Condensers | 2049 | INSTALLATION | NEW | N/A | USD/teraBtu | us | us | 38080097.2258
commercial refrigeration | Reference Commercial Condensers | 2049 | INSTALLATION | REPLACEMENT | N/A | USD/teraBtu | us | us | 38080097.2258
commercial refrigeration | Reference Commercial Condensers | 2050 | CAPITAL | NEW | N/A | USD/teraBtu | us | us | 54666119424.6148
commercial refrigeration | Reference Commercial Condensers | 2050 | CAPITAL | REPLACEMENT | N/A | USD/teraBtu | us | us | 54666119424.6148
commercial refrigeration | Reference Commercial Condensers | 2050 | FIXED_OM | NEW | N/A | USD/teraBtu | us | us | 1018290459.8703
commercial refrigeration | Reference Commercial Condensers | 2050 | FIXED_OM | REPLACEMENT | N/A | USD/teraBtu | us | us | 1018290459.8703
commercial refrigeration | Reference Commercial Condensers | 2050 | INSTALLATION | NEW | N/A | USD/teraBtu | us | us | 38080097.2258
commercial refrigeration | Reference Commercial Condensers | 2050 | INSTALLATION | REPLACEMENT | N/A | USD/teraBtu | us | us | 38080097.2258
commercial refrigeration | Reference Commercial Ice-Machines | 2020 | CAPITAL | NEW | N/A | USD/teraBtu | us | us | 1.4286e+12
commercial refrigeration | Reference Commercial Ice-Machines | 2020 | CAPITAL | REPLACEMENT | N/A | USD/teraBtu | us | us | 1.4286e+12
commercial refrigeration | Reference Commercial Ice-Machines | 2020 | FIXED_OM | NEW | N/A | USD/teraBtu | us | us | 439183315918.577
commercial refrigeration | Reference Commercial Ice-Machines | 2020 | FIXED_OM | REPLACEMENT | N/A | USD/teraBtu | us | us | 439183315918.577
commercial refrigeration | Reference Commercial Ice-Machines | 2020 | INSTALLATION | NEW | N/A | USD/teraBtu | us | us | 220770731123.348
commercial refrigeration | Reference Commercial Ice-Machines | 2020 | INSTALLATION | REPLACEMENT | N/A | USD/teraBtu | us | us | 220770731123.348
commercial refrigeration | Reference Commercial Ice-Machines | 2021 | CAPITAL | NEW | N/A | USD/teraBtu | us | us | 1.4305e+12
commercial refrigeration | Reference Commercial Ice-Machines | 2021 | CAPITAL | REPLACEMENT | N/A | USD/teraBtu | us | us | 1.4305e+12
commercial refrigeration | Reference Commercial Ice-Machines | 2021 | FIXED_OM | NEW | N/A | USD/teraBtu | us | us | 439183315918.577
commercial refrigeration | Reference Commercial Ice-Machines | 2021 | FIXED_OM | REPLACEMENT | N/A | USD/teraBtu | us | us | 439183315918.577
commercial refrigeration | Reference Commercial Ice-Machines | 2021 | INSTALLATION | NEW | N/A | USD/teraBtu | us | us | 220770731123.348
commercial refrigeration | Reference Commercial Ice-Machines | 2021 | INSTALLATION | REPLACEMENT | N/A | USD/teraBtu | us | us | 220770731123.348
commercial refrigeration | Reference Commercial Ice-Machines | 2022 | CAPITAL | NEW | N/A | USD/teraBtu | us | us | 1.4323e+12
commercial refrigeration | Reference Commercial Ice-Machines | 2022 | CAPITAL | REPLACEMENT | N/A | USD/teraBtu | us | us | 1.4323e+12
commercial refrigeration | Reference Commercial Ice-Machines | 2022 | FIXED_OM | NEW | N/A | USD/teraBtu | us | us | 439183315918.577
commercial refrigeration | Reference Commercial Ice-Machines | 2022 | FIXED_OM | REPLACEMENT | N/A | USD/teraBtu | us | us | 439183315918.577
commercial refrigeration | Reference Commercial Ice-Machines | 2022 | INSTALLATION | NEW | N/A | USD/teraBtu | us | us | 220770731123.348
commercial refrigeration | Reference Commercial Ice-Machines | 2022 | INSTALLATION | REPLACEMENT | N/A | USD/teraBtu | us | us | 220770731123.348
commercial refrigeration | Reference Commercial Ice-Machines | 2023 | CAPITAL | NEW | N/A | USD/teraBtu | us | us | 1.4342e+12
commercial refrigeration | Reference Commercial Ice-Machines | 2023 | CAPITAL | REPLACEMENT | N/A | USD/teraBtu | us | us | 1.4342e+12
commercial refrigeration | Reference Commercial Ice-Machines | 2023 | FIXED_OM | NEW | N/A | USD/teraBtu | us | us | 439183315918.577
commercial refrigeration | Reference Commercial Ice-Machines | 2023 | FIXED_OM | REPLACEMENT | N/A | USD/teraBtu | us | us | 439183315918.577
commercial refrigeration | Reference Commercial Ice-Machines | 2023 | INSTALLATION | NEW | N/A | USD/teraBtu | us | us | 220770731123.348
commercial refrigeration | Reference Commercial Ice-Machines | 2023 | INSTALLATION | REPLACEMENT | N/A | USD/teraBtu | us | us | 220770731123.348
commercial refrigeration | Reference Commercial Ice-Machines | 2024 | CAPITAL | NEW | N/A | USD/teraBtu | us | us | 1.4361e+12
commercial refrigeration | Reference Commercial Ice-Machines | 2024 | CAPITAL | REPLACEMENT | N/A | USD/teraBtu | us | us | 1.4361e+12
commercial refrigeration | Reference Commercial Ice-Machines | 2024 | FIXED_OM | NEW | N/A | USD/teraBtu | us | us | 439183315918.577
commercial refrigeration | Reference Commercial Ice-Machines | 2024 | FIXED_OM | REPLACEMENT | N/A | USD/teraBtu | us | us | 439183315918.577
commercial refrigeration | Reference Commercial Ice-Machines | 2024 | INSTALLATION | NEW | N/A | USD/teraBtu | us | us | 220770731123.348
commercial refrigeration | Reference Commercial Ice-Machines | 2024 | INSTALLATION | REPLACEMENT | N/A | USD/teraBtu | us | us | 220770731123.348
commercial refrigeration | Reference Commercial Ice-Machines | 2025 | CAPITAL | NEW | N/A | USD/teraBtu | us | us | 1.4379e+12
commercial refrigeration | Reference Commercial Ice-Machines | 2025 | CAPITAL | REPLACEMENT | N/A | USD/teraBtu | us | us | 1.4379e+12
commercial refrigeration | Reference Commercial Ice-Machines | 2025 | FIXED_OM | NEW | N/A | USD/teraBtu | us | us | 439183315918.577
commercial refrigeration | Reference Commercial Ice-Machines | 2025 | FIXED_OM | REPLACEMENT | N/A | USD/teraBtu | us | us | 439183315918.577
commercial refrigeration | Reference Commercial Ice-Machines | 2025 | INSTALLATION | NEW | N/A | USD/teraBtu | us | us | 220770731123.348
commercial refrigeration | Reference Commercial Ice-Machines | 2025 | INSTALLATION | REPLACEMENT | N/A | USD/teraBtu | us | us | 220770731123.348
commercial refrigeration | Reference Commercial Ice-Machines | 2026 | CAPITAL | NEW | N/A | USD/teraBtu | us | us | 1.4398e+12
commercial refrigeration | Reference Commercial Ice-Machines | 2026 | CAPITAL | REPLACEMENT | N/A | USD/teraBtu | us | us | 1.4398e+12
commercial refrigeration | Reference Commercial Ice-Machines | 2026 | FIXED_OM | NEW | N/A | USD/teraBtu | us | us | 439183315918.577
commercial refrigeration | Reference Commercial Ice-Machines | 2026 | FIXED_OM | REPLACEMENT | N/A | USD/teraBtu | us | us | 439183315918.577
commercial refrigeration | Reference Commercial Ice-Machines | 2026 | INSTALLATION | NEW | N/A | USD/teraBtu | us | us | 220770731123.348
commercial refrigeration | Reference Commercial Ice-Machines | 2026 | INSTALLATION | REPLACEMENT | N/A | USD/teraBtu | us | us | 220770731123.348
commercial refrigeration | Reference Commercial Ice-Machines | 2027 | CAPITAL | NEW | N/A | USD/teraBtu | us | us | 1.4416e+12
commercial refrigeration | Reference Commercial Ice-Machines | 2027 | CAPITAL | REPLACEMENT | N/A | USD/teraBtu | us | us | 1.4416e+12
commercial refrigeration | Reference Commercial Ice-Machines | 2027 | FIXED_OM | NEW | N/A | USD/teraBtu | us | us | 439183315918.577
commercial refrigeration | Reference Commercial Ice-Machines | 2027 | FIXED_OM | REPLACEMENT | N/A | USD/teraBtu | us | us | 439183315918.577
commercial refrigeration | Reference Commercial Ice-Machines | 2027 | INSTALLATION | NEW | N/A | USD/teraBtu | us | us | 220770731123.348
commercial refrigeration | Reference Commercial Ice-Machines | 2027 | INSTALLATION | REPLACEMENT | N/A | USD/teraBtu | us | us | 220770731123.348
commercial refrigeration | Reference Commercial Ice-Machines | 2028 | CAPITAL | NEW | N/A | USD/teraBtu | us | us | 1.4435e+12
commercial refrigeration | Reference Commercial Ice-Machines | 2028 | CAPITAL | REPLACEMENT | N/A | USD/teraBtu | us | us | 1.4435e+12
commercial refrigeration | Reference Commercial Ice-Machines | 2028 | FIXED_OM | NEW | N/A | USD/teraBtu | us | us | 439183315918.577
commercial refrigeration | Reference Commercial Ice-Machines | 2028 | FIXED_OM | REPLACEMENT | N/A | USD/teraBtu | us | us | 439183315918.577
commercial refrigeration | Reference Commercial Ice-Machines | 2028 | INSTALLATION | NEW | N/A | USD/teraBtu | us | us | 220770731123.348
commercial refrigeration | Reference Commercial Ice-Machines | 2028 | INSTALLATION | REPLACEMENT | N/A | USD/teraBtu | us | us | 220770731123.348
commercial refrigeration | Reference Commercial Ice-Machines | 2029 | CAPITAL | NEW | N/A | USD/teraBtu | us | us | 1.4454e+12
commercial refrigeration | Reference Commercial Ice-Machines | 2029 | CAPITAL | REPLACEMENT | N/A | USD/teraBtu | us | us | 1.4454e+12
commercial refrigeration | Reference Commercial Ice-Machines | 2029 | FIXED_OM | NEW | N/A | USD/teraBtu | us | us | 439183315918.577
commercial refrigeration | Reference Commercial Ice-Machines | 2029 | FIXED_OM | REPLACEMENT | N/A | USD/teraBtu | us | us | 439183315918.577
commercial refrigeration | Reference Commercial Ice-Machines | 2029 | INSTALLATION | NEW | N/A | USD/teraBtu | us | us | 220770731123.348
commercial refrigeration | Reference Commercial Ice-Machines | 2029 | INSTALLATION | REPLACEMENT | N/A | USD/teraBtu | us | us | 220770731123.348
commercial refrigeration | Reference Commercial Ice-Machines | 2030 | CAPITAL | NEW | N/A | USD/teraBtu | us | us | 1.4472e+12
commercial refrigeration | Reference Commercial Ice-Machines | 2030 | CAPITAL | REPLACEMENT | N/A | USD/teraBtu | us | us | 1.4472e+12
commercial refrigeration | Reference Commercial Ice-Machines | 2030 | FIXED_OM | NEW | N/A | USD/teraBtu | us | us | 439183315918.577
commercial refrigeration | Reference Commercial Ice-Machines | 2030 | FIXED_OM | REPLACEMENT | N/A | USD/teraBtu | us | us | 439183315918.577
commercial refrigeration | Reference Commercial Ice-Machines | 2030 | INSTALLATION | NEW | N/A | USD/teraBtu | us | us | 220770731123.348
commercial refrigeration | Reference Commercial Ice-Machines | 2030 | INSTALLATION | REPLACEMENT | N/A | USD/teraBtu | us | us | 220770731123.348
commercial refrigeration | Reference Commercial Ice-Machines | 2031 | CAPITAL | NEW | N/A | USD/teraBtu | us | us | 1.4663e+12
commercial refrigeration | Reference Commercial Ice-Machines | 2031 | CAPITAL | REPLACEMENT | N/A | USD/teraBtu | us | us | 1.4663e+12
commercial refrigeration | Reference Commercial Ice-Machines | 2031 | FIXED_OM | NEW | N/A | USD/teraBtu | us | us | 439183315918.577
commercial refrigeration | Reference Commercial Ice-Machines | 2031 | FIXED_OM | REPLACEMENT | N/A | USD/teraBtu | us | us | 439183315918.577
commercial refrigeration | Reference Commercial Ice-Machines | 2031 | INSTALLATION | NEW | N/A | USD/teraBtu | us | us | 220770731123.348
commercial refrigeration | Reference Commercial Ice-Machines | 2031 | INSTALLATION | REPLACEMENT | N/A | USD/teraBtu | us | us | 220770731123.348
commercial refrigeration | Reference Commercial Ice-Machines | 2032 | CAPITAL | NEW | N/A | USD/teraBtu | us | us | 1.4854e+12
commercial refrigeration | Reference Commercial Ice-Machines | 2032 | CAPITAL | REPLACEMENT | N/A | USD/teraBtu | us | us | 1.4854e+12
commercial refrigeration | Reference Commercial Ice-Machines | 2032 | FIXED_OM | NEW | N/A | USD/teraBtu | us | us | 439183315918.577
commercial refrigeration | Reference Commercial Ice-Machines | 2032 | FIXED_OM | REPLACEMENT | N/A | USD/teraBtu | us | us | 439183315918.577
commercial refrigeration | Reference Commercial Ice-Machines | 2032 | INSTALLATION | NEW | N/A | USD/teraBtu | us | us | 220770731123.348
commercial refrigeration | Reference Commercial Ice-Machines | 2032 | INSTALLATION | REPLACEMENT | N/A | USD/teraBtu | us | us | 220770731123.348
commercial refrigeration | Reference Commercial Ice-Machines | 2033 | CAPITAL | NEW | N/A | USD/teraBtu | us | us | 1.5045e+12
commercial refrigeration | Reference Commercial Ice-Machines | 2033 | CAPITAL | REPLACEMENT | N/A | USD/teraBtu | us | us | 1.5045e+12
commercial refrigeration | Reference Commercial Ice-Machines | 2033 | FIXED_OM | NEW | N/A | USD/teraBtu | us | us | 439183315918.577
commercial refrigeration | Reference Commercial Ice-Machines | 2033 | FIXED_OM | REPLACEMENT | N/A | USD/teraBtu | us | us | 439183315918.577
commercial refrigeration | Reference Commercial Ice-Machines | 2033 | INSTALLATION | NEW | N/A | USD/teraBtu | us | us | 220770731123.348
commercial refrigeration | Reference Commercial Ice-Machines | 2033 | INSTALLATION | REPLACEMENT | N/A | USD/teraBtu | us | us | 220770731123.348
commercial refrigeration | Reference Commercial Ice-Machines | 2034 | CAPITAL | NEW | N/A | USD/teraBtu | us | us | 1.5236e+12
commercial refrigeration | Reference Commercial Ice-Machines | 2034 | CAPITAL | REPLACEMENT | N/A | USD/teraBtu | us | us | 1.5236e+12
commercial refrigeration | Reference Commercial Ice-Machines | 2034 | FIXED_OM | NEW | N/A | USD/teraBtu | us | us | 439183315918.577
commercial refrigeration | Reference Commercial Ice-Machines | 2034 | FIXED_OM | REPLACEMENT | N/A | USD/teraBtu | us | us | 439183315918.577
commercial refrigeration | Reference Commercial Ice-Machines | 2034 | INSTALLATION | NEW | N/A | USD/teraBtu | us | us | 220770731123.348
commercial refrigeration | Reference Commercial Ice-Machines | 2034 | INSTALLATION | REPLACEMENT | N/A | USD/teraBtu | us | us | 220770731123.348
commercial refrigeration | Reference Commercial Ice-Machines | 2035 | CAPITAL | NEW | N/A | USD/teraBtu | us | us | 1.5427e+12
commercial refrigeration | Reference Commercial Ice-Machines | 2035 | CAPITAL | REPLACEMENT | N/A | USD/teraBtu | us | us | 1.5427e+12
commercial refrigeration | Reference Commercial Ice-Machines | 2035 | FIXED_OM | NEW | N/A | USD/teraBtu | us | us | 439183315918.577
commercial refrigeration | Reference Commercial Ice-Machines | 2035 | FIXED_OM | REPLACEMENT | N/A | USD/teraBtu | us | us | 439183315918.577
commercial refrigeration | Reference Commercial Ice-Machines | 2035 | INSTALLATION | NEW | N/A | USD/teraBtu | us | us | 220770731123.348
commercial refrigeration | Reference Commercial Ice-Machines | 2035 | INSTALLATION | REPLACEMENT | N/A | USD/teraBtu | us | us | 220770731123.348
commercial refrigeration | Reference Commercial Ice-Machines | 2036 | CAPITAL | NEW | N/A | USD/teraBtu | us | us | 1.5617e+12
commercial refrigeration | Reference Commercial Ice-Machines | 2036 | CAPITAL | REPLACEMENT | N/A | USD/teraBtu | us | us | 1.5617e+12
commercial refrigeration | Reference Commercial Ice-Machines | 2036 | FIXED_OM | NEW | N/A | USD/teraBtu | us | us | 439183315918.577
commercial refrigeration | Reference Commercial Ice-Machines | 2036 | FIXED_OM | REPLACEMENT | N/A | USD/teraBtu | us | us | 439183315918.577
commercial refrigeration | Reference Commercial Ice-Machines | 2036 | INSTALLATION | NEW | N/A | USD/teraBtu | us | us | 220770731123.348
commercial refrigeration | Reference Commercial Ice-Machines | 2036 | INSTALLATION | REPLACEMENT | N/A | USD/teraBtu | us | us | 220770731123.348
commercial refrigeration | Reference Commercial Ice-Machines | 2037 | CAPITAL | NEW | N/A | USD/teraBtu | us | us | 1.5808e+12
commercial refrigeration | Reference Commercial Ice-Machines | 2037 | CAPITAL | REPLACEMENT | N/A | USD/teraBtu | us | us | 1.5808e+12
commercial refrigeration | Reference Commercial Ice-Machines | 2037 | FIXED_OM | NEW | N/A | USD/teraBtu | us | us | 439183315918.577
commercial refrigeration | Reference Commercial Ice-Machines | 2037 | FIXED_OM | REPLACEMENT | N/A | USD/teraBtu | us | us | 439183315918.577
commercial refrigeration | Reference Commercial Ice-Machines | 2037 | INSTALLATION | NEW | N/A | USD/teraBtu | us | us | 220770731123.348
commercial refrigeration | Reference Commercial Ice-Machines | 2037 | INSTALLATION | REPLACEMENT | N/A | USD/teraBtu | us | us | 220770731123.348
commercial refrigeration | Reference Commercial Ice-Machines | 2038 | CAPITAL | NEW | N/A | USD/teraBtu | us | us | 1.5999e+12
commercial refrigeration | Reference Commercial Ice-Machines | 2038 | CAPITAL | REPLACEMENT | N/A | USD/teraBtu | us | us | 1.5999e+12
commercial refrigeration | Reference Commercial Ice-Machines | 2038 | FIXED_OM | NEW | N/A | USD/teraBtu | us | us | 439183315918.577
commercial refrigeration | Reference Commercial Ice-Machines | 2038 | FIXED_OM | REPLACEMENT | N/A | USD/teraBtu | us | us | 439183315918.577
commercial refrigeration | Reference Commercial Ice-Machines | 2038 | INSTALLATION | NEW | N/A | USD/teraBtu | us | us | 220770731123.348
commercial refrigeration | Reference Commercial Ice-Machines | 2038 | INSTALLATION | REPLACEMENT | N/A | USD/teraBtu | us | us | 220770731123.348
commercial refrigeration | Reference Commercial Ice-Machines | 2039 | CAPITAL | NEW | N/A | USD/teraBtu | us | us | 1.619e+12
commercial refrigeration | Reference Commercial Ice-Machines | 2039 | CAPITAL | REPLACEMENT | N/A | USD/teraBtu | us | us | 1.619e+12
commercial refrigeration | Reference Commercial Ice-Machines | 2039 | FIXED_OM | NEW | N/A | USD/teraBtu | us | us | 439183315918.577
commercial refrigeration | Reference Commercial Ice-Machines | 2039 | FIXED_OM | REPLACEMENT | N/A | USD/teraBtu | us | us | 439183315918.577
commercial refrigeration | Reference Commercial Ice-Machines | 2039 | INSTALLATION | NEW | N/A | USD/teraBtu | us | us | 220770731123.348
commercial refrigeration | Reference Commercial Ice-Machines | 2039 | INSTALLATION | REPLACEMENT | N/A | USD/teraBtu | us | us | 220770731123.348
commercial refrigeration | Reference Commercial Ice-Machines | 2040 | CAPITAL | NEW | N/A | USD/teraBtu | us | us | 1.6381e+12
commercial refrigeration | Reference Commercial Ice-Machines | 2040 | CAPITAL | REPLACEMENT | N/A | USD/teraBtu | us | us | 1.6381e+12
commercial refrigeration | Reference Commercial Ice-Machines | 2040 | FIXED_OM | NEW | N/A | USD/teraBtu | us | us | 439183315918.577
commercial refrigeration | Reference Commercial Ice-Machines | 2040 | FIXED_OM | REPLACEMENT | N/A | USD/teraBtu | us | us | 439183315918.577
commercial refrigeration | Reference Commercial Ice-Machines | 2040 | INSTALLATION | NEW | N/A | USD/teraBtu | us | us | 220770731123.348
commercial refrigeration | Reference Commercial Ice-Machines | 2040 | INSTALLATION | REPLACEMENT | N/A | USD/teraBtu | us | us | 220770731123.348
commercial refrigeration | Reference Commercial Ice-Machines | 2041 | CAPITAL | NEW | N/A | USD/teraBtu | us | us | 1.6381e+12
commercial refrigeration | Reference Commercial Ice-Machines | 2041 | CAPITAL | REPLACEMENT | N/A | USD/teraBtu | us | us | 1.6381e+12
commercial refrigeration | Reference Commercial Ice-Machines | 2041 | FIXED_OM | NEW | N/A | USD/teraBtu | us | us | 439183315918.577
commercial refrigeration | Reference Commercial Ice-Machines | 2041 | FIXED_OM | REPLACEMENT | N/A | USD/teraBtu | us | us | 439183315918.577
commercial refrigeration | Reference Commercial Ice-Machines | 2041 | INSTALLATION | NEW | N/A | USD/teraBtu | us | us | 220770731123.348
commercial refrigeration | Reference Commercial Ice-Machines | 2041 | INSTALLATION | REPLACEMENT | N/A | USD/teraBtu | us | us | 220770731123.348
commercial refrigeration | Reference Commercial Ice-Machines | 2042 | CAPITAL | NEW | N/A | USD/teraBtu | us | us | 1.6381e+12
commercial refrigeration | Reference Commercial Ice-Machines | 2042 | CAPITAL | REPLACEMENT | N/A | USD/teraBtu | us | us | 1.6381e+12
commercial refrigeration | Reference Commercial Ice-Machines | 2042 | FIXED_OM | NEW | N/A | USD/teraBtu | us | us | 439183315918.577
commercial refrigeration | Reference Commercial Ice-Machines | 2042 | FIXED_OM | REPLACEMENT | N/A | USD/teraBtu | us | us | 439183315918.577
commercial refrigeration | Reference Commercial Ice-Machines | 2042 | INSTALLATION | NEW | N/A | USD/teraBtu | us | us | 220770731123.348
commercial refrigeration | Reference Commercial Ice-Machines | 2042 | INSTALLATION | REPLACEMENT | N/A | USD/teraBtu | us | us | 220770731123.348
commercial refrigeration | Reference Commercial Ice-Machines | 2043 | CAPITAL | NEW | N/A | USD/teraBtu | us | us | 1.6381e+12
commercial refrigeration | Reference Commercial Ice-Machines | 2043 | CAPITAL | REPLACEMENT | N/A | USD/teraBtu | us | us | 1.6381e+12
commercial refrigeration | Reference Commercial Ice-Machines | 2043 | FIXED_OM | NEW | N/A | USD/teraBtu | us | us | 439183315918.577
commercial refrigeration | Reference Commercial Ice-Machines | 2043 | FIXED_OM | REPLACEMENT | N/A | USD/teraBtu | us | us | 439183315918.577
commercial refrigeration | Reference Commercial Ice-Machines | 2043 | INSTALLATION | NEW | N/A | USD/teraBtu | us | us | 220770731123.348
commercial refrigeration | Reference Commercial Ice-Machines | 2043 | INSTALLATION | REPLACEMENT | N/A | USD/teraBtu | us | us | 220770731123.348
commercial refrigeration | Reference Commercial Ice-Machines | 2044 | CAPITAL | NEW | N/A | USD/teraBtu | us | us | 1.6381e+12
commercial refrigeration | Reference Commercial Ice-Machines | 2044 | CAPITAL | REPLACEMENT | N/A | USD/teraBtu | us | us | 1.6381e+12
commercial refrigeration | Reference Commercial Ice-Machines | 2044 | FIXED_OM | NEW | N/A | USD/teraBtu | us | us | 439183315918.577
commercial refrigeration | Reference Commercial Ice-Machines | 2044 | FIXED_OM | REPLACEMENT | N/A | USD/teraBtu | us | us | 439183315918.577
commercial refrigeration | Reference Commercial Ice-Machines | 2044 | INSTALLATION | NEW | N/A | USD/teraBtu | us | us | 220770731123.348
commercial refrigeration | Reference Commercial Ice-Machines | 2044 | INSTALLATION | REPLACEMENT | N/A | USD/teraBtu | us | us | 220770731123.348
commercial refrigeration | Reference Commercial Ice-Machines | 2045 | CAPITAL | NEW | N/A | USD/teraBtu | us | us | 1.6381e+12
commercial refrigeration | Reference Commercial Ice-Machines | 2045 | CAPITAL | REPLACEMENT | N/A | USD/teraBtu | us | us | 1.6381e+12
commercial refrigeration | Reference Commercial Ice-Machines | 2045 | FIXED_OM | NEW | N/A | USD/teraBtu | us | us | 439183315918.577
commercial refrigeration | Reference Commercial Ice-Machines | 2045 | FIXED_OM | REPLACEMENT | N/A | USD/teraBtu | us | us | 439183315918.577
commercial refrigeration | Reference Commercial Ice-Machines | 2045 | INSTALLATION | NEW | N/A | USD/teraBtu | us | us | 220770731123.348
commercial refrigeration | Reference Commercial Ice-Machines | 2045 | INSTALLATION | REPLACEMENT | N/A | USD/teraBtu | us | us | 220770731123.348
commercial refrigeration | Reference Commercial Ice-Machines | 2046 | CAPITAL | NEW | N/A | USD/teraBtu | us | us | 1.6381e+12
commercial refrigeration | Reference Commercial Ice-Machines | 2046 | CAPITAL | REPLACEMENT | N/A | USD/teraBtu | us | us | 1.6381e+12
commercial refrigeration | Reference Commercial Ice-Machines | 2046 | FIXED_OM | NEW | N/A | USD/teraBtu | us | us | 439183315918.577
commercial refrigeration | Reference Commercial Ice-Machines | 2046 | FIXED_OM | REPLACEMENT | N/A | USD/teraBtu | us | us | 439183315918.577
commercial refrigeration | Reference Commercial Ice-Machines | 2046 | INSTALLATION | NEW | N/A | USD/teraBtu | us | us | 220770731123.348
commercial refrigeration | Reference Commercial Ice-Machines | 2046 | INSTALLATION | REPLACEMENT | N/A | USD/teraBtu | us | us | 220770731123.348
commercial refrigeration | Reference Commercial Ice-Machines | 2047 | CAPITAL | NEW | N/A | USD/teraBtu | us | us | 1.6381e+12
commercial refrigeration | Reference Commercial Ice-Machines | 2047 | CAPITAL | REPLACEMENT | N/A | USD/teraBtu | us | us | 1.6381e+12
commercial refrigeration | Reference Commercial Ice-Machines | 2047 | FIXED_OM | NEW | N/A | USD/teraBtu | us | us | 439183315918.577
commercial refrigeration | Reference Commercial Ice-Machines | 2047 | FIXED_OM | REPLACEMENT | N/A | USD/teraBtu | us | us | 439183315918.577
commercial refrigeration | Reference Commercial Ice-Machines | 2047 | INSTALLATION | NEW | N/A | USD/teraBtu | us | us | 220770731123.348
commercial refrigeration | Reference Commercial Ice-Machines | 2047 | INSTALLATION | REPLACEMENT | N/A | USD/teraBtu | us | us | 220770731123.348
commercial refrigeration | Reference Commercial Ice-Machines | 2048 | CAPITAL | NEW | N/A | USD/teraBtu | us | us | 1.6381e+12
commercial refrigeration | Reference Commercial Ice-Machines | 2048 | CAPITAL | REPLACEMENT | N/A | USD/teraBtu | us | us | 1.6381e+12
commercial refrigeration | Reference Commercial Ice-Machines | 2048 | FIXED_OM | NEW | N/A | USD/teraBtu | us | us | 439183315918.577
commercial refrigeration | Reference Commercial Ice-Machines | 2048 | FIXED_OM | REPLACEMENT | N/A | USD/teraBtu | us | us | 439183315918.577
commercial refrigeration | Reference Commercial Ice-Machines | 2048 | INSTALLATION | NEW | N/A | USD/teraBtu | us | us | 220770731123.348
commercial refrigeration | Reference Commercial Ice-Machines | 2048 | INSTALLATION | REPLACEMENT | N/A | USD/teraBtu | us | us | 220770731123.348
commercial refrigeration | Reference Commercial Ice-Machines | 2049 | CAPITAL | NEW | N/A | USD/teraBtu | us | us | 1.6381e+12
commercial refrigeration | Reference Commercial Ice-Machines | 2049 | CAPITAL | REPLACEMENT | N/A | USD/teraBtu | us | us | 1.6381e+12
commercial refrigeration | Reference Commercial Ice-Machines | 2049 | FIXED_OM | NEW | N/A | USD/teraBtu | us | us | 439183315918.577
commercial refrigeration | Reference Commercial Ice-Machines | 2049 | FIXED_OM | REPLACEMENT | N/A | USD/teraBtu | us | us | 439183315918.577
commercial refrigeration | Reference Commercial Ice-Machines | 2049 | INSTALLATION | NEW | N/A | USD/teraBtu | us | us | 220770731123.348
commercial refrigeration | Reference Commercial Ice-Machines | 2049 | INSTALLATION | REPLACEMENT | N/A | USD/teraBtu | us | us | 220770731123.348
commercial refrigeration | Reference Commercial Ice-Machines | 2050 | CAPITAL | NEW | N/A | USD/teraBtu | us | us | 1.6381e+12
commercial refrigeration | Reference Commercial Ice-Machines | 2050 | CAPITAL | REPLACEMENT | N/A | USD/teraBtu | us | us | 1.6381e+12
commercial refrigeration | Reference Commercial Ice-Machines | 2050 | FIXED_OM | NEW | N/A | USD/teraBtu | us | us | 439183315918.577
commercial refrigeration | Reference Commercial Ice-Machines | 2050 | FIXED_OM | REPLACEMENT | N/A | USD/teraBtu | us | us | 439183315918.577
commercial refrigeration | Reference Commercial Ice-Machines | 2050 | INSTALLATION | NEW | N/A | USD/teraBtu | us | us | 220770731123.348
commercial refrigeration | Reference Commercial Ice-Machines | 2050 | INSTALLATION | REPLACEMENT | N/A | USD/teraBtu | us | us | 220770731123.348
commercial refrigeration | Reference Commercial Reach-in Freezers | 2020 | CAPITAL | NEW | N/A | USD/teraBtu | us | us | 1.0237e+12
commercial refrigeration | Reference Commercial Reach-in Freezers | 2020 | CAPITAL | REPLACEMENT | N/A | USD/teraBtu | us | us | 1.0237e+12
commercial refrigeration | Reference Commercial Reach-in Freezers | 2020 | FIXED_OM | NEW | N/A | USD/teraBtu | us | us | 43518518600.7718
commercial refrigeration | Reference Commercial Reach-in Freezers | 2020 | FIXED_OM | REPLACEMENT | N/A | USD/teraBtu | us | us | 43518518600.7718
commercial refrigeration | Reference Commercial Reach-in Freezers | 2020 | INSTALLATION | NEW | N/A | USD/teraBtu | us | us | 486516672147.431
commercial refrigeration | Reference Commercial Reach-in Freezers | 2020 | INSTALLATION | REPLACEMENT | N/A | USD/teraBtu | us | us | 486516672147.431
commercial refrigeration | Reference Commercial Reach-in Freezers | 2021 | CAPITAL | NEW | N/A | USD/teraBtu | us | us | 1.0197e+12
commercial refrigeration | Reference Commercial Reach-in Freezers | 2021 | CAPITAL | REPLACEMENT | N/A | USD/teraBtu | us | us | 1.0197e+12
commercial refrigeration | Reference Commercial Reach-in Freezers | 2021 | FIXED_OM | NEW | N/A | USD/teraBtu | us | us | 43518518600.7718
commercial refrigeration | Reference Commercial Reach-in Freezers | 2021 | FIXED_OM | REPLACEMENT | N/A | USD/teraBtu | us | us | 43518518600.7718
commercial refrigeration | Reference Commercial Reach-in Freezers | 2021 | INSTALLATION | NEW | N/A | USD/teraBtu | us | us | 486516672147.431
commercial refrigeration | Reference Commercial Reach-in Freezers | 2021 | INSTALLATION | REPLACEMENT | N/A | USD/teraBtu | us | us | 486516672147.431
commercial refrigeration | Reference Commercial Reach-in Freezers | 2022 | CAPITAL | NEW | N/A | USD/teraBtu | us | us | 1.0157e+12
commercial refrigeration | Reference Commercial Reach-in Freezers | 2022 | CAPITAL | REPLACEMENT | N/A | USD/teraBtu | us | us | 1.0157e+12
commercial refrigeration | Reference Commercial Reach-in Freezers | 2022 | FIXED_OM | NEW | N/A | USD/teraBtu | us | us | 43518518600.7718
commercial refrigeration | Reference Commercial Reach-in Freezers | 2022 | FIXED_OM | REPLACEMENT | N/A | USD/teraBtu | us | us | 43518518600.7718
commercial refrigeration | Reference Commercial Reach-in Freezers | 2022 | INSTALLATION | NEW | N/A | USD/teraBtu | us | us | 486516672147.431
commercial refrigeration | Reference Commercial Reach-in Freezers | 2022 | INSTALLATION | REPLACEMENT | N/A | USD/teraBtu | us | us | 486516672147.431
commercial refrigeration | Reference Commercial Reach-in Freezers | 2023 | CAPITAL | NEW | N/A | USD/teraBtu | us | us | 1.0118e+12
commercial refrigeration | Reference Commercial Reach-in Freezers | 2023 | CAPITAL | REPLACEMENT | N/A | USD/teraBtu | us | us | 1.0118e+12
commercial refrigeration | Reference Commercial Reach-in Freezers | 2023 | FIXED_OM | NEW | N/A | USD/teraBtu | us | us | 43518518600.7718
commercial refrigeration | Reference Commercial Reach-in Freezers | 2023 | FIXED_OM | REPLACEMENT | N/A | USD/teraBtu | us | us | 43518518600.7718
commercial refrigeration | Reference Commercial Reach-in Freezers | 2023 | INSTALLATION | NEW | N/A | USD/teraBtu | us | us | 486516672147.431
commercial refrigeration | Reference Commercial Reach-in Freezers | 2023 | INSTALLATION | REPLACEMENT | N/A | USD/teraBtu | us | us | 486516672147.431
commercial refrigeration | Reference Commercial Reach-in Freezers | 2024 | CAPITAL | NEW | N/A | USD/teraBtu | us | us | 1.0078e+12
commercial refrigeration | Reference Commercial Reach-in Freezers | 2024 | CAPITAL | REPLACEMENT | N/A | USD/teraBtu | us | us | 1.0078e+12
commercial refrigeration | Reference Commercial Reach-in Freezers | 2024 | FIXED_OM | NEW | N/A | USD/teraBtu | us | us | 43518518600.7718
commercial refrigeration | Reference Commercial Reach-in Freezers | 2024 | FIXED_OM | REPLACEMENT | N/A | USD/teraBtu | us | us | 43518518600.7718
commercial refrigeration | Reference Commercial Reach-in Freezers | 2024 | INSTALLATION | NEW | N/A | USD/teraBtu | us | us | 486516672147.431
commercial refrigeration | Reference Commercial Reach-in Freezers | 2024 | INSTALLATION | REPLACEMENT | N/A | USD/teraBtu | us | us | 486516672147.431
commercial refrigeration | Reference Commercial Reach-in Freezers | 2025 | CAPITAL | NEW | N/A | USD/teraBtu | us | us | 1.0038e+12
commercial refrigeration | Reference Commercial Reach-in Freezers | 2025 | CAPITAL | REPLACEMENT | N/A | USD/teraBtu | us | us | 1.0038e+12
commercial refrigeration | Reference Commercial Reach-in Freezers | 2025 | FIXED_OM | NEW | N/A | USD/teraBtu | us | us | 43518518600.7718
commercial refrigeration | Reference Commercial Reach-in Freezers | 2025 | FIXED_OM | REPLACEMENT | N/A | USD/teraBtu | us | us | 43518518600.7718
commercial refrigeration | Reference Commercial Reach-in Freezers | 2025 | INSTALLATION | NEW | N/A | USD/teraBtu | us | us | 486516672147.431
commercial refrigeration | Reference Commercial Reach-in Freezers | 2025 | INSTALLATION | REPLACEMENT | N/A | USD/teraBtu | us | us | 486516672147.431
commercial refrigeration | Reference Commercial Reach-in Freezers | 2026 | CAPITAL | NEW | N/A | USD/teraBtu | us | us | 999879768355.822
commercial refrigeration | Reference Commercial Reach-in Freezers | 2026 | CAPITAL | REPLACEMENT | N/A | USD/teraBtu | us | us | 999879768355.822
commercial refrigeration | Reference Commercial Reach-in Freezers | 2026 | FIXED_OM | NEW | N/A | USD/teraBtu | us | us | 43518518600.7718
commercial refrigeration | Reference Commercial Reach-in Freezers | 2026 | FIXED_OM | REPLACEMENT | N/A | USD/teraBtu | us | us | 43518518600.7718
commercial refrigeration | Reference Commercial Reach-in Freezers | 2026 | INSTALLATION | NEW | N/A | USD/teraBtu | us | us | 486516672147.431
commercial refrigeration | Reference Commercial Reach-in Freezers | 2026 | INSTALLATION | REPLACEMENT | N/A | USD/teraBtu | us | us | 486516672147.431
commercial refrigeration | Reference Commercial Reach-in Freezers | 2027 | CAPITAL | NEW | N/A | USD/teraBtu | us | us | 995912723101.106
commercial refrigeration | Reference Commercial Reach-in Freezers | 2027 | CAPITAL | REPLACEMENT | N/A | USD/teraBtu | us | us | 995912723101.106
commercial refrigeration | Reference Commercial Reach-in Freezers | 2027 | FIXED_OM | NEW | N/A | USD/teraBtu | us | us | 43518518600.7718
commercial refrigeration | Reference Commercial Reach-in Freezers | 2027 | FIXED_OM | REPLACEMENT | N/A | USD/teraBtu | us | us | 43518518600.7718
commercial refrigeration | Reference Commercial Reach-in Freezers | 2027 | INSTALLATION | NEW | N/A | USD/teraBtu | us | us | 486516672147.431
commercial refrigeration | Reference Commercial Reach-in Freezers | 2027 | INSTALLATION | REPLACEMENT | N/A | USD/teraBtu | us | us | 486516672147.431
commercial refrigeration | Reference Commercial Reach-in Freezers | 2028 | CAPITAL | NEW | N/A | USD/teraBtu | us | us | 991945677846.39
commercial refrigeration | Reference Commercial Reach-in Freezers | 2028 | CAPITAL | REPLACEMENT | N/A | USD/teraBtu | us | us | 991945677846.39
commercial refrigeration | Reference Commercial Reach-in Freezers | 2028 | FIXED_OM | NEW | N/A | USD/teraBtu | us | us | 43518518600.7718
commercial refrigeration | Reference Commercial Reach-in Freezers | 2028 | FIXED_OM | REPLACEMENT | N/A | USD/teraBtu | us | us | 43518518600.7718
commercial refrigeration | Reference Commercial Reach-in Freezers | 2028 | INSTALLATION | NEW | N/A | USD/teraBtu | us | us | 486516672147.431
commercial refrigeration | Reference Commercial Reach-in Freezers | 2028 | INSTALLATION | REPLACEMENT | N/A | USD/teraBtu | us | us | 486516672147.431
commercial refrigeration | Reference Commercial Reach-in Freezers | 2029 | CAPITAL | NEW | N/A | USD/teraBtu | us | us | 987978632591.675
commercial refrigeration | Reference Commercial Reach-in Freezers | 2029 | CAPITAL | REPLACEMENT | N/A | USD/teraBtu | us | us | 987978632591.675
commercial refrigeration | Reference Commercial Reach-in Freezers | 2029 | FIXED_OM | NEW | N/A | USD/teraBtu | us | us | 43518518600.7718
commercial refrigeration | Reference Commercial Reach-in Freezers | 2029 | FIXED_OM | REPLACEMENT | N/A | USD/teraBtu | us | us | 43518518600.7718
commercial refrigeration | Reference Commercial Reach-in Freezers | 2029 | INSTALLATION | NEW | N/A | USD/teraBtu | us | us | 486516672147.431
commercial refrigeration | Reference Commercial Reach-in Freezers | 2029 | INSTALLATION | REPLACEMENT | N/A | USD/teraBtu | us | us | 486516672147.431
commercial refrigeration | Reference Commercial Reach-in Freezers | 2030 | CAPITAL | NEW | N/A | USD/teraBtu | us | us | 984011587336.959
commercial refrigeration | Reference Commercial Reach-in Freezers | 2030 | CAPITAL | REPLACEMENT | N/A | USD/teraBtu | us | us | 984011587336.959
commercial refrigeration | Reference Commercial Reach-in Freezers | 2030 | FIXED_OM | NEW | N/A | USD/teraBtu | us | us | 43518518600.7718
commercial refrigeration | Reference Commercial Reach-in Freezers | 2030 | FIXED_OM | REPLACEMENT | N/A | USD/teraBtu | us | us | 43518518600.7718
commercial refrigeration | Reference Commercial Reach-in Freezers | 2030 | INSTALLATION | NEW | N/A | USD/teraBtu | us | us | 486516672147.431
commercial refrigeration | Reference Commercial Reach-in Freezers | 2030 | INSTALLATION | REPLACEMENT | N/A | USD/teraBtu | us | us | 486516672147.431
commercial refrigeration | Reference Commercial Reach-in Freezers | 2031 | CAPITAL | NEW | N/A | USD/teraBtu | us | us | 993313402716.7
commercial refrigeration | Reference Commercial Reach-in Freezers | 2031 | CAPITAL | REPLACEMENT | N/A | USD/teraBtu | us | us | 993313402716.7
commercial refrigeration | Reference Commercial Reach-in Freezers | 2031 | FIXED_OM | NEW | N/A | USD/teraBtu | us | us | 43518518600.7718
commercial refrigeration | Reference Commercial Reach-in Freezers | 2031 | FIXED_OM | REPLACEMENT | N/A | USD/teraBtu | us | us | 43518518600.7718
commercial refrigeration | Reference Commercial Reach-in Freezers | 2031 | INSTALLATION | NEW | N/A | USD/teraBtu | us | us | 486516672147.431
commercial refrigeration | Reference Commercial Reach-in Freezers | 2031 | INSTALLATION | REPLACEMENT | N/A | USD/teraBtu | us | us | 486516672147.431
commercial refrigeration | Reference Commercial Reach-in Freezers | 2032 | CAPITAL | NEW | N/A | USD/teraBtu | us | us | 1.0026e+12
commercial refrigeration | Reference Commercial Reach-in Freezers | 2032 | CAPITAL | REPLACEMENT | N/A | USD/teraBtu | us | us | 1.0026e+12
commercial refrigeration | Reference Commercial Reach-in Freezers | 2032 | FIXED_OM | NEW | N/A | USD/teraBtu | us | us | 43518518600.7718
commercial refrigeration | Reference Commercial Reach-in Freezers | 2032 | FIXED_OM | REPLACEMENT | N/A | USD/teraBtu | us | us | 43518518600.7718
commercial refrigeration | Reference Commercial Reach-in Freezers | 2032 | INSTALLATION | NEW | N/A | USD/teraBtu | us | us | 486516672147.431
commercial refrigeration | Reference Commercial Reach-in Freezers | 2032 | INSTALLATION | REPLACEMENT | N/A | USD/teraBtu | us | us | 486516672147.431
commercial refrigeration | Reference Commercial Reach-in Freezers | 2033 | CAPITAL | NEW | N/A | USD/teraBtu | us | us | 1.0119e+12
commercial refrigeration | Reference Commercial Reach-in Freezers | 2033 | CAPITAL | REPLACEMENT | N/A | USD/teraBtu | us | us | 1.0119e+12
commercial refrigeration | Reference Commercial Reach-in Freezers | 2033 | FIXED_OM | NEW | N/A | USD/teraBtu | us | us | 43518518600.7718
commercial refrigeration | Reference Commercial Reach-in Freezers | 2033 | FIXED_OM | REPLACEMENT | N/A | USD/teraBtu | us | us | 43518518600.7718
commercial refrigeration | Reference Commercial Reach-in Freezers | 2033 | INSTALLATION | NEW | N/A | USD/teraBtu | us | us | 486516672147.431
commercial refrigeration | Reference Commercial Reach-in Freezers | 2033 | INSTALLATION | REPLACEMENT | N/A | USD/teraBtu | us | us | 486516672147.431
commercial refrigeration | Reference Commercial Reach-in Freezers | 2034 | CAPITAL | NEW | N/A | USD/teraBtu | us | us | 1.0212e+12
commercial refrigeration | Reference Commercial Reach-in Freezers | 2034 | CAPITAL | REPLACEMENT | N/A | USD/teraBtu | us | us | 1.0212e+12
commercial refrigeration | Reference Commercial Reach-in Freezers | 2034 | FIXED_OM | NEW | N/A | USD/teraBtu | us | us | 43518518600.7718
commercial refrigeration | Reference Commercial Reach-in Freezers | 2034 | FIXED_OM | REPLACEMENT | N/A | USD/teraBtu | us | us | 43518518600.7718
commercial refrigeration | Reference Commercial Reach-in Freezers | 2034 | INSTALLATION | NEW | N/A | USD/teraBtu | us | us | 486516672147.431
commercial refrigeration | Reference Commercial Reach-in Freezers | 2034 | INSTALLATION | REPLACEMENT | N/A | USD/teraBtu | us | us | 486516672147.431
commercial refrigeration | Reference Commercial Reach-in Freezers | 2035 | CAPITAL | NEW | N/A | USD/teraBtu | us | us | 1.0305e+12
commercial refrigeration | Reference Commercial Reach-in Freezers | 2035 | CAPITAL | REPLACEMENT | N/A | USD/teraBtu | us | us | 1.0305e+12
commercial refrigeration | Reference Commercial Reach-in Freezers | 2035 | FIXED_OM | NEW | N/A | USD/teraBtu | us | us | 43518518600.7718
commercial refrigeration | Reference Commercial Reach-in Freezers | 2035 | FIXED_OM | REPLACEMENT | N/A | USD/teraBtu | us | us | 43518518600.7718
commercial refrigeration | Reference Commercial Reach-in Freezers | 2035 | INSTALLATION | NEW | N/A | USD/teraBtu | us | us | 486516672147.431
commercial refrigeration | Reference Commercial Reach-in Freezers | 2035 | INSTALLATION | REPLACEMENT | N/A | USD/teraBtu | us | us | 486516672147.431
commercial refrigeration | Reference Commercial Reach-in Freezers | 2036 | CAPITAL | NEW | N/A | USD/teraBtu | us | us | 1.0398e+12
commercial refrigeration | Reference Commercial Reach-in Freezers | 2036 | CAPITAL | REPLACEMENT | N/A | USD/teraBtu | us | us | 1.0398e+12
commercial refrigeration | Reference Commercial Reach-in Freezers | 2036 | FIXED_OM | NEW | N/A | USD/teraBtu | us | us | 43518518600.7718
commercial refrigeration | Reference Commercial Reach-in Freezers | 2036 | FIXED_OM | REPLACEMENT | N/A | USD/teraBtu | us | us | 43518518600.7718
commercial refrigeration | Reference Commercial Reach-in Freezers | 2036 | INSTALLATION | NEW | N/A | USD/teraBtu | us | us | 486516672147.431
commercial refrigeration | Reference Commercial Reach-in Freezers | 2036 | INSTALLATION | REPLACEMENT | N/A | USD/teraBtu | us | us | 486516672147.431
commercial refrigeration | Reference Commercial Reach-in Freezers | 2037 | CAPITAL | NEW | N/A | USD/teraBtu | us | us | 1.0491e+12
commercial refrigeration | Reference Commercial Reach-in Freezers | 2037 | CAPITAL | REPLACEMENT | N/A | USD/teraBtu | us | us | 1.0491e+12
commercial refrigeration | Reference Commercial Reach-in Freezers | 2037 | FIXED_OM | NEW | N/A | USD/teraBtu | us | us | 43518518600.7718
commercial refrigeration | Reference Commercial Reach-in Freezers | 2037 | FIXED_OM | REPLACEMENT | N/A | USD/teraBtu | us | us | 43518518600.7718
commercial refrigeration | Reference Commercial Reach-in Freezers | 2037 | INSTALLATION | NEW | N/A | USD/teraBtu | us | us | 486516672147.431
commercial refrigeration | Reference Commercial Reach-in Freezers | 2037 | INSTALLATION | REPLACEMENT | N/A | USD/teraBtu | us | us | 486516672147.431
commercial refrigeration | Reference Commercial Reach-in Freezers | 2038 | CAPITAL | NEW | N/A | USD/teraBtu | us | us | 1.0584e+12
commercial refrigeration | Reference Commercial Reach-in Freezers | 2038 | CAPITAL | REPLACEMENT | N/A | USD/teraBtu | us | us | 1.0584e+12
commercial refrigeration | Reference Commercial Reach-in Freezers | 2038 | FIXED_OM | NEW | N/A | USD/teraBtu | us | us | 43518518600.7718
commercial refrigeration | Reference Commercial Reach-in Freezers | 2038 | FIXED_OM | REPLACEMENT | N/A | USD/teraBtu | us | us | 43518518600.7718
commercial refrigeration | Reference Commercial Reach-in Freezers | 2038 | INSTALLATION | NEW | N/A | USD/teraBtu | us | us | 486516672147.431
commercial refrigeration | Reference Commercial Reach-in Freezers | 2038 | INSTALLATION | REPLACEMENT | N/A | USD/teraBtu | us | us | 486516672147.431
commercial refrigeration | Reference Commercial Reach-in Freezers | 2039 | CAPITAL | NEW | N/A | USD/teraBtu | us | us | 1.0677e+12
commercial refrigeration | Reference Commercial Reach-in Freezers | 2039 | CAPITAL | REPLACEMENT | N/A | USD/teraBtu | us | us | 1.0677e+12
commercial refrigeration | Reference Commercial Reach-in Freezers | 2039 | FIXED_OM | NEW | N/A | USD/teraBtu | us | us | 43518518600.7718
commercial refrigeration | Reference Commercial Reach-in Freezers | 2039 | FIXED_OM | REPLACEMENT | N/A | USD/teraBtu | us | us | 43518518600.7718
commercial refrigeration | Reference Commercial Reach-in Freezers | 2039 | INSTALLATION | NEW | N/A | USD/teraBtu | us | us | 486516672147.431
commercial refrigeration | Reference Commercial Reach-in Freezers | 2039 | INSTALLATION | REPLACEMENT | N/A | USD/teraBtu | us | us | 486516672147.431
commercial refrigeration | Reference Commercial Reach-in Freezers | 2040 | CAPITAL | NEW | N/A | USD/teraBtu | us | us | 1.077e+12
commercial refrigeration | Reference Commercial Reach-in Freezers | 2040 | CAPITAL | REPLACEMENT | N/A | USD/teraBtu | us | us | 1.077e+12
commercial refrigeration | Reference Commercial Reach-in Freezers | 2040 | FIXED_OM | NEW | N/A | USD/teraBtu | us | us | 43518518600.7718
commercial refrigeration | Reference Commercial Reach-in Freezers | 2040 | FIXED_OM | REPLACEMENT | N/A | USD/teraBtu | us | us | 43518518600.7718
commercial refrigeration | Reference Commercial Reach-in Freezers | 2040 | INSTALLATION | NEW | N/A | USD/teraBtu | us | us | 486516672147.431
commercial refrigeration | Reference Commercial Reach-in Freezers | 2040 | INSTALLATION | REPLACEMENT | N/A | USD/teraBtu | us | us | 486516672147.431
commercial refrigeration | Reference Commercial Reach-in Freezers | 2041 | CAPITAL | NEW | N/A | USD/teraBtu | us | us | 1.077e+12
commercial refrigeration | Reference Commercial Reach-in Freezers | 2041 | CAPITAL | REPLACEMENT | N/A | USD/teraBtu | us | us | 1.077e+12
commercial refrigeration | Reference Commercial Reach-in Freezers | 2041 | FIXED_OM | NEW | N/A | USD/teraBtu | us | us | 43518518600.7718
commercial refrigeration | Reference Commercial Reach-in Freezers | 2041 | FIXED_OM | REPLACEMENT | N/A | USD/teraBtu | us | us | 43518518600.7718
commercial refrigeration | Reference Commercial Reach-in Freezers | 2041 | INSTALLATION | NEW | N/A | USD/teraBtu | us | us | 486516672147.431
commercial refrigeration | Reference Commercial Reach-in Freezers | 2041 | INSTALLATION | REPLACEMENT | N/A | USD/teraBtu | us | us | 486516672147.431
commercial refrigeration | Reference Commercial Reach-in Freezers | 2042 | CAPITAL | NEW | N/A | USD/teraBtu | us | us | 1.077e+12
commercial refrigeration | Reference Commercial Reach-in Freezers | 2042 | CAPITAL | REPLACEMENT | N/A | USD/teraBtu | us | us | 1.077e+12
commercial refrigeration | Reference Commercial Reach-in Freezers | 2042 | FIXED_OM | NEW | N/A | USD/teraBtu | us | us | 43518518600.7718
commercial refrigeration | Reference Commercial Reach-in Freezers | 2042 | FIXED_OM | REPLACEMENT | N/A | USD/teraBtu | us | us | 43518518600.7718
commercial refrigeration | Reference Commercial Reach-in Freezers | 2042 | INSTALLATION | NEW | N/A | USD/teraBtu | us | us | 486516672147.431
commercial refrigeration | Reference Commercial Reach-in Freezers | 2042 | INSTALLATION | REPLACEMENT | N/A | USD/teraBtu | us | us | 486516672147.431
commercial refrigeration | Reference Commercial Reach-in Freezers | 2043 | CAPITAL | NEW | N/A | USD/teraBtu | us | us | 1.077e+12
commercial refrigeration | Reference Commercial Reach-in Freezers | 2043 | CAPITAL | REPLACEMENT | N/A | USD/teraBtu | us | us | 1.077e+12
commercial refrigeration | Reference Commercial Reach-in Freezers | 2043 | FIXED_OM | NEW | N/A | USD/teraBtu | us | us | 43518518600.7718
commercial refrigeration | Reference Commercial Reach-in Freezers | 2043 | FIXED_OM | REPLACEMENT | N/A | USD/teraBtu | us | us | 43518518600.7718
commercial refrigeration | Reference Commercial Reach-in Freezers | 2043 | INSTALLATION | NEW | N/A | USD/teraBtu | us | us | 486516672147.431
commercial refrigeration | Reference Commercial Reach-in Freezers | 2043 | INSTALLATION | REPLACEMENT | N/A | USD/teraBtu | us | us | 486516672147.431
commercial refrigeration | Reference Commercial Reach-in Freezers | 2044 | CAPITAL | NEW | N/A | USD/teraBtu | us | us | 1.077e+12
commercial refrigeration | Reference Commercial Reach-in Freezers | 2044 | CAPITAL | REPLACEMENT | N/A | USD/teraBtu | us | us | 1.077e+12
commercial refrigeration | Reference Commercial Reach-in Freezers | 2044 | FIXED_OM | NEW | N/A | USD/teraBtu | us | us | 43518518600.7718
commercial refrigeration | Reference Commercial Reach-in Freezers | 2044 | FIXED_OM | REPLACEMENT | N/A | USD/teraBtu | us | us | 43518518600.7718
commercial refrigeration | Reference Commercial Reach-in Freezers | 2044 | INSTALLATION | NEW | N/A | USD/teraBtu | us | us | 486516672147.431
commercial refrigeration | Reference Commercial Reach-in Freezers | 2044 | INSTALLATION | REPLACEMENT | N/A | USD/teraBtu | us | us | 486516672147.431
commercial refrigeration | Reference Commercial Reach-in Freezers | 2045 | CAPITAL | NEW | N/A | USD/teraBtu | us | us | 1.077e+12
commercial refrigeration | Reference Commercial Reach-in Freezers | 2045 | CAPITAL | REPLACEMENT | N/A | USD/teraBtu | us | us | 1.077e+12
commercial refrigeration | Reference Commercial Reach-in Freezers | 2045 | FIXED_OM | NEW | N/A | USD/teraBtu | us | us | 43518518600.7718
commercial refrigeration | Reference Commercial Reach-in Freezers | 2045 | FIXED_OM | REPLACEMENT | N/A | USD/teraBtu | us | us | 43518518600.7718
commercial refrigeration | Reference Commercial Reach-in Freezers | 2045 | INSTALLATION | NEW | N/A | USD/teraBtu | us | us | 486516672147.431
commercial refrigeration | Reference Commercial Reach-in Freezers | 2045 | INSTALLATION | REPLACEMENT | N/A | USD/teraBtu | us | us | 486516672147.431
commercial refrigeration | Reference Commercial Reach-in Freezers | 2046 | CAPITAL | NEW | N/A | USD/teraBtu | us | us | 1.077e+12
commercial refrigeration | Reference Commercial Reach-in Freezers | 2046 | CAPITAL | REPLACEMENT | N/A | USD/teraBtu | us | us | 1.077e+12
commercial refrigeration | Reference Commercial Reach-in Freezers | 2046 | FIXED_OM | NEW | N/A | USD/teraBtu | us | us | 43518518600.7718
commercial refrigeration | Reference Commercial Reach-in Freezers | 2046 | FIXED_OM | REPLACEMENT | N/A | USD/teraBtu | us | us | 43518518600.7718
commercial refrigeration | Reference Commercial Reach-in Freezers | 2046 | INSTALLATION | NEW | N/A | USD/teraBtu | us | us | 486516672147.431
commercial refrigeration | Reference Commercial Reach-in Freezers | 2046 | INSTALLATION | REPLACEMENT | N/A | USD/teraBtu | us | us | 486516672147.431
commercial refrigeration | Reference Commercial Reach-in Freezers | 2047 | CAPITAL | NEW | N/A | USD/teraBtu | us | us | 1.077e+12
commercial refrigeration | Reference Commercial Reach-in Freezers | 2047 | CAPITAL | REPLACEMENT | N/A | USD/teraBtu | us | us | 1.077e+12
commercial refrigeration | Reference Commercial Reach-in Freezers | 2047 | FIXED_OM | NEW | N/A | USD/teraBtu | us | us | 43518518600.7718
commercial refrigeration | Reference Commercial Reach-in Freezers | 2047 | FIXED_OM | REPLACEMENT | N/A | USD/teraBtu | us | us | 43518518600.7718
commercial refrigeration | Reference Commercial Reach-in Freezers | 2047 | INSTALLATION | NEW | N/A | USD/teraBtu | us | us | 486516672147.431
commercial refrigeration | Reference Commercial Reach-in Freezers | 2047 | INSTALLATION | REPLACEMENT | N/A | USD/teraBtu | us | us | 486516672147.431
commercial refrigeration | Reference Commercial Reach-in Freezers | 2048 | CAPITAL | NEW | N/A | USD/teraBtu | us | us | 1.077e+12
commercial refrigeration | Reference Commercial Reach-in Freezers | 2048 | CAPITAL | REPLACEMENT | N/A | USD/teraBtu | us | us | 1.077e+12
commercial refrigeration | Reference Commercial Reach-in Freezers | 2048 | FIXED_OM | NEW | N/A | USD/teraBtu | us | us | 43518518600.7718
commercial refrigeration | Reference Commercial Reach-in Freezers | 2048 | FIXED_OM | REPLACEMENT | N/A | USD/teraBtu | us | us | 43518518600.7718
commercial refrigeration | Reference Commercial Reach-in Freezers | 2048 | INSTALLATION | NEW | N/A | USD/teraBtu | us | us | 486516672147.431
commercial refrigeration | Reference Commercial Reach-in Freezers | 2048 | INSTALLATION | REPLACEMENT | N/A | USD/teraBtu | us | us | 486516672147.431
commercial refrigeration | Reference Commercial Reach-in Freezers | 2049 | CAPITAL | NEW | N/A | USD/teraBtu | us | us | 1.077e+12
commercial refrigeration | Reference Commercial Reach-in Freezers | 2049 | CAPITAL | REPLACEMENT | N/A | USD/teraBtu | us | us | 1.077e+12
commercial refrigeration | Reference Commercial Reach-in Freezers | 2049 | FIXED_OM | NEW | N/A | USD/teraBtu | us | us | 43518518600.7718
commercial refrigeration | Reference Commercial Reach-in Freezers | 2049 | FIXED_OM | REPLACEMENT | N/A | USD/teraBtu | us | us | 43518518600.7718
commercial refrigeration | Reference Commercial Reach-in Freezers | 2049 | INSTALLATION | NEW | N/A | USD/teraBtu | us | us | 486516672147.431
commercial refrigeration | Reference Commercial Reach-in Freezers | 2049 | INSTALLATION | REPLACEMENT | N/A | USD/teraBtu | us | us | 486516672147.431
commercial refrigeration | Reference Commercial Reach-in Freezers | 2050 | CAPITAL | NEW | N/A | USD/teraBtu | us | us | 1.077e+12
commercial refrigeration | Reference Commercial Reach-in Freezers | 2050 | CAPITAL | REPLACEMENT | N/A | USD/teraBtu | us | us | 1.077e+12
commercial refrigeration | Reference Commercial Reach-in Freezers | 2050 | FIXED_OM | NEW | N/A | USD/teraBtu | us | us | 43518518600.7718
commercial refrigeration | Reference Commercial Reach-in Freezers | 2050 | FIXED_OM | REPLACEMENT | N/A | USD/teraBtu | us | us | 43518518600.7718
commercial refrigeration | Reference Commercial Reach-in Freezers | 2050 | INSTALLATION | NEW | N/A | USD/teraBtu | us | us | 486516672147.431
commercial refrigeration | Reference Commercial Reach-in Freezers | 2050 | INSTALLATION | REPLACEMENT | N/A | USD/teraBtu | us | us | 486516672147.431
commercial refrigeration | Reference Commercial Reach-in Refrigerators | 2020 | CAPITAL | NEW | N/A | USD/teraBtu | us | us | 1.3575e+12
commercial refrigeration | Reference Commercial Reach-in Refrigerators | 2020 | CAPITAL | REPLACEMENT | N/A | USD/teraBtu | us | us | 1.3575e+12
commercial refrigeration | Reference Commercial Reach-in Refrigerators | 2020 | FIXED_OM | NEW | N/A | USD/teraBtu | us | us | 65920908717.9179
commercial refrigeration | Reference Commercial Reach-in Refrigerators | 2020 | FIXED_OM | REPLACEMENT | N/A | USD/teraBtu | us | us | 65920908717.9179
commercial refrigeration | Reference Commercial Reach-in Refrigerators | 2020 | INSTALLATION | NEW | N/A | USD/teraBtu | us | us | 875729795488.437
commercial refrigeration | Reference Commercial Reach-in Refrigerators | 2020 | INSTALLATION | REPLACEMENT | N/A | USD/teraBtu | us | us | 875729795488.437
commercial refrigeration | Reference Commercial Reach-in Refrigerators | 2021 | CAPITAL | NEW | N/A | USD/teraBtu | us | us | 1.3671e+12
commercial refrigeration | Reference Commercial Reach-in Refrigerators | 2021 | CAPITAL | REPLACEMENT | N/A | USD/teraBtu | us | us | 1.3671e+12
commercial refrigeration | Reference Commercial Reach-in Refrigerators | 2021 | FIXED_OM | NEW | N/A | USD/teraBtu | us | us | 65920908717.9179
commercial refrigeration | Reference Commercial Reach-in Refrigerators | 2021 | FIXED_OM | REPLACEMENT | N/A | USD/teraBtu | us | us | 65920908717.9179
commercial refrigeration | Reference Commercial Reach-in Refrigerators | 2021 | INSTALLATION | NEW | N/A | USD/teraBtu | us | us | 875729795488.437
commercial refrigeration | Reference Commercial Reach-in Refrigerators | 2021 | INSTALLATION | REPLACEMENT | N/A | USD/teraBtu | us | us | 875729795488.437
commercial refrigeration | Reference Commercial Reach-in Refrigerators | 2022 | CAPITAL | NEW | N/A | USD/teraBtu | us | us | 1.3766e+12
commercial refrigeration | Reference Commercial Reach-in Refrigerators | 2022 | CAPITAL | REPLACEMENT | N/A | USD/teraBtu | us | us | 1.3766e+12
commercial refrigeration | Reference Commercial Reach-in Refrigerators | 2022 | FIXED_OM | NEW | N/A | USD/teraBtu | us | us | 65920908717.9179
commercial refrigeration | Reference Commercial Reach-in Refrigerators | 2022 | FIXED_OM | REPLACEMENT | N/A | USD/teraBtu | us | us | 65920908717.9179
commercial refrigeration | Reference Commercial Reach-in Refrigerators | 2022 | INSTALLATION | NEW | N/A | USD/teraBtu | us | us | 875729795488.437
commercial refrigeration | Reference Commercial Reach-in Refrigerators | 2022 | INSTALLATION | REPLACEMENT | N/A | USD/teraBtu | us | us | 875729795488.437
commercial refrigeration | Reference Commercial Reach-in Refrigerators | 2023 | CAPITAL | NEW | N/A | USD/teraBtu | us | us | 1.3861e+12
commercial refrigeration | Reference Commercial Reach-in Refrigerators | 2023 | CAPITAL | REPLACEMENT | N/A | USD/teraBtu | us | us | 1.3861e+12
commercial refrigeration | Reference Commercial Reach-in Refrigerators | 2023 | FIXED_OM | NEW | N/A | USD/teraBtu | us | us | 65920908717.9179
commercial refrigeration | Reference Commercial Reach-in Refrigerators | 2023 | FIXED_OM | REPLACEMENT | N/A | USD/teraBtu | us | us | 65920908717.9179
commercial refrigeration | Reference Commercial Reach-in Refrigerators | 2023 | INSTALLATION | NEW | N/A | USD/teraBtu | us | us | 875729795488.437
commercial refrigeration | Reference Commercial Reach-in Refrigerators | 2023 | INSTALLATION | REPLACEMENT | N/A | USD/teraBtu | us | us | 875729795488.437
commercial refrigeration | Reference Commercial Reach-in Refrigerators | 2024 | CAPITAL | NEW | N/A | USD/teraBtu | us | us | 1.3956e+12
commercial refrigeration | Reference Commercial Reach-in Refrigerators | 2024 | CAPITAL | REPLACEMENT | N/A | USD/teraBtu | us | us | 1.3956e+12
commercial refrigeration | Reference Commercial Reach-in Refrigerators | 2024 | FIXED_OM | NEW | N/A | USD/teraBtu | us | us | 65920908717.9179
commercial refrigeration | Reference Commercial Reach-in Refrigerators | 2024 | FIXED_OM | REPLACEMENT | N/A | USD/teraBtu | us | us | 65920908717.9179
commercial refrigeration | Reference Commercial Reach-in Refrigerators | 2024 | INSTALLATION | NEW | N/A | USD/teraBtu | us | us | 875729795488.437
commercial refrigeration | Reference Commercial Reach-in Refrigerators | 2024 | INSTALLATION | REPLACEMENT | N/A | USD/teraBtu | us | us | 875729795488.437
commercial refrigeration | Reference Commercial Reach-in Refrigerators | 2025 | CAPITAL | NEW | N/A | USD/teraBtu | us | us | 1.4051e+12
commercial refrigeration | Reference Commercial Reach-in Refrigerators | 2025 | CAPITAL | REPLACEMENT | N/A | USD/teraBtu | us | us | 1.4051e+12
commercial refrigeration | Reference Commercial Reach-in Refrigerators | 2025 | FIXED_OM | NEW | N/A | USD/teraBtu | us | us | 65920908717.9179
commercial refrigeration | Reference Commercial Reach-in Refrigerators | 2025 | FIXED_OM | REPLACEMENT | N/A | USD/teraBtu | us | us | 65920908717.9179
commercial refrigeration | Reference Commercial Reach-in Refrigerators | 2025 | INSTALLATION | NEW | N/A | USD/teraBtu | us | us | 875729795488.437
commercial refrigeration | Reference Commercial Reach-in Refrigerators | 2025 | INSTALLATION | REPLACEMENT | N/A | USD/teraBtu | us | us | 875729795488.437
commercial refrigeration | Reference Commercial Reach-in Refrigerators | 2026 | CAPITAL | NEW | N/A | USD/teraBtu | us | us | 1.4147e+12
commercial refrigeration | Reference Commercial Reach-in Refrigerators | 2026 | CAPITAL | REPLACEMENT | N/A | USD/teraBtu | us | us | 1.4147e+12
commercial refrigeration | Reference Commercial Reach-in Refrigerators | 2026 | FIXED_OM | NEW | N/A | USD/teraBtu | us | us | 65920908717.9179
commercial refrigeration | Reference Commercial Reach-in Refrigerators | 2026 | FIXED_OM | REPLACEMENT | N/A | USD/teraBtu | us | us | 65920908717.9179
commercial refrigeration | Reference Commercial Reach-in Refrigerators | 2026 | INSTALLATION | NEW | N/A | USD/teraBtu | us | us | 875729795488.437
commercial refrigeration | Reference Commercial Reach-in Refrigerators | 2026 | INSTALLATION | REPLACEMENT | N/A | USD/teraBtu | us | us | 875729795488.437
commercial refrigeration | Reference Commercial Reach-in Refrigerators | 2027 | CAPITAL | NEW | N/A | USD/teraBtu | us | us | 1.4242e+12
commercial refrigeration | Reference Commercial Reach-in Refrigerators | 2027 | CAPITAL | REPLACEMENT | N/A | USD/teraBtu | us | us | 1.4242e+12
commercial refrigeration | Reference Commercial Reach-in Refrigerators | 2027 | FIXED_OM | NEW | N/A | USD/teraBtu | us | us | 65920908717.9179
commercial refrigeration | Reference Commercial Reach-in Refrigerators | 2027 | FIXED_OM | REPLACEMENT | N/A | USD/teraBtu | us | us | 65920908717.9179
commercial refrigeration | Reference Commercial Reach-in Refrigerators | 2027 | INSTALLATION | NEW | N/A | USD/teraBtu | us | us | 875729795488.437
commercial refrigeration | Reference Commercial Reach-in Refrigerators | 2027 | INSTALLATION | REPLACEMENT | N/A | USD/teraBtu | us | us | 875729795488.437
commercial refrigeration | Reference Commercial Reach-in Refrigerators | 2028 | CAPITAL | NEW | N/A | USD/teraBtu | us | us | 1.4337e+12
commercial refrigeration | Reference Commercial Reach-in Refrigerators | 2028 | CAPITAL | REPLACEMENT | N/A | USD/teraBtu | us | us | 1.4337e+12
commercial refrigeration | Reference Commercial Reach-in Refrigerators | 2028 | FIXED_OM | NEW | N/A | USD/teraBtu | us | us | 65920908717.9179
commercial refrigeration | Reference Commercial Reach-in Refrigerators | 2028 | FIXED_OM | REPLACEMENT | N/A | USD/teraBtu | us | us | 65920908717.9179
commercial refrigeration | Reference Commercial Reach-in Refrigerators | 2028 | INSTALLATION | NEW | N/A | USD/teraBtu | us | us | 875729795488.437
commercial refrigeration | Reference Commercial Reach-in Refrigerators | 2028 | INSTALLATION | REPLACEMENT | N/A | USD/teraBtu | us | us | 875729795488.437
commercial refrigeration | Reference Commercial Reach-in Refrigerators | 2029 | CAPITAL | NEW | N/A | USD/teraBtu | us | us | 1.4432e+12
commercial refrigeration | Reference Commercial Reach-in Refrigerators | 2029 | CAPITAL | REPLACEMENT | N/A | USD/teraBtu | us | us | 1.4432e+12
commercial refrigeration | Reference Commercial Reach-in Refrigerators | 2029 | FIXED_OM | NEW | N/A | USD/teraBtu | us | us | 65920908717.9179
commercial refrigeration | Reference Commercial Reach-in Refrigerators | 2029 | FIXED_OM | REPLACEMENT | N/A | USD/teraBtu | us | us | 65920908717.9179
commercial refrigeration | Reference Commercial Reach-in Refrigerators | 2029 | INSTALLATION | NEW | N/A | USD/teraBtu | us | us | 875729795488.437
commercial refrigeration | Reference Commercial Reach-in Refrigerators | 2029 | INSTALLATION | REPLACEMENT | N/A | USD/teraBtu | us | us | 875729795488.437
commercial refrigeration | Reference Commercial Reach-in Refrigerators | 2030 | CAPITAL | NEW | N/A | USD/teraBtu | us | us | 1.4527e+12
commercial refrigeration | Reference Commercial Reach-in Refrigerators | 2030 | CAPITAL | REPLACEMENT | N/A | USD/teraBtu | us | us | 1.4527e+12
commercial refrigeration | Reference Commercial Reach-in Refrigerators | 2030 | FIXED_OM | NEW | N/A | USD/teraBtu | us | us | 65920908717.9179
commercial refrigeration | Reference Commercial Reach-in Refrigerators | 2030 | FIXED_OM | REPLACEMENT | N/A | USD/teraBtu | us | us | 65920908717.9179
commercial refrigeration | Reference Commercial Reach-in Refrigerators | 2030 | INSTALLATION | NEW | N/A | USD/teraBtu | us | us | 875729795488.437
commercial refrigeration | Reference Commercial Reach-in Refrigerators | 2030 | INSTALLATION | REPLACEMENT | N/A | USD/teraBtu | us | us | 875729795488.437
commercial refrigeration | Reference Commercial Reach-in Refrigerators | 2031 | CAPITAL | NEW | N/A | USD/teraBtu | us | us | 1.4551e+12
commercial refrigeration | Reference Commercial Reach-in Refrigerators | 2031 | CAPITAL | REPLACEMENT | N/A | USD/teraBtu | us | us | 1.4551e+12
commercial refrigeration | Reference Commercial Reach-in Refrigerators | 2031 | FIXED_OM | NEW | N/A | USD/teraBtu | us | us | 65920908717.9179
commercial refrigeration | Reference Commercial Reach-in Refrigerators | 2031 | FIXED_OM | REPLACEMENT | N/A | USD/teraBtu | us | us | 65920908717.9179
commercial refrigeration | Reference Commercial Reach-in Refrigerators | 2031 | INSTALLATION | NEW | N/A | USD/teraBtu | us | us | 875729795488.437
commercial refrigeration | Reference Commercial Reach-in Refrigerators | 2031 | INSTALLATION | REPLACEMENT | N/A | USD/teraBtu | us | us | 875729795488.437
commercial refrigeration | Reference Commercial Reach-in Refrigerators | 2032 | CAPITAL | NEW | N/A | USD/teraBtu | us | us | 1.4575e+12
commercial refrigeration | Reference Commercial Reach-in Refrigerators | 2032 | CAPITAL | REPLACEMENT | N/A | USD/teraBtu | us | us | 1.4575e+12
commercial refrigeration | Reference Commercial Reach-in Refrigerators | 2032 | FIXED_OM | NEW | N/A | USD/teraBtu | us | us | 65920908717.9179
commercial refrigeration | Reference Commercial Reach-in Refrigerators | 2032 | FIXED_OM | REPLACEMENT | N/A | USD/teraBtu | us | us | 65920908717.9179
commercial refrigeration | Reference Commercial Reach-in Refrigerators | 2032 | INSTALLATION | NEW | N/A | USD/teraBtu | us | us | 875729795488.437
commercial refrigeration | Reference Commercial Reach-in Refrigerators | 2032 | INSTALLATION | REPLACEMENT | N/A | USD/teraBtu | us | us | 875729795488.437
commercial refrigeration | Reference Commercial Reach-in Refrigerators | 2033 | CAPITAL | NEW | N/A | USD/teraBtu | us | us | 1.4599e+12
commercial refrigeration | Reference Commercial Reach-in Refrigerators | 2033 | CAPITAL | REPLACEMENT | N/A | USD/teraBtu | us | us | 1.4599e+12
commercial refrigeration | Reference Commercial Reach-in Refrigerators | 2033 | FIXED_OM | NEW | N/A | USD/teraBtu | us | us | 65920908717.9179
commercial refrigeration | Reference Commercial Reach-in Refrigerators | 2033 | FIXED_OM | REPLACEMENT | N/A | USD/teraBtu | us | us | 65920908717.9179
commercial refrigeration | Reference Commercial Reach-in Refrigerators | 2033 | INSTALLATION | NEW | N/A | USD/teraBtu | us | us | 875729795488.437
commercial refrigeration | Reference Commercial Reach-in Refrigerators | 2033 | INSTALLATION | REPLACEMENT | N/A | USD/teraBtu | us | us | 875729795488.437
commercial refrigeration | Reference Commercial Reach-in Refrigerators | 2034 | CAPITAL | NEW | N/A | USD/teraBtu | us | us | 1.4622e+12
commercial refrigeration | Reference Commercial Reach-in Refrigerators | 2034 | CAPITAL | REPLACEMENT | N/A | USD/teraBtu | us | us | 1.4622e+12
commercial refrigeration | Reference Commercial Reach-in Refrigerators | 2034 | FIXED_OM | NEW | N/A | USD/teraBtu | us | us | 65920908717.9179
commercial refrigeration | Reference Commercial Reach-in Refrigerators | 2034 | FIXED_OM | REPLACEMENT | N/A | USD/teraBtu | us | us | 65920908717.9179
commercial refrigeration | Reference Commercial Reach-in Refrigerators | 2034 | INSTALLATION | NEW | N/A | USD/teraBtu | us | us | 875729795488.437
commercial refrigeration | Reference Commercial Reach-in Refrigerators | 2034 | INSTALLATION | REPLACEMENT | N/A | USD/teraBtu | us | us | 875729795488.437
commercial refrigeration | Reference Commercial Reach-in Refrigerators | 2035 | CAPITAL | NEW | N/A | USD/teraBtu | us | us | 1.4646e+12
commercial refrigeration | Reference Commercial Reach-in Refrigerators | 2035 | CAPITAL | REPLACEMENT | N/A | USD/teraBtu | us | us | 1.4646e+12
commercial refrigeration | Reference Commercial Reach-in Refrigerators | 2035 | FIXED_OM | NEW | N/A | USD/teraBtu | us | us | 65920908717.9179
commercial refrigeration | Reference Commercial Reach-in Refrigerators | 2035 | FIXED_OM | REPLACEMENT | N/A | USD/teraBtu | us | us | 65920908717.9179
commercial refrigeration | Reference Commercial Reach-in Refrigerators | 2035 | INSTALLATION | NEW | N/A | USD/teraBtu | us | us | 875729795488.437
commercial refrigeration | Reference Commercial Reach-in Refrigerators | 2035 | INSTALLATION | REPLACEMENT | N/A | USD/teraBtu | us | us | 875729795488.437
commercial refrigeration | Reference Commercial Reach-in Refrigerators | 2036 | CAPITAL | NEW | N/A | USD/teraBtu | us | us | 1.467e+12
commercial refrigeration | Reference Commercial Reach-in Refrigerators | 2036 | CAPITAL | REPLACEMENT | N/A | USD/teraBtu | us | us | 1.467e+12
commercial refrigeration | Reference Commercial Reach-in Refrigerators | 2036 | FIXED_OM | NEW | N/A | USD/teraBtu | us | us | 65920908717.9179
commercial refrigeration | Reference Commercial Reach-in Refrigerators | 2036 | FIXED_OM | REPLACEMENT | N/A | USD/teraBtu | us | us | 65920908717.9179
commercial refrigeration | Reference Commercial Reach-in Refrigerators | 2036 | INSTALLATION | NEW | N/A | USD/teraBtu | us | us | 875729795488.437
commercial refrigeration | Reference Commercial Reach-in Refrigerators | 2036 | INSTALLATION | REPLACEMENT | N/A | USD/teraBtu | us | us | 875729795488.437
commercial refrigeration | Reference Commercial Reach-in Refrigerators | 2037 | CAPITAL | NEW | N/A | USD/teraBtu | us | us | 1.4694e+12
commercial refrigeration | Reference Commercial Reach-in Refrigerators | 2037 | CAPITAL | REPLACEMENT | N/A | USD/teraBtu | us | us | 1.4694e+12
commercial refrigeration | Reference Commercial Reach-in Refrigerators | 2037 | FIXED_OM | NEW | N/A | USD/teraBtu | us | us | 65920908717.9179
commercial refrigeration | Reference Commercial Reach-in Refrigerators | 2037 | FIXED_OM | REPLACEMENT | N/A | USD/teraBtu | us | us | 65920908717.9179
commercial refrigeration | Reference Commercial Reach-in Refrigerators | 2037 | INSTALLATION | NEW | N/A | USD/teraBtu | us | us | 875729795488.437
commercial refrigeration | Reference Commercial Reach-in Refrigerators | 2037 | INSTALLATION | REPLACEMENT | N/A | USD/teraBtu | us | us | 875729795488.437
commercial refrigeration | Reference Commercial Reach-in Refrigerators | 2038 | CAPITAL | NEW | N/A | USD/teraBtu | us | us | 1.4717e+12
commercial refrigeration | Reference Commercial Reach-in Refrigerators | 2038 | CAPITAL | REPLACEMENT | N/A | USD/teraBtu | us | us | 1.4717e+12
commercial refrigeration | Reference Commercial Reach-in Refrigerators | 2038 | FIXED_OM | NEW | N/A | USD/teraBtu | us | us | 65920908717.9179
commercial refrigeration | Reference Commercial Reach-in Refrigerators | 2038 | FIXED_OM | REPLACEMENT | N/A | USD/teraBtu | us | us | 65920908717.9179
commercial refrigeration | Reference Commercial Reach-in Refrigerators | 2038 | INSTALLATION | NEW | N/A | USD/teraBtu | us | us | 875729795488.437
commercial refrigeration | Reference Commercial Reach-in Refrigerators | 2038 | INSTALLATION | REPLACEMENT | N/A | USD/teraBtu | us | us | 875729795488.437
commercial refrigeration | Reference Commercial Reach-in Refrigerators | 2039 | CAPITAL | NEW | N/A | USD/teraBtu | us | us | 1.4741e+12
commercial refrigeration | Reference Commercial Reach-in Refrigerators | 2039 | CAPITAL | REPLACEMENT | N/A | USD/teraBtu | us | us | 1.4741e+12
commercial refrigeration | Reference Commercial Reach-in Refrigerators | 2039 | FIXED_OM | NEW | N/A | USD/teraBtu | us | us | 65920908717.9179
commercial refrigeration | Reference Commercial Reach-in Refrigerators | 2039 | FIXED_OM | REPLACEMENT | N/A | USD/teraBtu | us | us | 65920908717.9179
commercial refrigeration | Reference Commercial Reach-in Refrigerators | 2039 | INSTALLATION | NEW | N/A | USD/teraBtu | us | us | 875729795488.437
commercial refrigeration | Reference Commercial Reach-in Refrigerators | 2039 | INSTALLATION | REPLACEMENT | N/A | USD/teraBtu | us | us | 875729795488.437
commercial refrigeration | Reference Commercial Reach-in Refrigerators | 2040 | CAPITAL | NEW | N/A | USD/teraBtu | us | us | 1.4765e+12
commercial refrigeration | Reference Commercial Reach-in Refrigerators | 2040 | CAPITAL | REPLACEMENT | N/A | USD/teraBtu | us | us | 1.4765e+12
commercial refrigeration | Reference Commercial Reach-in Refrigerators | 2040 | FIXED_OM | NEW | N/A | USD/teraBtu | us | us | 65920908717.9179
commercial refrigeration | Reference Commercial Reach-in Refrigerators | 2040 | FIXED_OM | REPLACEMENT | N/A | USD/teraBtu | us | us | 65920908717.9179
commercial refrigeration | Reference Commercial Reach-in Refrigerators | 2040 | INSTALLATION | NEW | N/A | USD/teraBtu | us | us | 875729795488.437
commercial refrigeration | Reference Commercial Reach-in Refrigerators | 2040 | INSTALLATION | REPLACEMENT | N/A | USD/teraBtu | us | us | 875729795488.437
commercial refrigeration | Reference Commercial Reach-in Refrigerators | 2041 | CAPITAL | NEW | N/A | USD/teraBtu | us | us | 1.4765e+12
commercial refrigeration | Reference Commercial Reach-in Refrigerators | 2041 | CAPITAL | REPLACEMENT | N/A | USD/teraBtu | us | us | 1.4765e+12
commercial refrigeration | Reference Commercial Reach-in Refrigerators | 2041 | FIXED_OM | NEW | N/A | USD/teraBtu | us | us | 65920908717.9179
commercial refrigeration | Reference Commercial Reach-in Refrigerators | 2041 | FIXED_OM | REPLACEMENT | N/A | USD/teraBtu | us | us | 65920908717.9179
commercial refrigeration | Reference Commercial Reach-in Refrigerators | 2041 | INSTALLATION | NEW | N/A | USD/teraBtu | us | us | 875729795488.437
commercial refrigeration | Reference Commercial Reach-in Refrigerators | 2041 | INSTALLATION | REPLACEMENT | N/A | USD/teraBtu | us | us | 875729795488.437
commercial refrigeration | Reference Commercial Reach-in Refrigerators | 2042 | CAPITAL | NEW | N/A | USD/teraBtu | us | us | 1.4765e+12
commercial refrigeration | Reference Commercial Reach-in Refrigerators | 2042 | CAPITAL | REPLACEMENT | N/A | USD/teraBtu | us | us | 1.4765e+12
commercial refrigeration | Reference Commercial Reach-in Refrigerators | 2042 | FIXED_OM | NEW | N/A | USD/teraBtu | us | us | 65920908717.9179
commercial refrigeration | Reference Commercial Reach-in Refrigerators | 2042 | FIXED_OM | REPLACEMENT | N/A | USD/teraBtu | us | us | 65920908717.9179
commercial refrigeration | Reference Commercial Reach-in Refrigerators | 2042 | INSTALLATION | NEW | N/A | USD/teraBtu | us | us | 875729795488.437
commercial refrigeration | Reference Commercial Reach-in Refrigerators | 2042 | INSTALLATION | REPLACEMENT | N/A | USD/teraBtu | us | us | 875729795488.437
commercial refrigeration | Reference Commercial Reach-in Refrigerators | 2043 | CAPITAL | NEW | N/A | USD/teraBtu | us | us | 1.4765e+12
commercial refrigeration | Reference Commercial Reach-in Refrigerators | 2043 | CAPITAL | REPLACEMENT | N/A | USD/teraBtu | us | us | 1.4765e+12
commercial refrigeration | Reference Commercial Reach-in Refrigerators | 2043 | FIXED_OM | NEW | N/A | USD/teraBtu | us | us | 65920908717.9179
commercial refrigeration | Reference Commercial Reach-in Refrigerators | 2043 | FIXED_OM | REPLACEMENT | N/A | USD/teraBtu | us | us | 65920908717.9179
commercial refrigeration | Reference Commercial Reach-in Refrigerators | 2043 | INSTALLATION | NEW | N/A | USD/teraBtu | us | us | 875729795488.437
commercial refrigeration | Reference Commercial Reach-in Refrigerators | 2043 | INSTALLATION | REPLACEMENT | N/A | USD/teraBtu | us | us | 875729795488.437
commercial refrigeration | Reference Commercial Reach-in Refrigerators | 2044 | CAPITAL | NEW | N/A | USD/teraBtu | us | us | 1.4765e+12
commercial refrigeration | Reference Commercial Reach-in Refrigerators | 2044 | CAPITAL | REPLACEMENT | N/A | USD/teraBtu | us | us | 1.4765e+12
commercial refrigeration | Reference Commercial Reach-in Refrigerators | 2044 | FIXED_OM | NEW | N/A | USD/teraBtu | us | us | 65920908717.9179
commercial refrigeration | Reference Commercial Reach-in Refrigerators | 2044 | FIXED_OM | REPLACEMENT | N/A | USD/teraBtu | us | us | 65920908717.9179
commercial refrigeration | Reference Commercial Reach-in Refrigerators | 2044 | INSTALLATION | NEW | N/A | USD/teraBtu | us | us | 875729795488.437
commercial refrigeration | Reference Commercial Reach-in Refrigerators | 2044 | INSTALLATION | REPLACEMENT | N/A | USD/teraBtu | us | us | 875729795488.437
commercial refrigeration | Reference Commercial Reach-in Refrigerators | 2045 | CAPITAL | NEW | N/A | USD/teraBtu | us | us | 1.4765e+12
commercial refrigeration | Reference Commercial Reach-in Refrigerators | 2045 | CAPITAL | REPLACEMENT | N/A | USD/teraBtu | us | us | 1.4765e+12
commercial refrigeration | Reference Commercial Reach-in Refrigerators | 2045 | FIXED_OM | NEW | N/A | USD/teraBtu | us | us | 65920908717.9179
commercial refrigeration | Reference Commercial Reach-in Refrigerators | 2045 | FIXED_OM | REPLACEMENT | N/A | USD/teraBtu | us | us | 65920908717.9179
commercial refrigeration | Reference Commercial Reach-in Refrigerators | 2045 | INSTALLATION | NEW | N/A | USD/teraBtu | us | us | 875729795488.437
commercial refrigeration | Reference Commercial Reach-in Refrigerators | 2045 | INSTALLATION | REPLACEMENT | N/A | USD/teraBtu | us | us | 875729795488.437
commercial refrigeration | Reference Commercial Reach-in Refrigerators | 2046 | CAPITAL | NEW | N/A | USD/teraBtu | us | us | 1.4765e+12
commercial refrigeration | Reference Commercial Reach-in Refrigerators | 2046 | CAPITAL | REPLACEMENT | N/A | USD/teraBtu | us | us | 1.4765e+12
commercial refrigeration | Reference Commercial Reach-in Refrigerators | 2046 | FIXED_OM | NEW | N/A | USD/teraBtu | us | us | 65920908717.9179
commercial refrigeration | Reference Commercial Reach-in Refrigerators | 2046 | FIXED_OM | REPLACEMENT | N/A | USD/teraBtu | us | us | 65920908717.9179
commercial refrigeration | Reference Commercial Reach-in Refrigerators | 2046 | INSTALLATION | NEW | N/A | USD/teraBtu | us | us | 875729795488.437
commercial refrigeration | Reference Commercial Reach-in Refrigerators | 2046 | INSTALLATION | REPLACEMENT | N/A | USD/teraBtu | us | us | 875729795488.437
commercial refrigeration | Reference Commercial Reach-in Refrigerators | 2047 | CAPITAL | NEW | N/A | USD/teraBtu | us | us | 1.4765e+12
commercial refrigeration | Reference Commercial Reach-in Refrigerators | 2047 | CAPITAL | REPLACEMENT | N/A | USD/teraBtu | us | us | 1.4765e+12
commercial refrigeration | Reference Commercial Reach-in Refrigerators | 2047 | FIXED_OM | NEW | N/A | USD/teraBtu | us | us | 65920908717.9179
commercial refrigeration | Reference Commercial Reach-in Refrigerators | 2047 | FIXED_OM | REPLACEMENT | N/A | USD/teraBtu | us | us | 65920908717.9179
commercial refrigeration | Reference Commercial Reach-in Refrigerators | 2047 | INSTALLATION | NEW | N/A | USD/teraBtu | us | us | 875729795488.437
commercial refrigeration | Reference Commercial Reach-in Refrigerators | 2047 | INSTALLATION | REPLACEMENT | N/A | USD/teraBtu | us | us | 875729795488.437
commercial refrigeration | Reference Commercial Reach-in Refrigerators | 2048 | CAPITAL | NEW | N/A | USD/teraBtu | us | us | 1.4765e+12
commercial refrigeration | Reference Commercial Reach-in Refrigerators | 2048 | CAPITAL | REPLACEMENT | N/A | USD/teraBtu | us | us | 1.4765e+12
commercial refrigeration | Reference Commercial Reach-in Refrigerators | 2048 | FIXED_OM | NEW | N/A | USD/teraBtu | us | us | 65920908717.9179
commercial refrigeration | Reference Commercial Reach-in Refrigerators | 2048 | FIXED_OM | REPLACEMENT | N/A | USD/teraBtu | us | us | 65920908717.9179
commercial refrigeration | Reference Commercial Reach-in Refrigerators | 2048 | INSTALLATION | NEW | N/A | USD/teraBtu | us | us | 875729795488.437
commercial refrigeration | Reference Commercial Reach-in Refrigerators | 2048 | INSTALLATION | REPLACEMENT | N/A | USD/teraBtu | us | us | 875729795488.437
commercial refrigeration | Reference Commercial Reach-in Refrigerators | 2049 | CAPITAL | NEW | N/A | USD/teraBtu | us | us | 1.4765e+12
commercial refrigeration | Reference Commercial Reach-in Refrigerators | 2049 | CAPITAL | REPLACEMENT | N/A | USD/teraBtu | us | us | 1.4765e+12
commercial refrigeration | Reference Commercial Reach-in Refrigerators | 2049 | FIXED_OM | NEW | N/A | USD/teraBtu | us | us | 65920908717.9179
commercial refrigeration | Reference Commercial Reach-in Refrigerators | 2049 | FIXED_OM | REPLACEMENT | N/A | USD/teraBtu | us | us | 65920908717.9179
commercial refrigeration | Reference Commercial Reach-in Refrigerators | 2049 | INSTALLATION | NEW | N/A | USD/teraBtu | us | us | 875729795488.437
commercial refrigeration | Reference Commercial Reach-in Refrigerators | 2049 | INSTALLATION | REPLACEMENT | N/A | USD/teraBtu | us | us | 875729795488.437
commercial refrigeration | Reference Commercial Reach-in Refrigerators | 2050 | CAPITAL | NEW | N/A | USD/teraBtu | us | us | 1.4765e+12
commercial refrigeration | Reference Commercial Reach-in Refrigerators | 2050 | CAPITAL | REPLACEMENT | N/A | USD/teraBtu | us | us | 1.4765e+12
commercial refrigeration | Reference Commercial Reach-in Refrigerators | 2050 | FIXED_OM | NEW | N/A | USD/teraBtu | us | us | 65920908717.9179
commercial refrigeration | Reference Commercial Reach-in Refrigerators | 2050 | FIXED_OM | REPLACEMENT | N/A | USD/teraBtu | us | us | 65920908717.9179
commercial refrigeration | Reference Commercial Reach-in Refrigerators | 2050 | INSTALLATION | NEW | N/A | USD/teraBtu | us | us | 875729795488.437
commercial refrigeration | Reference Commercial Reach-in Refrigerators | 2050 | INSTALLATION | REPLACEMENT | N/A | USD/teraBtu | us | us | 875729795488.437
commercial refrigeration | Reference Commercial Refrigerated Vending Machines | 2020 | CAPITAL | NEW | N/A | USD/teraBtu | us | us | 2.1117e+12
commercial refrigeration | Reference Commercial Refrigerated Vending Machines | 2020 | CAPITAL | REPLACEMENT | N/A | USD/teraBtu | us | us | 2.1117e+12
commercial refrigeration | Reference Commercial Refrigerated Vending Machines | 2020 | FIXED_OM | NEW | N/A | USD/teraBtu | us | us | 144147053729.847
commercial refrigeration | Reference Commercial Refrigerated Vending Machines | 2020 | FIXED_OM | REPLACEMENT | N/A | USD/teraBtu | us | us | 144147053729.847
commercial refrigeration | Reference Commercial Refrigerated Vending Machines | 2020 | INSTALLATION | NEW | N/A | USD/teraBtu | us | us | 37515964311.0102
commercial refrigeration | Reference Commercial Refrigerated Vending Machines | 2020 | INSTALLATION | REPLACEMENT | N/A | USD/teraBtu | us | us | 37515964311.0102
commercial refrigeration | Reference Commercial Refrigerated Vending Machines | 2021 | CAPITAL | NEW | N/A | USD/teraBtu | us | us | 2.118e+12
commercial refrigeration | Reference Commercial Refrigerated Vending Machines | 2021 | CAPITAL | REPLACEMENT | N/A | USD/teraBtu | us | us | 2.118e+12
commercial refrigeration | Reference Commercial Refrigerated Vending Machines | 2021 | FIXED_OM | NEW | N/A | USD/teraBtu | us | us | 144147053729.847
commercial refrigeration | Reference Commercial Refrigerated Vending Machines | 2021 | FIXED_OM | REPLACEMENT | N/A | USD/teraBtu | us | us | 144147053729.847
commercial refrigeration | Reference Commercial Refrigerated Vending Machines | 2021 | INSTALLATION | NEW | N/A | USD/teraBtu | us | us | 37515964311.0102
commercial refrigeration | Reference Commercial Refrigerated Vending Machines | 2021 | INSTALLATION | REPLACEMENT | N/A | USD/teraBtu | us | us | 37515964311.0102
commercial refrigeration | Reference Commercial Refrigerated Vending Machines | 2022 | CAPITAL | NEW | N/A | USD/teraBtu | us | us | 2.1244e+12
commercial refrigeration | Reference Commercial Refrigerated Vending Machines | 2022 | CAPITAL | REPLACEMENT | N/A | USD/teraBtu | us | us | 2.1244e+12
commercial refrigeration | Reference Commercial Refrigerated Vending Machines | 2022 | FIXED_OM | NEW | N/A | USD/teraBtu | us | us | 144147053729.847
commercial refrigeration | Reference Commercial Refrigerated Vending Machines | 2022 | FIXED_OM | REPLACEMENT | N/A | USD/teraBtu | us | us | 144147053729.847
commercial refrigeration | Reference Commercial Refrigerated Vending Machines | 2022 | INSTALLATION | NEW | N/A | USD/teraBtu | us | us | 37515964311.0102
commercial refrigeration | Reference Commercial Refrigerated Vending Machines | 2022 | INSTALLATION | REPLACEMENT | N/A | USD/teraBtu | us | us | 37515964311.0102
commercial refrigeration | Reference Commercial Refrigerated Vending Machines | 2023 | CAPITAL | NEW | N/A | USD/teraBtu | us | us | 2.1307e+12
commercial refrigeration | Reference Commercial Refrigerated Vending Machines | 2023 | CAPITAL | REPLACEMENT | N/A | USD/teraBtu | us | us | 2.1307e+12
commercial refrigeration | Reference Commercial Refrigerated Vending Machines | 2023 | FIXED_OM | NEW | N/A | USD/teraBtu | us | us | 144147053729.847
commercial refrigeration | Reference Commercial Refrigerated Vending Machines | 2023 | FIXED_OM | REPLACEMENT | N/A | USD/teraBtu | us | us | 144147053729.847
commercial refrigeration | Reference Commercial Refrigerated Vending Machines | 2023 | INSTALLATION | NEW | N/A | USD/teraBtu | us | us | 37515964311.0102
commercial refrigeration | Reference Commercial Refrigerated Vending Machines | 2023 | INSTALLATION | REPLACEMENT | N/A | USD/teraBtu | us | us | 37515964311.0102
commercial refrigeration | Reference Commercial Refrigerated Vending Machines | 2024 | CAPITAL | NEW | N/A | USD/teraBtu | us | us | 2.137e+12
commercial refrigeration | Reference Commercial Refrigerated Vending Machines | 2024 | CAPITAL | REPLACEMENT | N/A | USD/teraBtu | us | us | 2.137e+12
commercial refrigeration | Reference Commercial Refrigerated Vending Machines | 2024 | FIXED_OM | NEW | N/A | USD/teraBtu | us | us | 144147053729.847
commercial refrigeration | Reference Commercial Refrigerated Vending Machines | 2024 | FIXED_OM | REPLACEMENT | N/A | USD/teraBtu | us | us | 144147053729.847
commercial refrigeration | Reference Commercial Refrigerated Vending Machines | 2024 | INSTALLATION | NEW | N/A | USD/teraBtu | us | us | 37515964311.0102
commercial refrigeration | Reference Commercial Refrigerated Vending Machines | 2024 | INSTALLATION | REPLACEMENT | N/A | USD/teraBtu | us | us | 37515964311.0102
commercial refrigeration | Reference Commercial Refrigerated Vending Machines | 2025 | CAPITAL | NEW | N/A | USD/teraBtu | us | us | 2.1434e+12
commercial refrigeration | Reference Commercial Refrigerated Vending Machines | 2025 | CAPITAL | REPLACEMENT | N/A | USD/teraBtu | us | us | 2.1434e+12
commercial refrigeration | Reference Commercial Refrigerated Vending Machines | 2025 | FIXED_OM | NEW | N/A | USD/teraBtu | us | us | 144147053729.847
commercial refrigeration | Reference Commercial Refrigerated Vending Machines | 2025 | FIXED_OM | REPLACEMENT | N/A | USD/teraBtu | us | us | 144147053729.847
commercial refrigeration | Reference Commercial Refrigerated Vending Machines | 2025 | INSTALLATION | NEW | N/A | USD/teraBtu | us | us | 37515964311.0102
commercial refrigeration | Reference Commercial Refrigerated Vending Machines | 2025 | INSTALLATION | REPLACEMENT | N/A | USD/teraBtu | us | us | 37515964311.0102
commercial refrigeration | Reference Commercial Refrigerated Vending Machines | 2026 | CAPITAL | NEW | N/A | USD/teraBtu | us | us | 2.1497e+12
commercial refrigeration | Reference Commercial Refrigerated Vending Machines | 2026 | CAPITAL | REPLACEMENT | N/A | USD/teraBtu | us | us | 2.1497e+12
commercial refrigeration | Reference Commercial Refrigerated Vending Machines | 2026 | FIXED_OM | NEW | N/A | USD/teraBtu | us | us | 144147053729.847
commercial refrigeration | Reference Commercial Refrigerated Vending Machines | 2026 | FIXED_OM | REPLACEMENT | N/A | USD/teraBtu | us | us | 144147053729.847
commercial refrigeration | Reference Commercial Refrigerated Vending Machines | 2026 | INSTALLATION | NEW | N/A | USD/teraBtu | us | us | 37515964311.0102
commercial refrigeration | Reference Commercial Refrigerated Vending Machines | 2026 | INSTALLATION | REPLACEMENT | N/A | USD/teraBtu | us | us | 37515964311.0102
commercial refrigeration | Reference Commercial Refrigerated Vending Machines | 2027 | CAPITAL | NEW | N/A | USD/teraBtu | us | us | 2.156e+12
commercial refrigeration | Reference Commercial Refrigerated Vending Machines | 2027 | CAPITAL | REPLACEMENT | N/A | USD/teraBtu | us | us | 2.156e+12
commercial refrigeration | Reference Commercial Refrigerated Vending Machines | 2027 | FIXED_OM | NEW | N/A | USD/teraBtu | us | us | 144147053729.847
commercial refrigeration | Reference Commercial Refrigerated Vending Machines | 2027 | FIXED_OM | REPLACEMENT | N/A | USD/teraBtu | us | us | 144147053729.847
commercial refrigeration | Reference Commercial Refrigerated Vending Machines | 2027 | INSTALLATION | NEW | N/A | USD/teraBtu | us | us | 37515964311.0102
commercial refrigeration | Reference Commercial Refrigerated Vending Machines | 2027 | INSTALLATION | REPLACEMENT | N/A | USD/teraBtu | us | us | 37515964311.0102
commercial refrigeration | Reference Commercial Refrigerated Vending Machines | 2028 | CAPITAL | NEW | N/A | USD/teraBtu | us | us | 2.1624e+12
commercial refrigeration | Reference Commercial Refrigerated Vending Machines | 2028 | CAPITAL | REPLACEMENT | N/A | USD/teraBtu | us | us | 2.1624e+12
commercial refrigeration | Reference Commercial Refrigerated Vending Machines | 2028 | FIXED_OM | NEW | N/A | USD/teraBtu | us | us | 144147053729.847
commercial refrigeration | Reference Commercial Refrigerated Vending Machines | 2028 | FIXED_OM | REPLACEMENT | N/A | USD/teraBtu | us | us | 144147053729.847
commercial refrigeration | Reference Commercial Refrigerated Vending Machines | 2028 | INSTALLATION | NEW | N/A | USD/teraBtu | us | us | 37515964311.0102
commercial refrigeration | Reference Commercial Refrigerated Vending Machines | 2028 | INSTALLATION | REPLACEMENT | N/A | USD/teraBtu | us | us | 37515964311.0102
commercial refrigeration | Reference Commercial Refrigerated Vending Machines | 2029 | CAPITAL | NEW | N/A | USD/teraBtu | us | us | 2.1687e+12
commercial refrigeration | Reference Commercial Refrigerated Vending Machines | 2029 | CAPITAL | REPLACEMENT | N/A | USD/teraBtu | us | us | 2.1687e+12
commercial refrigeration | Reference Commercial Refrigerated Vending Machines | 2029 | FIXED_OM | NEW | N/A | USD/teraBtu | us | us | 144147053729.847
commercial refrigeration | Reference Commercial Refrigerated Vending Machines | 2029 | FIXED_OM | REPLACEMENT | N/A | USD/teraBtu | us | us | 144147053729.847
commercial refrigeration | Reference Commercial Refrigerated Vending Machines | 2029 | INSTALLATION | NEW | N/A | USD/teraBtu | us | us | 37515964311.0102
commercial refrigeration | Reference Commercial Refrigerated Vending Machines | 2029 | INSTALLATION | REPLACEMENT | N/A | USD/teraBtu | us | us | 37515964311.0102
commercial refrigeration | Reference Commercial Refrigerated Vending Machines | 2030 | CAPITAL | NEW | N/A | USD/teraBtu | us | us | 2.175e+12
commercial refrigeration | Reference Commercial Refrigerated Vending Machines | 2030 | CAPITAL | REPLACEMENT | N/A | USD/teraBtu | us | us | 2.175e+12
commercial refrigeration | Reference Commercial Refrigerated Vending Machines | 2030 | FIXED_OM | NEW | N/A | USD/teraBtu | us | us | 144147053729.847
commercial refrigeration | Reference Commercial Refrigerated Vending Machines | 2030 | FIXED_OM | REPLACEMENT | N/A | USD/teraBtu | us | us | 144147053729.847
commercial refrigeration | Reference Commercial Refrigerated Vending Machines | 2030 | INSTALLATION | NEW | N/A | USD/teraBtu | us | us | 37515964311.0102
commercial refrigeration | Reference Commercial Refrigerated Vending Machines | 2030 | INSTALLATION | REPLACEMENT | N/A | USD/teraBtu | us | us | 37515964311.0102
commercial refrigeration | Reference Commercial Refrigerated Vending Machines | 2031 | CAPITAL | NEW | N/A | USD/teraBtu | us | us | 2.1793e+12
commercial refrigeration | Reference Commercial Refrigerated Vending Machines | 2031 | CAPITAL | REPLACEMENT | N/A | USD/teraBtu | us | us | 2.1793e+12
commercial refrigeration | Reference Commercial Refrigerated Vending Machines | 2031 | FIXED_OM | NEW | N/A | USD/teraBtu | us | us | 144147053729.847
commercial refrigeration | Reference Commercial Refrigerated Vending Machines | 2031 | FIXED_OM | REPLACEMENT | N/A | USD/teraBtu | us | us | 144147053729.847
commercial refrigeration | Reference Commercial Refrigerated Vending Machines | 2031 | INSTALLATION | NEW | N/A | USD/teraBtu | us | us | 37515964311.0102
commercial refrigeration | Reference Commercial Refrigerated Vending Machines | 2031 | INSTALLATION | REPLACEMENT | N/A | USD/teraBtu | us | us | 37515964311.0102
commercial refrigeration | Reference Commercial Refrigerated Vending Machines | 2032 | CAPITAL | NEW | N/A | USD/teraBtu | us | us | 2.1836e+12
commercial refrigeration | Reference Commercial Refrigerated Vending Machines | 2032 | CAPITAL | REPLACEMENT | N/A | USD/teraBtu | us | us | 2.1836e+12
commercial refrigeration | Reference Commercial Refrigerated Vending Machines | 2032 | FIXED_OM | NEW | N/A | USD/teraBtu | us | us | 144147053729.847
commercial refrigeration | Reference Commercial Refrigerated Vending Machines | 2032 | FIXED_OM | REPLACEMENT | N/A | USD/teraBtu | us | us | 144147053729.847
commercial refrigeration | Reference Commercial Refrigerated Vending Machines | 2032 | INSTALLATION | NEW | N/A | USD/teraBtu | us | us | 37515964311.0102
commercial refrigeration | Reference Commercial Refrigerated Vending Machines | 2032 | INSTALLATION | REPLACEMENT | N/A | USD/teraBtu | us | us | 37515964311.0102
commercial refrigeration | Reference Commercial Refrigerated Vending Machines | 2033 | CAPITAL | NEW | N/A | USD/teraBtu | us | us | 2187952476312
commercial refrigeration | Reference Commercial Refrigerated Vending Machines | 2033 | CAPITAL | REPLACEMENT | N/A | USD/teraBtu | us | us | 2187952476312
commercial refrigeration | Reference Commercial Refrigerated Vending Machines | 2033 | FIXED_OM | NEW | N/A | USD/teraBtu | us | us | 144147053729.847
commercial refrigeration | Reference Commercial Refrigerated Vending Machines | 2033 | FIXED_OM | REPLACEMENT | N/A | USD/teraBtu | us | us | 144147053729.847
commercial refrigeration | Reference Commercial Refrigerated Vending Machines | 2033 | INSTALLATION | NEW | N/A | USD/teraBtu | us | us | 37515964311.0102
commercial refrigeration | Reference Commercial Refrigerated Vending Machines | 2033 | INSTALLATION | REPLACEMENT | N/A | USD/teraBtu | us | us | 37515964311.0102
commercial refrigeration | Reference Commercial Refrigerated Vending Machines | 2034 | CAPITAL | NEW | N/A | USD/teraBtu | us | us | 2.1923e+12
commercial refrigeration | Reference Commercial Refrigerated Vending Machines | 2034 | CAPITAL | REPLACEMENT | N/A | USD/teraBtu | us | us | 2.1923e+12
commercial refrigeration | Reference Commercial Refrigerated Vending Machines | 2034 | FIXED_OM | NEW | N/A | USD/teraBtu | us | us | 144147053729.847
commercial refrigeration | Reference Commercial Refrigerated Vending Machines | 2034 | FIXED_OM | REPLACEMENT | N/A | USD/teraBtu | us | us | 144147053729.847
commercial refrigeration | Reference Commercial Refrigerated Vending Machines | 2034 | INSTALLATION | NEW | N/A | USD/teraBtu | us | us | 37515964311.0102
commercial refrigeration | Reference Commercial Refrigerated Vending Machines | 2034 | INSTALLATION | REPLACEMENT | N/A | USD/teraBtu | us | us | 37515964311.0102
commercial refrigeration | Reference Commercial Refrigerated Vending Machines | 2035 | CAPITAL | NEW | N/A | USD/teraBtu | us | us | 2.1966e+12
commercial refrigeration | Reference Commercial Refrigerated Vending Machines | 2035 | CAPITAL | REPLACEMENT | N/A | USD/teraBtu | us | us | 2.1966e+12
commercial refrigeration | Reference Commercial Refrigerated Vending Machines | 2035 | FIXED_OM | NEW | N/A | USD/teraBtu | us | us | 144147053729.847
commercial refrigeration | Reference Commercial Refrigerated Vending Machines | 2035 | FIXED_OM | REPLACEMENT | N/A | USD/teraBtu | us | us | 144147053729.847
commercial refrigeration | Reference Commercial Refrigerated Vending Machines | 2035 | INSTALLATION | NEW | N/A | USD/teraBtu | us | us | 37515964311.0102
commercial refrigeration | Reference Commercial Refrigerated Vending Machines | 2035 | INSTALLATION | REPLACEMENT | N/A | USD/teraBtu | us | us | 37515964311.0102
commercial refrigeration | Reference Commercial Refrigerated Vending Machines | 2036 | CAPITAL | NEW | N/A | USD/teraBtu | us | us | 2.2009e+12
commercial refrigeration | Reference Commercial Refrigerated Vending Machines | 2036 | CAPITAL | REPLACEMENT | N/A | USD/teraBtu | us | us | 2.2009e+12
commercial refrigeration | Reference Commercial Refrigerated Vending Machines | 2036 | FIXED_OM | NEW | N/A | USD/teraBtu | us | us | 144147053729.847
commercial refrigeration | Reference Commercial Refrigerated Vending Machines | 2036 | FIXED_OM | REPLACEMENT | N/A | USD/teraBtu | us | us | 144147053729.847
commercial refrigeration | Reference Commercial Refrigerated Vending Machines | 2036 | INSTALLATION | NEW | N/A | USD/teraBtu | us | us | 37515964311.0102
commercial refrigeration | Reference Commercial Refrigerated Vending Machines | 2036 | INSTALLATION | REPLACEMENT | N/A | USD/teraBtu | us | us | 37515964311.0102
commercial refrigeration | Reference Commercial Refrigerated Vending Machines | 2037 | CAPITAL | NEW | N/A | USD/teraBtu | us | us | 2.2052e+12
commercial refrigeration | Reference Commercial Refrigerated Vending Machines | 2037 | CAPITAL | REPLACEMENT | N/A | USD/teraBtu | us | us | 2.2052e+12
commercial refrigeration | Reference Commercial Refrigerated Vending Machines | 2037 | FIXED_OM | NEW | N/A | USD/teraBtu | us | us | 144147053729.847
commercial refrigeration | Reference Commercial Refrigerated Vending Machines | 2037 | FIXED_OM | REPLACEMENT | N/A | USD/teraBtu | us | us | 144147053729.847
commercial refrigeration | Reference Commercial Refrigerated Vending Machines | 2037 | INSTALLATION | NEW | N/A | USD/teraBtu | us | us | 37515964311.0102
commercial refrigeration | Reference Commercial Refrigerated Vending Machines | 2037 | INSTALLATION | REPLACEMENT | N/A | USD/teraBtu | us | us | 37515964311.0102
commercial refrigeration | Reference Commercial Refrigerated Vending Machines | 2038 | CAPITAL | NEW | N/A | USD/teraBtu | us | us | 2.2095e+12
commercial refrigeration | Reference Commercial Refrigerated Vending Machines | 2038 | CAPITAL | REPLACEMENT | N/A | USD/teraBtu | us | us | 2.2095e+12
commercial refrigeration | Reference Commercial Refrigerated Vending Machines | 2038 | FIXED_OM | NEW | N/A | USD/teraBtu | us | us | 144147053729.847
commercial refrigeration | Reference Commercial Refrigerated Vending Machines | 2038 | FIXED_OM | REPLACEMENT | N/A | USD/teraBtu | us | us | 144147053729.847
commercial refrigeration | Reference Commercial Refrigerated Vending Machines | 2038 | INSTALLATION | NEW | N/A | USD/teraBtu | us | us | 37515964311.0102
commercial refrigeration | Reference Commercial Refrigerated Vending Machines | 2038 | INSTALLATION | REPLACEMENT | N/A | USD/teraBtu | us | us | 37515964311.0102
commercial refrigeration | Reference Commercial Refrigerated Vending Machines | 2039 | CAPITAL | NEW | N/A | USD/teraBtu | us | us | 2.2138e+12
commercial refrigeration | Reference Commercial Refrigerated Vending Machines | 2039 | CAPITAL | REPLACEMENT | N/A | USD/teraBtu | us | us | 2.2138e+12
commercial refrigeration | Reference Commercial Refrigerated Vending Machines | 2039 | FIXED_OM | NEW | N/A | USD/teraBtu | us | us | 144147053729.847
commercial refrigeration | Reference Commercial Refrigerated Vending Machines | 2039 | FIXED_OM | REPLACEMENT | N/A | USD/teraBtu | us | us | 144147053729.847
commercial refrigeration | Reference Commercial Refrigerated Vending Machines | 2039 | INSTALLATION | NEW | N/A | USD/teraBtu | us | us | 37515964311.0102
commercial refrigeration | Reference Commercial Refrigerated Vending Machines | 2039 | INSTALLATION | REPLACEMENT | N/A | USD/teraBtu | us | us | 37515964311.0102
commercial refrigeration | Reference Commercial Refrigerated Vending Machines | 2040 | CAPITAL | NEW | N/A | USD/teraBtu | us | us | 2.2181e+12
commercial refrigeration | Reference Commercial Refrigerated Vending Machines | 2040 | CAPITAL | REPLACEMENT | N/A | USD/teraBtu | us | us | 2.2181e+12
commercial refrigeration | Reference Commercial Refrigerated Vending Machines | 2040 | FIXED_OM | NEW | N/A | USD/teraBtu | us | us | 144147053729.847
commercial refrigeration | Reference Commercial Refrigerated Vending Machines | 2040 | FIXED_OM | REPLACEMENT | N/A | USD/teraBtu | us | us | 144147053729.847
commercial refrigeration | Reference Commercial Refrigerated Vending Machines | 2040 | INSTALLATION | NEW | N/A | USD/teraBtu | us | us | 37515964311.0102
commercial refrigeration | Reference Commercial Refrigerated Vending Machines | 2040 | INSTALLATION | REPLACEMENT | N/A | USD/teraBtu | us | us | 37515964311.0102
commercial refrigeration | Reference Commercial Refrigerated Vending Machines | 2041 | CAPITAL | NEW | N/A | USD/teraBtu | us | us | 2.2181e+12
commercial refrigeration | Reference Commercial Refrigerated Vending Machines | 2041 | CAPITAL | REPLACEMENT | N/A | USD/teraBtu | us | us | 2.2181e+12
commercial refrigeration | Reference Commercial Refrigerated Vending Machines | 2041 | FIXED_OM | NEW | N/A | USD/teraBtu | us | us | 144147053729.847
commercial refrigeration | Reference Commercial Refrigerated Vending Machines | 2041 | FIXED_OM | REPLACEMENT | N/A | USD/teraBtu | us | us | 144147053729.847
commercial refrigeration | Reference Commercial Refrigerated Vending Machines | 2041 | INSTALLATION | NEW | N/A | USD/teraBtu | us | us | 37515964311.0102
commercial refrigeration | Reference Commercial Refrigerated Vending Machines | 2041 | INSTALLATION | REPLACEMENT | N/A | USD/teraBtu | us | us | 37515964311.0102
commercial refrigeration | Reference Commercial Refrigerated Vending Machines | 2042 | CAPITAL | NEW | N/A | USD/teraBtu | us | us | 2.2181e+12
commercial refrigeration | Reference Commercial Refrigerated Vending Machines | 2042 | CAPITAL | REPLACEMENT | N/A | USD/teraBtu | us | us | 2.2181e+12
commercial refrigeration | Reference Commercial Refrigerated Vending Machines | 2042 | FIXED_OM | NEW | N/A | USD/teraBtu | us | us | 144147053729.847
commercial refrigeration | Reference Commercial Refrigerated Vending Machines | 2042 | FIXED_OM | REPLACEMENT | N/A | USD/teraBtu | us | us | 144147053729.847
commercial refrigeration | Reference Commercial Refrigerated Vending Machines | 2042 | INSTALLATION | NEW | N/A | USD/teraBtu | us | us | 37515964311.0102
commercial refrigeration | Reference Commercial Refrigerated Vending Machines | 2042 | INSTALLATION | REPLACEMENT | N/A | USD/teraBtu | us | us | 37515964311.0102
commercial refrigeration | Reference Commercial Refrigerated Vending Machines | 2043 | CAPITAL | NEW | N/A | USD/teraBtu | us | us | 2.2181e+12
commercial refrigeration | Reference Commercial Refrigerated Vending Machines | 2043 | CAPITAL | REPLACEMENT | N/A | USD/teraBtu | us | us | 2.2181e+12
commercial refrigeration | Reference Commercial Refrigerated Vending Machines | 2043 | FIXED_OM | NEW | N/A | USD/teraBtu | us | us | 144147053729.847
commercial refrigeration | Reference Commercial Refrigerated Vending Machines | 2043 | FIXED_OM | REPLACEMENT | N/A | USD/teraBtu | us | us | 144147053729.847
commercial refrigeration | Reference Commercial Refrigerated Vending Machines | 2043 | INSTALLATION | NEW | N/A | USD/teraBtu | us | us | 37515964311.0102
commercial refrigeration | Reference Commercial Refrigerated Vending Machines | 2043 | INSTALLATION | REPLACEMENT | N/A | USD/teraBtu | us | us | 37515964311.0102
commercial refrigeration | Reference Commercial Refrigerated Vending Machines | 2044 | CAPITAL | NEW | N/A | USD/teraBtu | us | us | 2.2181e+12
commercial refrigeration | Reference Commercial Refrigerated Vending Machines | 2044 | CAPITAL | REPLACEMENT | N/A | USD/teraBtu | us | us | 2.2181e+12
commercial refrigeration | Reference Commercial Refrigerated Vending Machines | 2044 | FIXED_OM | NEW | N/A | USD/teraBtu | us | us | 144147053729.847
commercial refrigeration | Reference Commercial Refrigerated Vending Machines | 2044 | FIXED_OM | REPLACEMENT | N/A | USD/teraBtu | us | us | 144147053729.847
commercial refrigeration | Reference Commercial Refrigerated Vending Machines | 2044 | INSTALLATION | NEW | N/A | USD/teraBtu | us | us | 37515964311.0102
commercial refrigeration | Reference Commercial Refrigerated Vending Machines | 2044 | INSTALLATION | REPLACEMENT | N/A | USD/teraBtu | us | us | 37515964311.0102
commercial refrigeration | Reference Commercial Refrigerated Vending Machines | 2045 | CAPITAL | NEW | N/A | USD/teraBtu | us | us | 2.2181e+12
commercial refrigeration | Reference Commercial Refrigerated Vending Machines | 2045 | CAPITAL | REPLACEMENT | N/A | USD/teraBtu | us | us | 2.2181e+12
commercial refrigeration | Reference Commercial Refrigerated Vending Machines | 2045 | FIXED_OM | NEW | N/A | USD/teraBtu | us | us | 144147053729.847
commercial refrigeration | Reference Commercial Refrigerated Vending Machines | 2045 | FIXED_OM | REPLACEMENT | N/A | USD/teraBtu | us | us | 144147053729.847
commercial refrigeration | Reference Commercial Refrigerated Vending Machines | 2045 | INSTALLATION | NEW | N/A | USD/teraBtu | us | us | 37515964311.0102
commercial refrigeration | Reference Commercial Refrigerated Vending Machines | 2045 | INSTALLATION | REPLACEMENT | N/A | USD/teraBtu | us | us | 37515964311.0102
commercial refrigeration | Reference Commercial Refrigerated Vending Machines | 2046 | CAPITAL | NEW | N/A | USD/teraBtu | us | us | 2.2181e+12
commercial refrigeration | Reference Commercial Refrigerated Vending Machines | 2046 | CAPITAL | REPLACEMENT | N/A | USD/teraBtu | us | us | 2.2181e+12
commercial refrigeration | Reference Commercial Refrigerated Vending Machines | 2046 | FIXED_OM | NEW | N/A | USD/teraBtu | us | us | 144147053729.847
commercial refrigeration | Reference Commercial Refrigerated Vending Machines | 2046 | FIXED_OM | REPLACEMENT | N/A | USD/teraBtu | us | us | 144147053729.847
commercial refrigeration | Reference Commercial Refrigerated Vending Machines | 2046 | INSTALLATION | NEW | N/A | USD/teraBtu | us | us | 37515964311.0102
commercial refrigeration | Reference Commercial Refrigerated Vending Machines | 2046 | INSTALLATION | REPLACEMENT | N/A | USD/teraBtu | us | us | 37515964311.0102
commercial refrigeration | Reference Commercial Refrigerated Vending Machines | 2047 | CAPITAL | NEW | N/A | USD/teraBtu | us | us | 2.2181e+12
commercial refrigeration | Reference Commercial Refrigerated Vending Machines | 2047 | CAPITAL | REPLACEMENT | N/A | USD/teraBtu | us | us | 2.2181e+12
commercial refrigeration | Reference Commercial Refrigerated Vending Machines | 2047 | FIXED_OM | NEW | N/A | USD/teraBtu | us | us | 144147053729.847
commercial refrigeration | Reference Commercial Refrigerated Vending Machines | 2047 | FIXED_OM | REPLACEMENT | N/A | USD/teraBtu | us | us | 144147053729.847
commercial refrigeration | Reference Commercial Refrigerated Vending Machines | 2047 | INSTALLATION | NEW | N/A | USD/teraBtu | us | us | 37515964311.0102
commercial refrigeration | Reference Commercial Refrigerated Vending Machines | 2047 | INSTALLATION | REPLACEMENT | N/A | USD/teraBtu | us | us | 37515964311.0102
commercial refrigeration | Reference Commercial Refrigerated Vending Machines | 2048 | CAPITAL | NEW | N/A | USD/teraBtu | us | us | 2.2181e+12
commercial refrigeration | Reference Commercial Refrigerated Vending Machines | 2048 | CAPITAL | REPLACEMENT | N/A | USD/teraBtu | us | us | 2.2181e+12
commercial refrigeration | Reference Commercial Refrigerated Vending Machines | 2048 | FIXED_OM | NEW | N/A | USD/teraBtu | us | us | 144147053729.847
commercial refrigeration | Reference Commercial Refrigerated Vending Machines | 2048 | FIXED_OM | REPLACEMENT | N/A | USD/teraBtu | us | us | 144147053729.847
commercial refrigeration | Reference Commercial Refrigerated Vending Machines | 2048 | INSTALLATION | NEW | N/A | USD/teraBtu | us | us | 37515964311.0102
commercial refrigeration | Reference Commercial Refrigerated Vending Machines | 2048 | INSTALLATION | REPLACEMENT | N/A | USD/teraBtu | us | us | 37515964311.0102
commercial refrigeration | Reference Commercial Refrigerated Vending Machines | 2049 | CAPITAL | NEW | N/A | USD/teraBtu | us | us | 2.2181e+12
commercial refrigeration | Reference Commercial Refrigerated Vending Machines | 2049 | CAPITAL | REPLACEMENT | N/A | USD/teraBtu | us | us | 2.2181e+12
commercial refrigeration | Reference Commercial Refrigerated Vending Machines | 2049 | FIXED_OM | NEW | N/A | USD/teraBtu | us | us | 144147053729.847
commercial refrigeration | Reference Commercial Refrigerated Vending Machines | 2049 | FIXED_OM | REPLACEMENT | N/A | USD/teraBtu | us | us | 144147053729.847
commercial refrigeration | Reference Commercial Refrigerated Vending Machines | 2049 | INSTALLATION | NEW | N/A | USD/teraBtu | us | us | 37515964311.0102
commercial refrigeration | Reference Commercial Refrigerated Vending Machines | 2049 | INSTALLATION | REPLACEMENT | N/A | USD/teraBtu | us | us | 37515964311.0102
commercial refrigeration | Reference Commercial Refrigerated Vending Machines | 2050 | CAPITAL | NEW | N/A | USD/teraBtu | us | us | 2.2181e+12
commercial refrigeration | Reference Commercial Refrigerated Vending Machines | 2050 | CAPITAL | REPLACEMENT | N/A | USD/teraBtu | us | us | 2.2181e+12
commercial refrigeration | Reference Commercial Refrigerated Vending Machines | 2050 | FIXED_OM | NEW | N/A | USD/teraBtu | us | us | 144147053729.847
commercial refrigeration | Reference Commercial Refrigerated Vending Machines | 2050 | FIXED_OM | REPLACEMENT | N/A | USD/teraBtu | us | us | 144147053729.847
commercial refrigeration | Reference Commercial Refrigerated Vending Machines | 2050 | INSTALLATION | NEW | N/A | USD/teraBtu | us | us | 37515964311.0102
commercial refrigeration | Reference Commercial Refrigerated Vending Machines | 2050 | INSTALLATION | REPLACEMENT | N/A | USD/teraBtu | us | us | 37515964311.0102
commercial refrigeration | Reference Commercial Walk-in Freezers | 2020 | CAPITAL | NEW | N/A | USD/teraBtu | us | us | 1.1724e+12
commercial refrigeration | Reference Commercial Walk-in Freezers | 2020 | CAPITAL | REPLACEMENT | N/A | USD/teraBtu | us | us | 1.1724e+12
commercial refrigeration | Reference Commercial Walk-in Freezers | 2020 | FIXED_OM | NEW | N/A | USD/teraBtu | us | us | 34975597584.8075
commercial refrigeration | Reference Commercial Walk-in Freezers | 2020 | FIXED_OM | REPLACEMENT | N/A | USD/teraBtu | us | us | 34975597584.8075
commercial refrigeration | Reference Commercial Walk-in Freezers | 2020 | INSTALLATION | NEW | N/A | USD/teraBtu | us | us | 101352700428.747
commercial refrigeration | Reference Commercial Walk-in Freezers | 2020 | INSTALLATION | REPLACEMENT | N/A | USD/teraBtu | us | us | 101352700428.747
commercial refrigeration | Reference Commercial Walk-in Freezers | 2021 | CAPITAL | NEW | N/A | USD/teraBtu | us | us | 1.1724e+12
commercial refrigeration | Reference Commercial Walk-in Freezers | 2021 | CAPITAL | REPLACEMENT | N/A | USD/teraBtu | us | us | 1.1724e+12
commercial refrigeration | Reference Commercial Walk-in Freezers | 2021 | FIXED_OM | NEW | N/A | USD/teraBtu | us | us | 34975597584.8075
commercial refrigeration | Reference Commercial Walk-in Freezers | 2021 | FIXED_OM | REPLACEMENT | N/A | USD/teraBtu | us | us | 34975597584.8075
commercial refrigeration | Reference Commercial Walk-in Freezers | 2021 | INSTALLATION | NEW | N/A | USD/teraBtu | us | us | 101352700428.747
commercial refrigeration | Reference Commercial Walk-in Freezers | 2021 | INSTALLATION | REPLACEMENT | N/A | USD/teraBtu | us | us | 101352700428.747
commercial refrigeration | Reference Commercial Walk-in Freezers | 2022 | CAPITAL | NEW | N/A | USD/teraBtu | us | us | 1.1724e+12
commercial refrigeration | Reference Commercial Walk-in Freezers | 2022 | CAPITAL | REPLACEMENT | N/A | USD/teraBtu | us | us | 1.1724e+12
commercial refrigeration | Reference Commercial Walk-in Freezers | 2022 | FIXED_OM | NEW | N/A | USD/teraBtu | us | us | 34975597584.8075
commercial refrigeration | Reference Commercial Walk-in Freezers | 2022 | FIXED_OM | REPLACEMENT | N/A | USD/teraBtu | us | us | 34975597584.8075
commercial refrigeration | Reference Commercial Walk-in Freezers | 2022 | INSTALLATION | NEW | N/A | USD/teraBtu | us | us | 101352700428.747
commercial refrigeration | Reference Commercial Walk-in Freezers | 2022 | INSTALLATION | REPLACEMENT | N/A | USD/teraBtu | us | us | 101352700428.747
commercial refrigeration | Reference Commercial Walk-in Freezers | 2023 | CAPITAL | NEW | N/A | USD/teraBtu | us | us | 1.1724e+12
commercial refrigeration | Reference Commercial Walk-in Freezers | 2023 | CAPITAL | REPLACEMENT | N/A | USD/teraBtu | us | us | 1.1724e+12
commercial refrigeration | Reference Commercial Walk-in Freezers | 2023 | FIXED_OM | NEW | N/A | USD/teraBtu | us | us | 34975597584.8075
commercial refrigeration | Reference Commercial Walk-in Freezers | 2023 | FIXED_OM | REPLACEMENT | N/A | USD/teraBtu | us | us | 34975597584.8075
commercial refrigeration | Reference Commercial Walk-in Freezers | 2023 | INSTALLATION | NEW | N/A | USD/teraBtu | us | us | 101352700428.747
commercial refrigeration | Reference Commercial Walk-in Freezers | 2023 | INSTALLATION | REPLACEMENT | N/A | USD/teraBtu | us | us | 101352700428.747
commercial refrigeration | Reference Commercial Walk-in Freezers | 2024 | CAPITAL | NEW | N/A | USD/teraBtu | us | us | 1.1724e+12
commercial refrigeration | Reference Commercial Walk-in Freezers | 2024 | CAPITAL | REPLACEMENT | N/A | USD/teraBtu | us | us | 1.1724e+12
commercial refrigeration | Reference Commercial Walk-in Freezers | 2024 | FIXED_OM | NEW | N/A | USD/teraBtu | us | us | 34975597584.8075
commercial refrigeration | Reference Commercial Walk-in Freezers | 2024 | FIXED_OM | REPLACEMENT | N/A | USD/teraBtu | us | us | 34975597584.8075
commercial refrigeration | Reference Commercial Walk-in Freezers | 2024 | INSTALLATION | NEW | N/A | USD/teraBtu | us | us | 101352700428.747
commercial refrigeration | Reference Commercial Walk-in Freezers | 2024 | INSTALLATION | REPLACEMENT | N/A | USD/teraBtu | us | us | 101352700428.747
commercial refrigeration | Reference Commercial Walk-in Freezers | 2025 | CAPITAL | NEW | N/A | USD/teraBtu | us | us | 1.1724e+12
commercial refrigeration | Reference Commercial Walk-in Freezers | 2025 | CAPITAL | REPLACEMENT | N/A | USD/teraBtu | us | us | 1.1724e+12
commercial refrigeration | Reference Commercial Walk-in Freezers | 2025 | FIXED_OM | NEW | N/A | USD/teraBtu | us | us | 34975597584.8075
commercial refrigeration | Reference Commercial Walk-in Freezers | 2025 | FIXED_OM | REPLACEMENT | N/A | USD/teraBtu | us | us | 34975597584.8075
commercial refrigeration | Reference Commercial Walk-in Freezers | 2025 | INSTALLATION | NEW | N/A | USD/teraBtu | us | us | 101352700428.747
commercial refrigeration | Reference Commercial Walk-in Freezers | 2025 | INSTALLATION | REPLACEMENT | N/A | USD/teraBtu | us | us | 101352700428.747
commercial refrigeration | Reference Commercial Walk-in Freezers | 2026 | CAPITAL | NEW | N/A | USD/teraBtu | us | us | 1.1724e+12
commercial refrigeration | Reference Commercial Walk-in Freezers | 2026 | CAPITAL | REPLACEMENT | N/A | USD/teraBtu | us | us | 1.1724e+12
commercial refrigeration | Reference Commercial Walk-in Freezers | 2026 | FIXED_OM | NEW | N/A | USD/teraBtu | us | us | 34975597584.8075
commercial refrigeration | Reference Commercial Walk-in Freezers | 2026 | FIXED_OM | REPLACEMENT | N/A | USD/teraBtu | us | us | 34975597584.8075
commercial refrigeration | Reference Commercial Walk-in Freezers | 2026 | INSTALLATION | NEW | N/A | USD/teraBtu | us | us | 101352700428.747
commercial refrigeration | Reference Commercial Walk-in Freezers | 2026 | INSTALLATION | REPLACEMENT | N/A | USD/teraBtu | us | us | 101352700428.747
commercial refrigeration | Reference Commercial Walk-in Freezers | 2027 | CAPITAL | NEW | N/A | USD/teraBtu | us | us | 1.1724e+12
commercial refrigeration | Reference Commercial Walk-in Freezers | 2027 | CAPITAL | REPLACEMENT | N/A | USD/teraBtu | us | us | 1.1724e+12
commercial refrigeration | Reference Commercial Walk-in Freezers | 2027 | FIXED_OM | NEW | N/A | USD/teraBtu | us | us | 34975597584.8075
commercial refrigeration | Reference Commercial Walk-in Freezers | 2027 | FIXED_OM | REPLACEMENT | N/A | USD/teraBtu | us | us | 34975597584.8075
commercial refrigeration | Reference Commercial Walk-in Freezers | 2027 | INSTALLATION | NEW | N/A | USD/teraBtu | us | us | 101352700428.747
commercial refrigeration | Reference Commercial Walk-in Freezers | 2027 | INSTALLATION | REPLACEMENT | N/A | USD/teraBtu | us | us | 101352700428.747
commercial refrigeration | Reference Commercial Walk-in Freezers | 2028 | CAPITAL | NEW | N/A | USD/teraBtu | us | us | 1.1724e+12
commercial refrigeration | Reference Commercial Walk-in Freezers | 2028 | CAPITAL | REPLACEMENT | N/A | USD/teraBtu | us | us | 1.1724e+12
commercial refrigeration | Reference Commercial Walk-in Freezers | 2028 | FIXED_OM | NEW | N/A | USD/teraBtu | us | us | 34975597584.8075
commercial refrigeration | Reference Commercial Walk-in Freezers | 2028 | FIXED_OM | REPLACEMENT | N/A | USD/teraBtu | us | us | 34975597584.8075
commercial refrigeration | Reference Commercial Walk-in Freezers | 2028 | INSTALLATION | NEW | N/A | USD/teraBtu | us | us | 101352700428.747
commercial refrigeration | Reference Commercial Walk-in Freezers | 2028 | INSTALLATION | REPLACEMENT | N/A | USD/teraBtu | us | us | 101352700428.747
commercial refrigeration | Reference Commercial Walk-in Freezers | 2029 | CAPITAL | NEW | N/A | USD/teraBtu | us | us | 1.1724e+12
commercial refrigeration | Reference Commercial Walk-in Freezers | 2029 | CAPITAL | REPLACEMENT | N/A | USD/teraBtu | us | us | 1.1724e+12
commercial refrigeration | Reference Commercial Walk-in Freezers | 2029 | FIXED_OM | NEW | N/A | USD/teraBtu | us | us | 34975597584.8075
commercial refrigeration | Reference Commercial Walk-in Freezers | 2029 | FIXED_OM | REPLACEMENT | N/A | USD/teraBtu | us | us | 34975597584.8075
commercial refrigeration | Reference Commercial Walk-in Freezers | 2029 | INSTALLATION | NEW | N/A | USD/teraBtu | us | us | 101352700428.747
commercial refrigeration | Reference Commercial Walk-in Freezers | 2029 | INSTALLATION | REPLACEMENT | N/A | USD/teraBtu | us | us | 101352700428.747
commercial refrigeration | Reference Commercial Walk-in Freezers | 2030 | CAPITAL | NEW | N/A | USD/teraBtu | us | us | 1.1724e+12
commercial refrigeration | Reference Commercial Walk-in Freezers | 2030 | CAPITAL | REPLACEMENT | N/A | USD/teraBtu | us | us | 1.1724e+12
commercial refrigeration | Reference Commercial Walk-in Freezers | 2030 | FIXED_OM | NEW | N/A | USD/teraBtu | us | us | 34975597584.8075
commercial refrigeration | Reference Commercial Walk-in Freezers | 2030 | FIXED_OM | REPLACEMENT | N/A | USD/teraBtu | us | us | 34975597584.8075
commercial refrigeration | Reference Commercial Walk-in Freezers | 2030 | INSTALLATION | NEW | N/A | USD/teraBtu | us | us | 101352700428.747
commercial refrigeration | Reference Commercial Walk-in Freezers | 2030 | INSTALLATION | REPLACEMENT | N/A | USD/teraBtu | us | us | 101352700428.747
commercial refrigeration | Reference Commercial Walk-in Freezers | 2031 | CAPITAL | NEW | N/A | USD/teraBtu | us | us | 1.1724e+12
commercial refrigeration | Reference Commercial Walk-in Freezers | 2031 | CAPITAL | REPLACEMENT | N/A | USD/teraBtu | us | us | 1.1724e+12
commercial refrigeration | Reference Commercial Walk-in Freezers | 2031 | FIXED_OM | NEW | N/A | USD/teraBtu | us | us | 34975597584.8075
commercial refrigeration | Reference Commercial Walk-in Freezers | 2031 | FIXED_OM | REPLACEMENT | N/A | USD/teraBtu | us | us | 34975597584.8075
commercial refrigeration | Reference Commercial Walk-in Freezers | 2031 | INSTALLATION | NEW | N/A | USD/teraBtu | us | us | 101352700428.747
commercial refrigeration | Reference Commercial Walk-in Freezers | 2031 | INSTALLATION | REPLACEMENT | N/A | USD/teraBtu | us | us | 101352700428.747
commercial refrigeration | Reference Commercial Walk-in Freezers | 2032 | CAPITAL | NEW | N/A | USD/teraBtu | us | us | 1.1724e+12
commercial refrigeration | Reference Commercial Walk-in Freezers | 2032 | CAPITAL | REPLACEMENT | N/A | USD/teraBtu | us | us | 1.1724e+12
commercial refrigeration | Reference Commercial Walk-in Freezers | 2032 | FIXED_OM | NEW | N/A | USD/teraBtu | us | us | 34975597584.8075
commercial refrigeration | Reference Commercial Walk-in Freezers | 2032 | FIXED_OM | REPLACEMENT | N/A | USD/teraBtu | us | us | 34975597584.8075
commercial refrigeration | Reference Commercial Walk-in Freezers | 2032 | INSTALLATION | NEW | N/A | USD/teraBtu | us | us | 101352700428.747
commercial refrigeration | Reference Commercial Walk-in Freezers | 2032 | INSTALLATION | REPLACEMENT | N/A | USD/teraBtu | us | us | 101352700428.747
commercial refrigeration | Reference Commercial Walk-in Freezers | 2033 | CAPITAL | NEW | N/A | USD/teraBtu | us | us | 1.1724e+12
commercial refrigeration | Reference Commercial Walk-in Freezers | 2033 | CAPITAL | REPLACEMENT | N/A | USD/teraBtu | us | us | 1.1724e+12
commercial refrigeration | Reference Commercial Walk-in Freezers | 2033 | FIXED_OM | NEW | N/A | USD/teraBtu | us | us | 34975597584.8075
commercial refrigeration | Reference Commercial Walk-in Freezers | 2033 | FIXED_OM | REPLACEMENT | N/A | USD/teraBtu | us | us | 34975597584.8075
commercial refrigeration | Reference Commercial Walk-in Freezers | 2033 | INSTALLATION | NEW | N/A | USD/teraBtu | us | us | 101352700428.747
commercial refrigeration | Reference Commercial Walk-in Freezers | 2033 | INSTALLATION | REPLACEMENT | N/A | USD/teraBtu | us | us | 101352700428.747
commercial refrigeration | Reference Commercial Walk-in Freezers | 2034 | CAPITAL | NEW | N/A | USD/teraBtu | us | us | 1.1724e+12
commercial refrigeration | Reference Commercial Walk-in Freezers | 2034 | CAPITAL | REPLACEMENT | N/A | USD/teraBtu | us | us | 1.1724e+12
commercial refrigeration | Reference Commercial Walk-in Freezers | 2034 | FIXED_OM | NEW | N/A | USD/teraBtu | us | us | 34975597584.8075
commercial refrigeration | Reference Commercial Walk-in Freezers | 2034 | FIXED_OM | REPLACEMENT | N/A | USD/teraBtu | us | us | 34975597584.8075
commercial refrigeration | Reference Commercial Walk-in Freezers | 2034 | INSTALLATION | NEW | N/A | USD/teraBtu | us | us | 101352700428.747
commercial refrigeration | Reference Commercial Walk-in Freezers | 2034 | INSTALLATION | REPLACEMENT | N/A | USD/teraBtu | us | us | 101352700428.747
commercial refrigeration | Reference Commercial Walk-in Freezers | 2035 | CAPITAL | NEW | N/A | USD/teraBtu | us | us | 1.1724e+12
commercial refrigeration | Reference Commercial Walk-in Freezers | 2035 | CAPITAL | REPLACEMENT | N/A | USD/teraBtu | us | us | 1.1724e+12
commercial refrigeration | Reference Commercial Walk-in Freezers | 2035 | FIXED_OM | NEW | N/A | USD/teraBtu | us | us | 34975597584.8075
commercial refrigeration | Reference Commercial Walk-in Freezers | 2035 | FIXED_OM | REPLACEMENT | N/A | USD/teraBtu | us | us | 34975597584.8075
commercial refrigeration | Reference Commercial Walk-in Freezers | 2035 | INSTALLATION | NEW | N/A | USD/teraBtu | us | us | 101352700428.747
commercial refrigeration | Reference Commercial Walk-in Freezers | 2035 | INSTALLATION | REPLACEMENT | N/A | USD/teraBtu | us | us | 101352700428.747
commercial refrigeration | Reference Commercial Walk-in Freezers | 2036 | CAPITAL | NEW | N/A | USD/teraBtu | us | us | 1.1724e+12
commercial refrigeration | Reference Commercial Walk-in Freezers | 2036 | CAPITAL | REPLACEMENT | N/A | USD/teraBtu | us | us | 1.1724e+12
commercial refrigeration | Reference Commercial Walk-in Freezers | 2036 | FIXED_OM | NEW | N/A | USD/teraBtu | us | us | 34975597584.8075
commercial refrigeration | Reference Commercial Walk-in Freezers | 2036 | FIXED_OM | REPLACEMENT | N/A | USD/teraBtu | us | us | 34975597584.8075
commercial refrigeration | Reference Commercial Walk-in Freezers | 2036 | INSTALLATION | NEW | N/A | USD/teraBtu | us | us | 101352700428.747
commercial refrigeration | Reference Commercial Walk-in Freezers | 2036 | INSTALLATION | REPLACEMENT | N/A | USD/teraBtu | us | us | 101352700428.747
commercial refrigeration | Reference Commercial Walk-in Freezers | 2037 | CAPITAL | NEW | N/A | USD/teraBtu | us | us | 1.1724e+12
commercial refrigeration | Reference Commercial Walk-in Freezers | 2037 | CAPITAL | REPLACEMENT | N/A | USD/teraBtu | us | us | 1.1724e+12
commercial refrigeration | Reference Commercial Walk-in Freezers | 2037 | FIXED_OM | NEW | N/A | USD/teraBtu | us | us | 34975597584.8075
commercial refrigeration | Reference Commercial Walk-in Freezers | 2037 | FIXED_OM | REPLACEMENT | N/A | USD/teraBtu | us | us | 34975597584.8075
commercial refrigeration | Reference Commercial Walk-in Freezers | 2037 | INSTALLATION | NEW | N/A | USD/teraBtu | us | us | 101352700428.747
commercial refrigeration | Reference Commercial Walk-in Freezers | 2037 | INSTALLATION | REPLACEMENT | N/A | USD/teraBtu | us | us | 101352700428.747
commercial refrigeration | Reference Commercial Walk-in Freezers | 2038 | CAPITAL | NEW | N/A | USD/teraBtu | us | us | 1.1724e+12
commercial refrigeration | Reference Commercial Walk-in Freezers | 2038 | CAPITAL | REPLACEMENT | N/A | USD/teraBtu | us | us | 1.1724e+12
commercial refrigeration | Reference Commercial Walk-in Freezers | 2038 | FIXED_OM | NEW | N/A | USD/teraBtu | us | us | 34975597584.8075
commercial refrigeration | Reference Commercial Walk-in Freezers | 2038 | FIXED_OM | REPLACEMENT | N/A | USD/teraBtu | us | us | 34975597584.8075
commercial refrigeration | Reference Commercial Walk-in Freezers | 2038 | INSTALLATION | NEW | N/A | USD/teraBtu | us | us | 101352700428.747
commercial refrigeration | Reference Commercial Walk-in Freezers | 2038 | INSTALLATION | REPLACEMENT | N/A | USD/teraBtu | us | us | 101352700428.747
commercial refrigeration | Reference Commercial Walk-in Freezers | 2039 | CAPITAL | NEW | N/A | USD/teraBtu | us | us | 1.1724e+12
commercial refrigeration | Reference Commercial Walk-in Freezers | 2039 | CAPITAL | REPLACEMENT | N/A | USD/teraBtu | us | us | 1.1724e+12
commercial refrigeration | Reference Commercial Walk-in Freezers | 2039 | FIXED_OM | NEW | N/A | USD/teraBtu | us | us | 34975597584.8075
commercial refrigeration | Reference Commercial Walk-in Freezers | 2039 | FIXED_OM | REPLACEMENT | N/A | USD/teraBtu | us | us | 34975597584.8075
commercial refrigeration | Reference Commercial Walk-in Freezers | 2039 | INSTALLATION | NEW | N/A | USD/teraBtu | us | us | 101352700428.747
commercial refrigeration | Reference Commercial Walk-in Freezers | 2039 | INSTALLATION | REPLACEMENT | N/A | USD/teraBtu | us | us | 101352700428.747
commercial refrigeration | Reference Commercial Walk-in Freezers | 2040 | CAPITAL | NEW | N/A | USD/teraBtu | us | us | 1.1724e+12
commercial refrigeration | Reference Commercial Walk-in Freezers | 2040 | CAPITAL | REPLACEMENT | N/A | USD/teraBtu | us | us | 1.1724e+12
commercial refrigeration | Reference Commercial Walk-in Freezers | 2040 | FIXED_OM | NEW | N/A | USD/teraBtu | us | us | 34975597584.8075
commercial refrigeration | Reference Commercial Walk-in Freezers | 2040 | FIXED_OM | REPLACEMENT | N/A | USD/teraBtu | us | us | 34975597584.8075
commercial refrigeration | Reference Commercial Walk-in Freezers | 2040 | INSTALLATION | NEW | N/A | USD/teraBtu | us | us | 101352700428.747
commercial refrigeration | Reference Commercial Walk-in Freezers | 2040 | INSTALLATION | REPLACEMENT | N/A | USD/teraBtu | us | us | 101352700428.747
commercial refrigeration | Reference Commercial Walk-in Freezers | 2041 | CAPITAL | NEW | N/A | USD/teraBtu | us | us | 1.1724e+12
commercial refrigeration | Reference Commercial Walk-in Freezers | 2041 | CAPITAL | REPLACEMENT | N/A | USD/teraBtu | us | us | 1.1724e+12
commercial refrigeration | Reference Commercial Walk-in Freezers | 2041 | FIXED_OM | NEW | N/A | USD/teraBtu | us | us | 34975597584.8075
commercial refrigeration | Reference Commercial Walk-in Freezers | 2041 | FIXED_OM | REPLACEMENT | N/A | USD/teraBtu | us | us | 34975597584.8075
commercial refrigeration | Reference Commercial Walk-in Freezers | 2041 | INSTALLATION | NEW | N/A | USD/teraBtu | us | us | 101352700428.747
commercial refrigeration | Reference Commercial Walk-in Freezers | 2041 | INSTALLATION | REPLACEMENT | N/A | USD/teraBtu | us | us | 101352700428.747
commercial refrigeration | Reference Commercial Walk-in Freezers | 2042 | CAPITAL | NEW | N/A | USD/teraBtu | us | us | 1.1724e+12
commercial refrigeration | Reference Commercial Walk-in Freezers | 2042 | CAPITAL | REPLACEMENT | N/A | USD/teraBtu | us | us | 1.1724e+12
commercial refrigeration | Reference Commercial Walk-in Freezers | 2042 | FIXED_OM | NEW | N/A | USD/teraBtu | us | us | 34975597584.8075
commercial refrigeration | Reference Commercial Walk-in Freezers | 2042 | FIXED_OM | REPLACEMENT | N/A | USD/teraBtu | us | us | 34975597584.8075
commercial refrigeration | Reference Commercial Walk-in Freezers | 2042 | INSTALLATION | NEW | N/A | USD/teraBtu | us | us | 101352700428.747
commercial refrigeration | Reference Commercial Walk-in Freezers | 2042 | INSTALLATION | REPLACEMENT | N/A | USD/teraBtu | us | us | 101352700428.747
commercial refrigeration | Reference Commercial Walk-in Freezers | 2043 | CAPITAL | NEW | N/A | USD/teraBtu | us | us | 1.1724e+12
commercial refrigeration | Reference Commercial Walk-in Freezers | 2043 | CAPITAL | REPLACEMENT | N/A | USD/teraBtu | us | us | 1.1724e+12
commercial refrigeration | Reference Commercial Walk-in Freezers | 2043 | FIXED_OM | NEW | N/A | USD/teraBtu | us | us | 34975597584.8075
commercial refrigeration | Reference Commercial Walk-in Freezers | 2043 | FIXED_OM | REPLACEMENT | N/A | USD/teraBtu | us | us | 34975597584.8075
commercial refrigeration | Reference Commercial Walk-in Freezers | 2043 | INSTALLATION | NEW | N/A | USD/teraBtu | us | us | 101352700428.747
commercial refrigeration | Reference Commercial Walk-in Freezers | 2043 | INSTALLATION | REPLACEMENT | N/A | USD/teraBtu | us | us | 101352700428.747
commercial refrigeration | Reference Commercial Walk-in Freezers | 2044 | CAPITAL | NEW | N/A | USD/teraBtu | us | us | 1.1724e+12
commercial refrigeration | Reference Commercial Walk-in Freezers | 2044 | CAPITAL | REPLACEMENT | N/A | USD/teraBtu | us | us | 1.1724e+12
commercial refrigeration | Reference Commercial Walk-in Freezers | 2044 | FIXED_OM | NEW | N/A | USD/teraBtu | us | us | 34975597584.8075
commercial refrigeration | Reference Commercial Walk-in Freezers | 2044 | FIXED_OM | REPLACEMENT | N/A | USD/teraBtu | us | us | 34975597584.8075
commercial refrigeration | Reference Commercial Walk-in Freezers | 2044 | INSTALLATION | NEW | N/A | USD/teraBtu | us | us | 101352700428.747
commercial refrigeration | Reference Commercial Walk-in Freezers | 2044 | INSTALLATION | REPLACEMENT | N/A | USD/teraBtu | us | us | 101352700428.747
commercial refrigeration | Reference Commercial Walk-in Freezers | 2045 | CAPITAL | NEW | N/A | USD/teraBtu | us | us | 1.1724e+12
commercial refrigeration | Reference Commercial Walk-in Freezers | 2045 | CAPITAL | REPLACEMENT | N/A | USD/teraBtu | us | us | 1.1724e+12
commercial refrigeration | Reference Commercial Walk-in Freezers | 2045 | FIXED_OM | NEW | N/A | USD/teraBtu | us | us | 34975597584.8075
commercial refrigeration | Reference Commercial Walk-in Freezers | 2045 | FIXED_OM | REPLACEMENT | N/A | USD/teraBtu | us | us | 34975597584.8075
commercial refrigeration | Reference Commercial Walk-in Freezers | 2045 | INSTALLATION | NEW | N/A | USD/teraBtu | us | us | 101352700428.747
commercial refrigeration | Reference Commercial Walk-in Freezers | 2045 | INSTALLATION | REPLACEMENT | N/A | USD/teraBtu | us | us | 101352700428.747
commercial refrigeration | Reference Commercial Walk-in Freezers | 2046 | CAPITAL | NEW | N/A | USD/teraBtu | us | us | 1.1724e+12
commercial refrigeration | Reference Commercial Walk-in Freezers | 2046 | CAPITAL | REPLACEMENT | N/A | USD/teraBtu | us | us | 1.1724e+12
commercial refrigeration | Reference Commercial Walk-in Freezers | 2046 | FIXED_OM | NEW | N/A | USD/teraBtu | us | us | 34975597584.8075
commercial refrigeration | Reference Commercial Walk-in Freezers | 2046 | FIXED_OM | REPLACEMENT | N/A | USD/teraBtu | us | us | 34975597584.8075
commercial refrigeration | Reference Commercial Walk-in Freezers | 2046 | INSTALLATION | NEW | N/A | USD/teraBtu | us | us | 101352700428.747
commercial refrigeration | Reference Commercial Walk-in Freezers | 2046 | INSTALLATION | REPLACEMENT | N/A | USD/teraBtu | us | us | 101352700428.747
commercial refrigeration | Reference Commercial Walk-in Freezers | 2047 | CAPITAL | NEW | N/A | USD/teraBtu | us | us | 1.1724e+12
commercial refrigeration | Reference Commercial Walk-in Freezers | 2047 | CAPITAL | REPLACEMENT | N/A | USD/teraBtu | us | us | 1.1724e+12
commercial refrigeration | Reference Commercial Walk-in Freezers | 2047 | FIXED_OM | NEW | N/A | USD/teraBtu | us | us | 34975597584.8075
commercial refrigeration | Reference Commercial Walk-in Freezers | 2047 | FIXED_OM | REPLACEMENT | N/A | USD/teraBtu | us | us | 34975597584.8075
commercial refrigeration | Reference Commercial Walk-in Freezers | 2047 | INSTALLATION | NEW | N/A | USD/teraBtu | us | us | 101352700428.747
commercial refrigeration | Reference Commercial Walk-in Freezers | 2047 | INSTALLATION | REPLACEMENT | N/A | USD/teraBtu | us | us | 101352700428.747
commercial refrigeration | Reference Commercial Walk-in Freezers | 2048 | CAPITAL | NEW | N/A | USD/teraBtu | us | us | 1.1724e+12
commercial refrigeration | Reference Commercial Walk-in Freezers | 2048 | CAPITAL | REPLACEMENT | N/A | USD/teraBtu | us | us | 1.1724e+12
commercial refrigeration | Reference Commercial Walk-in Freezers | 2048 | FIXED_OM | NEW | N/A | USD/teraBtu | us | us | 34975597584.8075
commercial refrigeration | Reference Commercial Walk-in Freezers | 2048 | FIXED_OM | REPLACEMENT | N/A | USD/teraBtu | us | us | 34975597584.8075
commercial refrigeration | Reference Commercial Walk-in Freezers | 2048 | INSTALLATION | NEW | N/A | USD/teraBtu | us | us | 101352700428.747
commercial refrigeration | Reference Commercial Walk-in Freezers | 2048 | INSTALLATION | REPLACEMENT | N/A | USD/teraBtu | us | us | 101352700428.747
commercial refrigeration | Reference Commercial Walk-in Freezers | 2049 | CAPITAL | NEW | N/A | USD/teraBtu | us | us | 1.1724e+12
commercial refrigeration | Reference Commercial Walk-in Freezers | 2049 | CAPITAL | REPLACEMENT | N/A | USD/teraBtu | us | us | 1.1724e+12
commercial refrigeration | Reference Commercial Walk-in Freezers | 2049 | FIXED_OM | NEW | N/A | USD/teraBtu | us | us | 34975597584.8075
commercial refrigeration | Reference Commercial Walk-in Freezers | 2049 | FIXED_OM | REPLACEMENT | N/A | USD/teraBtu | us | us | 34975597584.8075
commercial refrigeration | Reference Commercial Walk-in Freezers | 2049 | INSTALLATION | NEW | N/A | USD/teraBtu | us | us | 101352700428.747
commercial refrigeration | Reference Commercial Walk-in Freezers | 2049 | INSTALLATION | REPLACEMENT | N/A | USD/teraBtu | us | us | 101352700428.747
commercial refrigeration | Reference Commercial Walk-in Freezers | 2050 | CAPITAL | NEW | N/A | USD/teraBtu | us | us | 1.1724e+12
commercial refrigeration | Reference Commercial Walk-in Freezers | 2050 | CAPITAL | REPLACEMENT | N/A | USD/teraBtu | us | us | 1.1724e+12
commercial refrigeration | Reference Commercial Walk-in Freezers | 2050 | FIXED_OM | NEW | N/A | USD/teraBtu | us | us | 34975597584.8075
commercial refrigeration | Reference Commercial Walk-in Freezers | 2050 | FIXED_OM | REPLACEMENT | N/A | USD/teraBtu | us | us | 34975597584.8075
commercial refrigeration | Reference Commercial Walk-in Freezers | 2050 | INSTALLATION | NEW | N/A | USD/teraBtu | us | us | 101352700428.747
commercial refrigeration | Reference Commercial Walk-in Freezers | 2050 | INSTALLATION | REPLACEMENT | N/A | USD/teraBtu | us | us | 101352700428.747
commercial refrigeration | Reference Commercial Walk-in Refrigerators | 2020 | CAPITAL | NEW | N/A | USD/teraBtu | us | us | 764468164188.927
commercial refrigeration | Reference Commercial Walk-in Refrigerators | 2020 | CAPITAL | REPLACEMENT | N/A | USD/teraBtu | us | us | 764468164188.927
commercial refrigeration | Reference Commercial Walk-in Refrigerators | 2020 | FIXED_OM | NEW | N/A | USD/teraBtu | us | us | 20451559972.9735
commercial refrigeration | Reference Commercial Walk-in Refrigerators | 2020 | FIXED_OM | REPLACEMENT | N/A | USD/teraBtu | us | us | 20451559972.9735
commercial refrigeration | Reference Commercial Walk-in Refrigerators | 2020 | INSTALLATION | NEW | N/A | USD/teraBtu | us | us | 62764851423.1368
commercial refrigeration | Reference Commercial Walk-in Refrigerators | 2020 | INSTALLATION | REPLACEMENT | N/A | USD/teraBtu | us | us | 62764851423.1368
commercial refrigeration | Reference Commercial Walk-in Refrigerators | 2021 | CAPITAL | NEW | N/A | USD/teraBtu | us | us | 764468164188.928
commercial refrigeration | Reference Commercial Walk-in Refrigerators | 2021 | CAPITAL | REPLACEMENT | N/A | USD/teraBtu | us | us | 764468164188.928
commercial refrigeration | Reference Commercial Walk-in Refrigerators | 2021 | FIXED_OM | NEW | N/A | USD/teraBtu | us | us | 20451559972.9735
commercial refrigeration | Reference Commercial Walk-in Refrigerators | 2021 | FIXED_OM | REPLACEMENT | N/A | USD/teraBtu | us | us | 20451559972.9735
commercial refrigeration | Reference Commercial Walk-in Refrigerators | 2021 | INSTALLATION | NEW | N/A | USD/teraBtu | us | us | 62764851423.1368
commercial refrigeration | Reference Commercial Walk-in Refrigerators | 2021 | INSTALLATION | REPLACEMENT | N/A | USD/teraBtu | us | us | 62764851423.1368
commercial refrigeration | Reference Commercial Walk-in Refrigerators | 2022 | CAPITAL | NEW | N/A | USD/teraBtu | us | us | 764468164188.927
commercial refrigeration | Reference Commercial Walk-in Refrigerators | 2022 | CAPITAL | REPLACEMENT | N/A | USD/teraBtu | us | us | 764468164188.927
commercial refrigeration | Reference Commercial Walk-in Refrigerators | 2022 | FIXED_OM | NEW | N/A | USD/teraBtu | us | us | 20451559972.9735
commercial refrigeration | Reference Commercial Walk-in Refrigerators | 2022 | FIXED_OM | REPLACEMENT | N/A | USD/teraBtu | us | us | 20451559972.9735
commercial refrigeration | Reference Commercial Walk-in Refrigerators | 2022 | INSTALLATION | NEW | N/A | USD/teraBtu | us | us | 62764851423.1368
commercial refrigeration | Reference Commercial Walk-in Refrigerators | 2022 | INSTALLATION | REPLACEMENT | N/A | USD/teraBtu | us | us | 62764851423.1368
commercial refrigeration | Reference Commercial Walk-in Refrigerators | 2023 | CAPITAL | NEW | N/A | USD/teraBtu | us | us | 764468164188.927
commercial refrigeration | Reference Commercial Walk-in Refrigerators | 2023 | CAPITAL | REPLACEMENT | N/A | USD/teraBtu | us | us | 764468164188.927
commercial refrigeration | Reference Commercial Walk-in Refrigerators | 2023 | FIXED_OM | NEW | N/A | USD/teraBtu | us | us | 20451559972.9735
commercial refrigeration | Reference Commercial Walk-in Refrigerators | 2023 | FIXED_OM | REPLACEMENT | N/A | USD/teraBtu | us | us | 20451559972.9735
commercial refrigeration | Reference Commercial Walk-in Refrigerators | 2023 | INSTALLATION | NEW | N/A | USD/teraBtu | us | us | 62764851423.1368
commercial refrigeration | Reference Commercial Walk-in Refrigerators | 2023 | INSTALLATION | REPLACEMENT | N/A | USD/teraBtu | us | us | 62764851423.1368
commercial refrigeration | Reference Commercial Walk-in Refrigerators | 2024 | CAPITAL | NEW | N/A | USD/teraBtu | us | us | 764468164188.927
commercial refrigeration | Reference Commercial Walk-in Refrigerators | 2024 | CAPITAL | REPLACEMENT | N/A | USD/teraBtu | us | us | 764468164188.927
commercial refrigeration | Reference Commercial Walk-in Refrigerators | 2024 | FIXED_OM | NEW | N/A | USD/teraBtu | us | us | 20451559972.9735
commercial refrigeration | Reference Commercial Walk-in Refrigerators | 2024 | FIXED_OM | REPLACEMENT | N/A | USD/teraBtu | us | us | 20451559972.9735
commercial refrigeration | Reference Commercial Walk-in Refrigerators | 2024 | INSTALLATION | NEW | N/A | USD/teraBtu | us | us | 62764851423.1368
commercial refrigeration | Reference Commercial Walk-in Refrigerators | 2024 | INSTALLATION | REPLACEMENT | N/A | USD/teraBtu | us | us | 62764851423.1368
commercial refrigeration | Reference Commercial Walk-in Refrigerators | 2025 | CAPITAL | NEW | N/A | USD/teraBtu | us | us | 764468164188.927
commercial refrigeration | Reference Commercial Walk-in Refrigerators | 2025 | CAPITAL | REPLACEMENT | N/A | USD/teraBtu | us | us | 764468164188.927
commercial refrigeration | Reference Commercial Walk-in Refrigerators | 2025 | FIXED_OM | NEW | N/A | USD/teraBtu | us | us | 20451559972.9735
commercial refrigeration | Reference Commercial Walk-in Refrigerators | 2025 | FIXED_OM | REPLACEMENT | N/A | USD/teraBtu | us | us | 20451559972.9735
commercial refrigeration | Reference Commercial Walk-in Refrigerators | 2025 | INSTALLATION | NEW | N/A | USD/teraBtu | us | us | 62764851423.1368
commercial refrigeration | Reference Commercial Walk-in Refrigerators | 2025 | INSTALLATION | REPLACEMENT | N/A | USD/teraBtu | us | us | 62764851423.1368
commercial refrigeration | Reference Commercial Walk-in Refrigerators | 2026 | CAPITAL | NEW | N/A | USD/teraBtu | us | us | 764468164188.927
commercial refrigeration | Reference Commercial Walk-in Refrigerators | 2026 | CAPITAL | REPLACEMENT | N/A | USD/teraBtu | us | us | 764468164188.927
commercial refrigeration | Reference Commercial Walk-in Refrigerators | 2026 | FIXED_OM | NEW | N/A | USD/teraBtu | us | us | 20451559972.9735
commercial refrigeration | Reference Commercial Walk-in Refrigerators | 2026 | FIXED_OM | REPLACEMENT | N/A | USD/teraBtu | us | us | 20451559972.9735
commercial refrigeration | Reference Commercial Walk-in Refrigerators | 2026 | INSTALLATION | NEW | N/A | USD/teraBtu | us | us | 62764851423.1368
commercial refrigeration | Reference Commercial Walk-in Refrigerators | 2026 | INSTALLATION | REPLACEMENT | N/A | USD/teraBtu | us | us | 62764851423.1368
commercial refrigeration | Reference Commercial Walk-in Refrigerators | 2027 | CAPITAL | NEW | N/A | USD/teraBtu | us | us | 764468164188.927
commercial refrigeration | Reference Commercial Walk-in Refrigerators | 2027 | CAPITAL | REPLACEMENT | N/A | USD/teraBtu | us | us | 764468164188.927
commercial refrigeration | Reference Commercial Walk-in Refrigerators | 2027 | FIXED_OM | NEW | N/A | USD/teraBtu | us | us | 20451559972.9735
commercial refrigeration | Reference Commercial Walk-in Refrigerators | 2027 | FIXED_OM | REPLACEMENT | N/A | USD/teraBtu | us | us | 20451559972.9735
commercial refrigeration | Reference Commercial Walk-in Refrigerators | 2027 | INSTALLATION | NEW | N/A | USD/teraBtu | us | us | 62764851423.1368
commercial refrigeration | Reference Commercial Walk-in Refrigerators | 2027 | INSTALLATION | REPLACEMENT | N/A | USD/teraBtu | us | us | 62764851423.1368
commercial refrigeration | Reference Commercial Walk-in Refrigerators | 2028 | CAPITAL | NEW | N/A | USD/teraBtu | us | us | 764468164188.927
commercial refrigeration | Reference Commercial Walk-in Refrigerators | 2028 | CAPITAL | REPLACEMENT | N/A | USD/teraBtu | us | us | 764468164188.927
commercial refrigeration | Reference Commercial Walk-in Refrigerators | 2028 | FIXED_OM | NEW | N/A | USD/teraBtu | us | us | 20451559972.9735
commercial refrigeration | Reference Commercial Walk-in Refrigerators | 2028 | FIXED_OM | REPLACEMENT | N/A | USD/teraBtu | us | us | 20451559972.9735
commercial refrigeration | Reference Commercial Walk-in Refrigerators | 2028 | INSTALLATION | NEW | N/A | USD/teraBtu | us | us | 62764851423.1368
commercial refrigeration | Reference Commercial Walk-in Refrigerators | 2028 | INSTALLATION | REPLACEMENT | N/A | USD/teraBtu | us | us | 62764851423.1368
commercial refrigeration | Reference Commercial Walk-in Refrigerators | 2029 | CAPITAL | NEW | N/A | USD/teraBtu | us | us | 764468164188.928
commercial refrigeration | Reference Commercial Walk-in Refrigerators | 2029 | CAPITAL | REPLACEMENT | N/A | USD/teraBtu | us | us | 764468164188.928
commercial refrigeration | Reference Commercial Walk-in Refrigerators | 2029 | FIXED_OM | NEW | N/A | USD/teraBtu | us | us | 20451559972.9735
commercial refrigeration | Reference Commercial Walk-in Refrigerators | 2029 | FIXED_OM | REPLACEMENT | N/A | USD/teraBtu | us | us | 20451559972.9735
commercial refrigeration | Reference Commercial Walk-in Refrigerators | 2029 | INSTALLATION | NEW | N/A | USD/teraBtu | us | us | 62764851423.1368
commercial refrigeration | Reference Commercial Walk-in Refrigerators | 2029 | INSTALLATION | REPLACEMENT | N/A | USD/teraBtu | us | us | 62764851423.1368
commercial refrigeration | Reference Commercial Walk-in Refrigerators | 2030 | CAPITAL | NEW | N/A | USD/teraBtu | us | us | 764468164188.927
commercial refrigeration | Reference Commercial Walk-in Refrigerators | 2030 | CAPITAL | REPLACEMENT | N/A | USD/teraBtu | us | us | 764468164188.927
commercial refrigeration | Reference Commercial Walk-in Refrigerators | 2030 | FIXED_OM | NEW | N/A | USD/teraBtu | us | us | 20451559972.9735
commercial refrigeration | Reference Commercial Walk-in Refrigerators | 2030 | FIXED_OM | REPLACEMENT | N/A | USD/teraBtu | us | us | 20451559972.9735
commercial refrigeration | Reference Commercial Walk-in Refrigerators | 2030 | INSTALLATION | NEW | N/A | USD/teraBtu | us | us | 62764851423.1368
commercial refrigeration | Reference Commercial Walk-in Refrigerators | 2030 | INSTALLATION | REPLACEMENT | N/A | USD/teraBtu | us | us | 62764851423.1368
commercial refrigeration | Reference Commercial Walk-in Refrigerators | 2031 | CAPITAL | NEW | N/A | USD/teraBtu | us | us | 764468164188.928
commercial refrigeration | Reference Commercial Walk-in Refrigerators | 2031 | CAPITAL | REPLACEMENT | N/A | USD/teraBtu | us | us | 764468164188.928
commercial refrigeration | Reference Commercial Walk-in Refrigerators | 2031 | FIXED_OM | NEW | N/A | USD/teraBtu | us | us | 20451559972.9735
commercial refrigeration | Reference Commercial Walk-in Refrigerators | 2031 | FIXED_OM | REPLACEMENT | N/A | USD/teraBtu | us | us | 20451559972.9735
commercial refrigeration | Reference Commercial Walk-in Refrigerators | 2031 | INSTALLATION | NEW | N/A | USD/teraBtu | us | us | 62764851423.1368
commercial refrigeration | Reference Commercial Walk-in Refrigerators | 2031 | INSTALLATION | REPLACEMENT | N/A | USD/teraBtu | us | us | 62764851423.1368
commercial refrigeration | Reference Commercial Walk-in Refrigerators | 2032 | CAPITAL | NEW | N/A | USD/teraBtu | us | us | 764468164188.927
commercial refrigeration | Reference Commercial Walk-in Refrigerators | 2032 | CAPITAL | REPLACEMENT | N/A | USD/teraBtu | us | us | 764468164188.927
commercial refrigeration | Reference Commercial Walk-in Refrigerators | 2032 | FIXED_OM | NEW | N/A | USD/teraBtu | us | us | 20451559972.9735
commercial refrigeration | Reference Commercial Walk-in Refrigerators | 2032 | FIXED_OM | REPLACEMENT | N/A | USD/teraBtu | us | us | 20451559972.9735
commercial refrigeration | Reference Commercial Walk-in Refrigerators | 2032 | INSTALLATION | NEW | N/A | USD/teraBtu | us | us | 62764851423.1368
commercial refrigeration | Reference Commercial Walk-in Refrigerators | 2032 | INSTALLATION | REPLACEMENT | N/A | USD/teraBtu | us | us | 62764851423.1368
commercial refrigeration | Reference Commercial Walk-in Refrigerators | 2033 | CAPITAL | NEW | N/A | USD/teraBtu | us | us | 764468164188.927
commercial refrigeration | Reference Commercial Walk-in Refrigerators | 2033 | CAPITAL | REPLACEMENT | N/A | USD/teraBtu | us | us | 764468164188.927
commercial refrigeration | Reference Commercial Walk-in Refrigerators | 2033 | FIXED_OM | NEW | N/A | USD/teraBtu | us | us | 20451559972.9735
commercial refrigeration | Reference Commercial Walk-in Refrigerators | 2033 | FIXED_OM | REPLACEMENT | N/A | USD/teraBtu | us | us | 20451559972.9735
commercial refrigeration | Reference Commercial Walk-in Refrigerators | 2033 | INSTALLATION | NEW | N/A | USD/teraBtu | us | us | 62764851423.1368
commercial refrigeration | Reference Commercial Walk-in Refrigerators | 2033 | INSTALLATION | REPLACEMENT | N/A | USD/teraBtu | us | us | 62764851423.1368
commercial refrigeration | Reference Commercial Walk-in Refrigerators | 2034 | CAPITAL | NEW | N/A | USD/teraBtu | us | us | 764468164188.927
commercial refrigeration | Reference Commercial Walk-in Refrigerators | 2034 | CAPITAL | REPLACEMENT | N/A | USD/teraBtu | us | us | 764468164188.927
commercial refrigeration | Reference Commercial Walk-in Refrigerators | 2034 | FIXED_OM | NEW | N/A | USD/teraBtu | us | us | 20451559972.9735
commercial refrigeration | Reference Commercial Walk-in Refrigerators | 2034 | FIXED_OM | REPLACEMENT | N/A | USD/teraBtu | us | us | 20451559972.9735
commercial refrigeration | Reference Commercial Walk-in Refrigerators | 2034 | INSTALLATION | NEW | N/A | USD/teraBtu | us | us | 62764851423.1368
commercial refrigeration | Reference Commercial Walk-in Refrigerators | 2034 | INSTALLATION | REPLACEMENT | N/A | USD/teraBtu | us | us | 62764851423.1368
commercial refrigeration | Reference Commercial Walk-in Refrigerators | 2035 | CAPITAL | NEW | N/A | USD/teraBtu | us | us | 764468164188.927
commercial refrigeration | Reference Commercial Walk-in Refrigerators | 2035 | CAPITAL | REPLACEMENT | N/A | USD/teraBtu | us | us | 764468164188.927
commercial refrigeration | Reference Commercial Walk-in Refrigerators | 2035 | FIXED_OM | NEW | N/A | USD/teraBtu | us | us | 20451559972.9735
commercial refrigeration | Reference Commercial Walk-in Refrigerators | 2035 | FIXED_OM | REPLACEMENT | N/A | USD/teraBtu | us | us | 20451559972.9735
commercial refrigeration | Reference Commercial Walk-in Refrigerators | 2035 | INSTALLATION | NEW | N/A | USD/teraBtu | us | us | 62764851423.1368
commercial refrigeration | Reference Commercial Walk-in Refrigerators | 2035 | INSTALLATION | REPLACEMENT | N/A | USD/teraBtu | us | us | 62764851423.1368
commercial refrigeration | Reference Commercial Walk-in Refrigerators | 2036 | CAPITAL | NEW | N/A | USD/teraBtu | us | us | 764468164188.927
commercial refrigeration | Reference Commercial Walk-in Refrigerators | 2036 | CAPITAL | REPLACEMENT | N/A | USD/teraBtu | us | us | 764468164188.927
commercial refrigeration | Reference Commercial Walk-in Refrigerators | 2036 | FIXED_OM | NEW | N/A | USD/teraBtu | us | us | 20451559972.9735
commercial refrigeration | Reference Commercial Walk-in Refrigerators | 2036 | FIXED_OM | REPLACEMENT | N/A | USD/teraBtu | us | us | 20451559972.9735
commercial refrigeration | Reference Commercial Walk-in Refrigerators | 2036 | INSTALLATION | NEW | N/A | USD/teraBtu | us | us | 62764851423.1368
commercial refrigeration | Reference Commercial Walk-in Refrigerators | 2036 | INSTALLATION | REPLACEMENT | N/A | USD/teraBtu | us | us | 62764851423.1368
commercial refrigeration | Reference Commercial Walk-in Refrigerators | 2037 | CAPITAL | NEW | N/A | USD/teraBtu | us | us | 764468164188.927
commercial refrigeration | Reference Commercial Walk-in Refrigerators | 2037 | CAPITAL | REPLACEMENT | N/A | USD/teraBtu | us | us | 764468164188.927
commercial refrigeration | Reference Commercial Walk-in Refrigerators | 2037 | FIXED_OM | NEW | N/A | USD/teraBtu | us | us | 20451559972.9735
commercial refrigeration | Reference Commercial Walk-in Refrigerators | 2037 | FIXED_OM | REPLACEMENT | N/A | USD/teraBtu | us | us | 20451559972.9735
commercial refrigeration | Reference Commercial Walk-in Refrigerators | 2037 | INSTALLATION | NEW | N/A | USD/teraBtu | us | us | 62764851423.1368
commercial refrigeration | Reference Commercial Walk-in Refrigerators | 2037 | INSTALLATION | REPLACEMENT | N/A | USD/teraBtu | us | us | 62764851423.1368
commercial refrigeration | Reference Commercial Walk-in Refrigerators | 2038 | CAPITAL | NEW | N/A | USD/teraBtu | us | us | 764468164188.927
commercial refrigeration | Reference Commercial Walk-in Refrigerators | 2038 | CAPITAL | REPLACEMENT | N/A | USD/teraBtu | us | us | 764468164188.927
commercial refrigeration | Reference Commercial Walk-in Refrigerators | 2038 | FIXED_OM | NEW | N/A | USD/teraBtu | us | us | 20451559972.9735
commercial refrigeration | Reference Commercial Walk-in Refrigerators | 2038 | FIXED_OM | REPLACEMENT | N/A | USD/teraBtu | us | us | 20451559972.9735
commercial refrigeration | Reference Commercial Walk-in Refrigerators | 2038 | INSTALLATION | NEW | N/A | USD/teraBtu | us | us | 62764851423.1368
commercial refrigeration | Reference Commercial Walk-in Refrigerators | 2038 | INSTALLATION | REPLACEMENT | N/A | USD/teraBtu | us | us | 62764851423.1368
commercial refrigeration | Reference Commercial Walk-in Refrigerators | 2039 | CAPITAL | NEW | N/A | USD/teraBtu | us | us | 764468164188.928
commercial refrigeration | Reference Commercial Walk-in Refrigerators | 2039 | CAPITAL | REPLACEMENT | N/A | USD/teraBtu | us | us | 764468164188.928
commercial refrigeration | Reference Commercial Walk-in Refrigerators | 2039 | FIXED_OM | NEW | N/A | USD/teraBtu | us | us | 20451559972.9735
commercial refrigeration | Reference Commercial Walk-in Refrigerators | 2039 | FIXED_OM | REPLACEMENT | N/A | USD/teraBtu | us | us | 20451559972.9735
commercial refrigeration | Reference Commercial Walk-in Refrigerators | 2039 | INSTALLATION | NEW | N/A | USD/teraBtu | us | us | 62764851423.1368
commercial refrigeration | Reference Commercial Walk-in Refrigerators | 2039 | INSTALLATION | REPLACEMENT | N/A | USD/teraBtu | us | us | 62764851423.1368
commercial refrigeration | Reference Commercial Walk-in Refrigerators | 2040 | CAPITAL | NEW | N/A | USD/teraBtu | us | us | 764468164188.927
commercial refrigeration | Reference Commercial Walk-in Refrigerators | 2040 | CAPITAL | REPLACEMENT | N/A | USD/teraBtu | us | us | 764468164188.927
commercial refrigeration | Reference Commercial Walk-in Refrigerators | 2040 | FIXED_OM | NEW | N/A | USD/teraBtu | us | us | 20451559972.9735
commercial refrigeration | Reference Commercial Walk-in Refrigerators | 2040 | FIXED_OM | REPLACEMENT | N/A | USD/teraBtu | us | us | 20451559972.9735
commercial refrigeration | Reference Commercial Walk-in Refrigerators | 2040 | INSTALLATION | NEW | N/A | USD/teraBtu | us | us | 62764851423.1368
commercial refrigeration | Reference Commercial Walk-in Refrigerators | 2040 | INSTALLATION | REPLACEMENT | N/A | USD/teraBtu | us | us | 62764851423.1368
commercial refrigeration | Reference Commercial Walk-in Refrigerators | 2041 | CAPITAL | NEW | N/A | USD/teraBtu | us | us | 764468164188.927
commercial refrigeration | Reference Commercial Walk-in Refrigerators | 2041 | CAPITAL | REPLACEMENT | N/A | USD/teraBtu | us | us | 764468164188.927
commercial refrigeration | Reference Commercial Walk-in Refrigerators | 2041 | FIXED_OM | NEW | N/A | USD/teraBtu | us | us | 20451559972.9735
commercial refrigeration | Reference Commercial Walk-in Refrigerators | 2041 | FIXED_OM | REPLACEMENT | N/A | USD/teraBtu | us | us | 20451559972.9735
commercial refrigeration | Reference Commercial Walk-in Refrigerators | 2041 | INSTALLATION | NEW | N/A | USD/teraBtu | us | us | 62764851423.1368
commercial refrigeration | Reference Commercial Walk-in Refrigerators | 2041 | INSTALLATION | REPLACEMENT | N/A | USD/teraBtu | us | us | 62764851423.1368
commercial refrigeration | Reference Commercial Walk-in Refrigerators | 2042 | CAPITAL | NEW | N/A | USD/teraBtu | us | us | 764468164188.927
commercial refrigeration | Reference Commercial Walk-in Refrigerators | 2042 | CAPITAL | REPLACEMENT | N/A | USD/teraBtu | us | us | 764468164188.927
commercial refrigeration | Reference Commercial Walk-in Refrigerators | 2042 | FIXED_OM | NEW | N/A | USD/teraBtu | us | us | 20451559972.9735
commercial refrigeration | Reference Commercial Walk-in Refrigerators | 2042 | FIXED_OM | REPLACEMENT | N/A | USD/teraBtu | us | us | 20451559972.9735
commercial refrigeration | Reference Commercial Walk-in Refrigerators | 2042 | INSTALLATION | NEW | N/A | USD/teraBtu | us | us | 62764851423.1368
commercial refrigeration | Reference Commercial Walk-in Refrigerators | 2042 | INSTALLATION | REPLACEMENT | N/A | USD/teraBtu | us | us | 62764851423.1368
commercial refrigeration | Reference Commercial Walk-in Refrigerators | 2043 | CAPITAL | NEW | N/A | USD/teraBtu | us | us | 764468164188.927
commercial refrigeration | Reference Commercial Walk-in Refrigerators | 2043 | CAPITAL | REPLACEMENT | N/A | USD/teraBtu | us | us | 764468164188.927
commercial refrigeration | Reference Commercial Walk-in Refrigerators | 2043 | FIXED_OM | NEW | N/A | USD/teraBtu | us | us | 20451559972.9735
commercial refrigeration | Reference Commercial Walk-in Refrigerators | 2043 | FIXED_OM | REPLACEMENT | N/A | USD/teraBtu | us | us | 20451559972.9735
commercial refrigeration | Reference Commercial Walk-in Refrigerators | 2043 | INSTALLATION | NEW | N/A | USD/teraBtu | us | us | 62764851423.1368
commercial refrigeration | Reference Commercial Walk-in Refrigerators | 2043 | INSTALLATION | REPLACEMENT | N/A | USD/teraBtu | us | us | 62764851423.1368
commercial refrigeration | Reference Commercial Walk-in Refrigerators | 2044 | CAPITAL | NEW | N/A | USD/teraBtu | us | us | 764468164188.927
commercial refrigeration | Reference Commercial Walk-in Refrigerators | 2044 | CAPITAL | REPLACEMENT | N/A | USD/teraBtu | us | us | 764468164188.927
commercial refrigeration | Reference Commercial Walk-in Refrigerators | 2044 | FIXED_OM | NEW | N/A | USD/teraBtu | us | us | 20451559972.9735
commercial refrigeration | Reference Commercial Walk-in Refrigerators | 2044 | FIXED_OM | REPLACEMENT | N/A | USD/teraBtu | us | us | 20451559972.9735
commercial refrigeration | Reference Commercial Walk-in Refrigerators | 2044 | INSTALLATION | NEW | N/A | USD/teraBtu | us | us | 62764851423.1368
commercial refrigeration | Reference Commercial Walk-in Refrigerators | 2044 | INSTALLATION | REPLACEMENT | N/A | USD/teraBtu | us | us | 62764851423.1368
commercial refrigeration | Reference Commercial Walk-in Refrigerators | 2045 | CAPITAL | NEW | N/A | USD/teraBtu | us | us | 764468164188.927
commercial refrigeration | Reference Commercial Walk-in Refrigerators | 2045 | CAPITAL | REPLACEMENT | N/A | USD/teraBtu | us | us | 764468164188.927
commercial refrigeration | Reference Commercial Walk-in Refrigerators | 2045 | FIXED_OM | NEW | N/A | USD/teraBtu | us | us | 20451559972.9735
commercial refrigeration | Reference Commercial Walk-in Refrigerators | 2045 | FIXED_OM | REPLACEMENT | N/A | USD/teraBtu | us | us | 20451559972.9735
commercial refrigeration | Reference Commercial Walk-in Refrigerators | 2045 | INSTALLATION | NEW | N/A | USD/teraBtu | us | us | 62764851423.1368
commercial refrigeration | Reference Commercial Walk-in Refrigerators | 2045 | INSTALLATION | REPLACEMENT | N/A | USD/teraBtu | us | us | 62764851423.1368
commercial refrigeration | Reference Commercial Walk-in Refrigerators | 2046 | CAPITAL | NEW | N/A | USD/teraBtu | us | us | 764468164188.927
commercial refrigeration | Reference Commercial Walk-in Refrigerators | 2046 | CAPITAL | REPLACEMENT | N/A | USD/teraBtu | us | us | 764468164188.927
commercial refrigeration | Reference Commercial Walk-in Refrigerators | 2046 | FIXED_OM | NEW | N/A | USD/teraBtu | us | us | 20451559972.9735
commercial refrigeration | Reference Commercial Walk-in Refrigerators | 2046 | FIXED_OM | REPLACEMENT | N/A | USD/teraBtu | us | us | 20451559972.9735
commercial refrigeration | Reference Commercial Walk-in Refrigerators | 2046 | INSTALLATION | NEW | N/A | USD/teraBtu | us | us | 62764851423.1368
commercial refrigeration | Reference Commercial Walk-in Refrigerators | 2046 | INSTALLATION | REPLACEMENT | N/A | USD/teraBtu | us | us | 62764851423.1368
commercial refrigeration | Reference Commercial Walk-in Refrigerators | 2047 | CAPITAL | NEW | N/A | USD/teraBtu | us | us | 764468164188.927
commercial refrigeration | Reference Commercial Walk-in Refrigerators | 2047 | CAPITAL | REPLACEMENT | N/A | USD/teraBtu | us | us | 764468164188.927
commercial refrigeration | Reference Commercial Walk-in Refrigerators | 2047 | FIXED_OM | NEW | N/A | USD/teraBtu | us | us | 20451559972.9735
commercial refrigeration | Reference Commercial Walk-in Refrigerators | 2047 | FIXED_OM | REPLACEMENT | N/A | USD/teraBtu | us | us | 20451559972.9735
commercial refrigeration | Reference Commercial Walk-in Refrigerators | 2047 | INSTALLATION | NEW | N/A | USD/teraBtu | us | us | 62764851423.1368
commercial refrigeration | Reference Commercial Walk-in Refrigerators | 2047 | INSTALLATION | REPLACEMENT | N/A | USD/teraBtu | us | us | 62764851423.1368
commercial refrigeration | Reference Commercial Walk-in Refrigerators | 2048 | CAPITAL | NEW | N/A | USD/teraBtu | us | us | 764468164188.927
commercial refrigeration | Reference Commercial Walk-in Refrigerators | 2048 | CAPITAL | REPLACEMENT | N/A | USD/teraBtu | us | us | 764468164188.927
commercial refrigeration | Reference Commercial Walk-in Refrigerators | 2048 | FIXED_OM | NEW | N/A | USD/teraBtu | us | us | 20451559972.9735
commercial refrigeration | Reference Commercial Walk-in Refrigerators | 2048 | FIXED_OM | REPLACEMENT | N/A | USD/teraBtu | us | us | 20451559972.9735
commercial refrigeration | Reference Commercial Walk-in Refrigerators | 2048 | INSTALLATION | NEW | N/A | USD/teraBtu | us | us | 62764851423.1368
commercial refrigeration | Reference Commercial Walk-in Refrigerators | 2048 | INSTALLATION | REPLACEMENT | N/A | USD/teraBtu | us | us | 62764851423.1368
commercial refrigeration | Reference Commercial Walk-in Refrigerators | 2049 | CAPITAL | NEW | N/A | USD/teraBtu | us | us | 764468164188.927
commercial refrigeration | Reference Commercial Walk-in Refrigerators | 2049 | CAPITAL | REPLACEMENT | N/A | USD/teraBtu | us | us | 764468164188.927
commercial refrigeration | Reference Commercial Walk-in Refrigerators | 2049 | FIXED_OM | NEW | N/A | USD/teraBtu | us | us | 20451559972.9735
commercial refrigeration | Reference Commercial Walk-in Refrigerators | 2049 | FIXED_OM | REPLACEMENT | N/A | USD/teraBtu | us | us | 20451559972.9735
commercial refrigeration | Reference Commercial Walk-in Refrigerators | 2049 | INSTALLATION | NEW | N/A | USD/teraBtu | us | us | 62764851423.1368
commercial refrigeration | Reference Commercial Walk-in Refrigerators | 2049 | INSTALLATION | REPLACEMENT | N/A | USD/teraBtu | us | us | 62764851423.1368
commercial refrigeration | Reference Commercial Walk-in Refrigerators | 2050 | CAPITAL | NEW | N/A | USD/teraBtu | us | us | 764468164188.927
commercial refrigeration | Reference Commercial Walk-in Refrigerators | 2050 | CAPITAL | REPLACEMENT | N/A | USD/teraBtu | us | us | 764468164188.927
commercial refrigeration | Reference Commercial Walk-in Refrigerators | 2050 | FIXED_OM | NEW | N/A | USD/teraBtu | us | us | 20451559972.9735
commercial refrigeration | Reference Commercial Walk-in Refrigerators | 2050 | FIXED_OM | REPLACEMENT | N/A | USD/teraBtu | us | us | 20451559972.9735
commercial refrigeration | Reference Commercial Walk-in Refrigerators | 2050 | INSTALLATION | NEW | N/A | USD/teraBtu | us | us | 62764851423.1368
commercial refrigeration | Reference Commercial Walk-in Refrigerators | 2050 | INSTALLATION | REPLACEMENT | N/A | USD/teraBtu | us | us | 62764851423.1368
commercial refrigeration | Reference Supermarket Display Cases | 2020 | CAPITAL | NEW | N/A | USD/teraBtu | us | us | 690315181016.479
commercial refrigeration | Reference Supermarket Display Cases | 2020 | CAPITAL | REPLACEMENT | N/A | USD/teraBtu | us | us | 690315181016.479
commercial refrigeration | Reference Supermarket Display Cases | 2020 | FIXED_OM | NEW | N/A | USD/teraBtu | us | us | 55662972190.5931
commercial refrigeration | Reference Supermarket Display Cases | 2020 | FIXED_OM | REPLACEMENT | N/A | USD/teraBtu | us | us | 55662972190.5931
commercial refrigeration | Reference Supermarket Display Cases | 2020 | INSTALLATION | NEW | N/A | USD/teraBtu | us | us | 116728243241.971
commercial refrigeration | Reference Supermarket Display Cases | 2020 | INSTALLATION | REPLACEMENT | N/A | USD/teraBtu | us | us | 116728243241.971
commercial refrigeration | Reference Supermarket Display Cases | 2021 | CAPITAL | NEW | N/A | USD/teraBtu | us | us | 690889711212.785
commercial refrigeration | Reference Supermarket Display Cases | 2021 | CAPITAL | REPLACEMENT | N/A | USD/teraBtu | us | us | 690889711212.785
commercial refrigeration | Reference Supermarket Display Cases | 2021 | FIXED_OM | NEW | N/A | USD/teraBtu | us | us | 55662972190.5931
commercial refrigeration | Reference Supermarket Display Cases | 2021 | FIXED_OM | REPLACEMENT | N/A | USD/teraBtu | us | us | 55662972190.5931
commercial refrigeration | Reference Supermarket Display Cases | 2021 | INSTALLATION | NEW | N/A | USD/teraBtu | us | us | 116728243241.971
commercial refrigeration | Reference Supermarket Display Cases | 2021 | INSTALLATION | REPLACEMENT | N/A | USD/teraBtu | us | us | 116728243241.971
commercial refrigeration | Reference Supermarket Display Cases | 2022 | CAPITAL | NEW | N/A | USD/teraBtu | us | us | 691464241409.0909
commercial refrigeration | Reference Supermarket Display Cases | 2022 | CAPITAL | REPLACEMENT | N/A | USD/teraBtu | us | us | 691464241409.0909
commercial refrigeration | Reference Supermarket Display Cases | 2022 | FIXED_OM | NEW | N/A | USD/teraBtu | us | us | 55662972190.5931
commercial refrigeration | Reference Supermarket Display Cases | 2022 | FIXED_OM | REPLACEMENT | N/A | USD/teraBtu | us | us | 55662972190.5931
commercial refrigeration | Reference Supermarket Display Cases | 2022 | INSTALLATION | NEW | N/A | USD/teraBtu | us | us | 116728243241.971
commercial refrigeration | Reference Supermarket Display Cases | 2022 | INSTALLATION | REPLACEMENT | N/A | USD/teraBtu | us | us | 116728243241.971
commercial refrigeration | Reference Supermarket Display Cases | 2023 | CAPITAL | NEW | N/A | USD/teraBtu | us | us | 692038771605.397
commercial refrigeration | Reference Supermarket Display Cases | 2023 | CAPITAL | REPLACEMENT | N/A | USD/teraBtu | us | us | 692038771605.397
commercial refrigeration | Reference Supermarket Display Cases | 2023 | FIXED_OM | NEW | N/A | USD/teraBtu | us | us | 55662972190.5931
commercial refrigeration | Reference Supermarket Display Cases | 2023 | FIXED_OM | REPLACEMENT | N/A | USD/teraBtu | us | us | 55662972190.5931
commercial refrigeration | Reference Supermarket Display Cases | 2023 | INSTALLATION | NEW | N/A | USD/teraBtu | us | us | 116728243241.971
commercial refrigeration | Reference Supermarket Display Cases | 2023 | INSTALLATION | REPLACEMENT | N/A | USD/teraBtu | us | us | 116728243241.971
commercial refrigeration | Reference Supermarket Display Cases | 2024 | CAPITAL | NEW | N/A | USD/teraBtu | us | us | 692613301801.702
commercial refrigeration | Reference Supermarket Display Cases | 2024 | CAPITAL | REPLACEMENT | N/A | USD/teraBtu | us | us | 692613301801.702
commercial refrigeration | Reference Supermarket Display Cases | 2024 | FIXED_OM | NEW | N/A | USD/teraBtu | us | us | 55662972190.5931
commercial refrigeration | Reference Supermarket Display Cases | 2024 | FIXED_OM | REPLACEMENT | N/A | USD/teraBtu | us | us | 55662972190.5931
commercial refrigeration | Reference Supermarket Display Cases | 2024 | INSTALLATION | NEW | N/A | USD/teraBtu | us | us | 116728243241.971
commercial refrigeration | Reference Supermarket Display Cases | 2024 | INSTALLATION | REPLACEMENT | N/A | USD/teraBtu | us | us | 116728243241.971
commercial refrigeration | Reference Supermarket Display Cases | 2025 | CAPITAL | NEW | N/A | USD/teraBtu | us | us | 693187831998.0081
commercial refrigeration | Reference Supermarket Display Cases | 2025 | CAPITAL | REPLACEMENT | N/A | USD/teraBtu | us | us | 693187831998.0081
commercial refrigeration | Reference Supermarket Display Cases | 2025 | FIXED_OM | NEW | N/A | USD/teraBtu | us | us | 55662972190.5931
commercial refrigeration | Reference Supermarket Display Cases | 2025 | FIXED_OM | REPLACEMENT | N/A | USD/teraBtu | us | us | 55662972190.5931
commercial refrigeration | Reference Supermarket Display Cases | 2025 | INSTALLATION | NEW | N/A | USD/teraBtu | us | us | 116728243241.971
commercial refrigeration | Reference Supermarket Display Cases | 2025 | INSTALLATION | REPLACEMENT | N/A | USD/teraBtu | us | us | 116728243241.971
commercial refrigeration | Reference Supermarket Display Cases | 2026 | CAPITAL | NEW | N/A | USD/teraBtu | us | us | 693762362194.314
commercial refrigeration | Reference Supermarket Display Cases | 2026 | CAPITAL | REPLACEMENT | N/A | USD/teraBtu | us | us | 693762362194.314
commercial refrigeration | Reference Supermarket Display Cases | 2026 | FIXED_OM | NEW | N/A | USD/teraBtu | us | us | 55662972190.5931
commercial refrigeration | Reference Supermarket Display Cases | 2026 | FIXED_OM | REPLACEMENT | N/A | USD/teraBtu | us | us | 55662972190.5931
commercial refrigeration | Reference Supermarket Display Cases | 2026 | INSTALLATION | NEW | N/A | USD/teraBtu | us | us | 116728243241.971
commercial refrigeration | Reference Supermarket Display Cases | 2026 | INSTALLATION | REPLACEMENT | N/A | USD/teraBtu | us | us | 116728243241.971
commercial refrigeration | Reference Supermarket Display Cases | 2027 | CAPITAL | NEW | N/A | USD/teraBtu | us | us | 694336892390.62
commercial refrigeration | Reference Supermarket Display Cases | 2027 | CAPITAL | REPLACEMENT | N/A | USD/teraBtu | us | us | 694336892390.62
commercial refrigeration | Reference Supermarket Display Cases | 2027 | FIXED_OM | NEW | N/A | USD/teraBtu | us | us | 55662972190.5931
commercial refrigeration | Reference Supermarket Display Cases | 2027 | FIXED_OM | REPLACEMENT | N/A | USD/teraBtu | us | us | 55662972190.5931
commercial refrigeration | Reference Supermarket Display Cases | 2027 | INSTALLATION | NEW | N/A | USD/teraBtu | us | us | 116728243241.971
commercial refrigeration | Reference Supermarket Display Cases | 2027 | INSTALLATION | REPLACEMENT | N/A | USD/teraBtu | us | us | 116728243241.971
commercial refrigeration | Reference Supermarket Display Cases | 2028 | CAPITAL | NEW | N/A | USD/teraBtu | us | us | 694911422586.925
commercial refrigeration | Reference Supermarket Display Cases | 2028 | CAPITAL | REPLACEMENT | N/A | USD/teraBtu | us | us | 694911422586.925
commercial refrigeration | Reference Supermarket Display Cases | 2028 | FIXED_OM | NEW | N/A | USD/teraBtu | us | us | 55662972190.5931
commercial refrigeration | Reference Supermarket Display Cases | 2028 | FIXED_OM | REPLACEMENT | N/A | USD/teraBtu | us | us | 55662972190.5931
commercial refrigeration | Reference Supermarket Display Cases | 2028 | INSTALLATION | NEW | N/A | USD/teraBtu | us | us | 116728243241.971
commercial refrigeration | Reference Supermarket Display Cases | 2028 | INSTALLATION | REPLACEMENT | N/A | USD/teraBtu | us | us | 116728243241.971
commercial refrigeration | Reference Supermarket Display Cases | 2029 | CAPITAL | NEW | N/A | USD/teraBtu | us | us | 695485952783.231
commercial refrigeration | Reference Supermarket Display Cases | 2029 | CAPITAL | REPLACEMENT | N/A | USD/teraBtu | us | us | 695485952783.231
commercial refrigeration | Reference Supermarket Display Cases | 2029 | FIXED_OM | NEW | N/A | USD/teraBtu | us | us | 55662972190.5931
commercial refrigeration | Reference Supermarket Display Cases | 2029 | FIXED_OM | REPLACEMENT | N/A | USD/teraBtu | us | us | 55662972190.5931
commercial refrigeration | Reference Supermarket Display Cases | 2029 | INSTALLATION | NEW | N/A | USD/teraBtu | us | us | 116728243241.971
commercial refrigeration | Reference Supermarket Display Cases | 2029 | INSTALLATION | REPLACEMENT | N/A | USD/teraBtu | us | us | 116728243241.971
commercial refrigeration | Reference Supermarket Display Cases | 2030 | CAPITAL | NEW | N/A | USD/teraBtu | us | us | 696060482979.537
commercial refrigeration | Reference Supermarket Display Cases | 2030 | CAPITAL | REPLACEMENT | N/A | USD/teraBtu | us | us | 696060482979.537
commercial refrigeration | Reference Supermarket Display Cases | 2030 | FIXED_OM | NEW | N/A | USD/teraBtu | us | us | 55662972190.5931
commercial refrigeration | Reference Supermarket Display Cases | 2030 | FIXED_OM | REPLACEMENT | N/A | USD/teraBtu | us | us | 55662972190.5931
commercial refrigeration | Reference Supermarket Display Cases | 2030 | INSTALLATION | NEW | N/A | USD/teraBtu | us | us | 116728243241.971
commercial refrigeration | Reference Supermarket Display Cases | 2030 | INSTALLATION | REPLACEMENT | N/A | USD/teraBtu | us | us | 116728243241.971
commercial refrigeration | Reference Supermarket Display Cases | 2031 | CAPITAL | NEW | N/A | USD/teraBtu | us | us | 696635013175.843
commercial refrigeration | Reference Supermarket Display Cases | 2031 | CAPITAL | REPLACEMENT | N/A | USD/teraBtu | us | us | 696635013175.843
commercial refrigeration | Reference Supermarket Display Cases | 2031 | FIXED_OM | NEW | N/A | USD/teraBtu | us | us | 55662972190.5931
commercial refrigeration | Reference Supermarket Display Cases | 2031 | FIXED_OM | REPLACEMENT | N/A | USD/teraBtu | us | us | 55662972190.5931
commercial refrigeration | Reference Supermarket Display Cases | 2031 | INSTALLATION | NEW | N/A | USD/teraBtu | us | us | 116728243241.971
commercial refrigeration | Reference Supermarket Display Cases | 2031 | INSTALLATION | REPLACEMENT | N/A | USD/teraBtu | us | us | 116728243241.971
commercial refrigeration | Reference Supermarket Display Cases | 2032 | CAPITAL | NEW | N/A | USD/teraBtu | us | us | 697209543372.1479
commercial refrigeration | Reference Supermarket Display Cases | 2032 | CAPITAL | REPLACEMENT | N/A | USD/teraBtu | us | us | 697209543372.1479
commercial refrigeration | Reference Supermarket Display Cases | 2032 | FIXED_OM | NEW | N/A | USD/teraBtu | us | us | 55662972190.5931
commercial refrigeration | Reference Supermarket Display Cases | 2032 | FIXED_OM | REPLACEMENT | N/A | USD/teraBtu | us | us | 55662972190.5931
commercial refrigeration | Reference Supermarket Display Cases | 2032 | INSTALLATION | NEW | N/A | USD/teraBtu | us | us | 116728243241.971
commercial refrigeration | Reference Supermarket Display Cases | 2032 | INSTALLATION | REPLACEMENT | N/A | USD/teraBtu | us | us | 116728243241.971
commercial refrigeration | Reference Supermarket Display Cases | 2033 | CAPITAL | NEW | N/A | USD/teraBtu | us | us | 697784073568.454
commercial refrigeration | Reference Supermarket Display Cases | 2033 | CAPITAL | REPLACEMENT | N/A | USD/teraBtu | us | us | 697784073568.454
commercial refrigeration | Reference Supermarket Display Cases | 2033 | FIXED_OM | NEW | N/A | USD/teraBtu | us | us | 55662972190.5931
commercial refrigeration | Reference Supermarket Display Cases | 2033 | FIXED_OM | REPLACEMENT | N/A | USD/teraBtu | us | us | 55662972190.5931
commercial refrigeration | Reference Supermarket Display Cases | 2033 | INSTALLATION | NEW | N/A | USD/teraBtu | us | us | 116728243241.971
commercial refrigeration | Reference Supermarket Display Cases | 2033 | INSTALLATION | REPLACEMENT | N/A | USD/teraBtu | us | us | 116728243241.971
commercial refrigeration | Reference Supermarket Display Cases | 2034 | CAPITAL | NEW | N/A | USD/teraBtu | us | us | 698358603764.76
commercial refrigeration | Reference Supermarket Display Cases | 2034 | CAPITAL | REPLACEMENT | N/A | USD/teraBtu | us | us | 698358603764.76
commercial refrigeration | Reference Supermarket Display Cases | 2034 | FIXED_OM | NEW | N/A | USD/teraBtu | us | us | 55662972190.5931
commercial refrigeration | Reference Supermarket Display Cases | 2034 | FIXED_OM | REPLACEMENT | N/A | USD/teraBtu | us | us | 55662972190.5931
commercial refrigeration | Reference Supermarket Display Cases | 2034 | INSTALLATION | NEW | N/A | USD/teraBtu | us | us | 116728243241.971
commercial refrigeration | Reference Supermarket Display Cases | 2034 | INSTALLATION | REPLACEMENT | N/A | USD/teraBtu | us | us | 116728243241.971
commercial refrigeration | Reference Supermarket Display Cases | 2035 | CAPITAL | NEW | N/A | USD/teraBtu | us | us | 698933133961.0649
commercial refrigeration | Reference Supermarket Display Cases | 2035 | CAPITAL | REPLACEMENT | N/A | USD/teraBtu | us | us | 698933133961.0649
commercial refrigeration | Reference Supermarket Display Cases | 2035 | FIXED_OM | NEW | N/A | USD/teraBtu | us | us | 55662972190.5931
commercial refrigeration | Reference Supermarket Display Cases | 2035 | FIXED_OM | REPLACEMENT | N/A | USD/teraBtu | us | us | 55662972190.5931
commercial refrigeration | Reference Supermarket Display Cases | 2035 | INSTALLATION | NEW | N/A | USD/teraBtu | us | us | 116728243241.971
commercial refrigeration | Reference Supermarket Display Cases | 2035 | INSTALLATION | REPLACEMENT | N/A | USD/teraBtu | us | us | 116728243241.971
commercial refrigeration | Reference Supermarket Display Cases | 2036 | CAPITAL | NEW | N/A | USD/teraBtu | us | us | 699507664157.3719
commercial refrigeration | Reference Supermarket Display Cases | 2036 | CAPITAL | REPLACEMENT | N/A | USD/teraBtu | us | us | 699507664157.3719
commercial refrigeration | Reference Supermarket Display Cases | 2036 | FIXED_OM | NEW | N/A | USD/teraBtu | us | us | 55662972190.5931
commercial refrigeration | Reference Supermarket Display Cases | 2036 | FIXED_OM | REPLACEMENT | N/A | USD/teraBtu | us | us | 55662972190.5931
commercial refrigeration | Reference Supermarket Display Cases | 2036 | INSTALLATION | NEW | N/A | USD/teraBtu | us | us | 116728243241.971
commercial refrigeration | Reference Supermarket Display Cases | 2036 | INSTALLATION | REPLACEMENT | N/A | USD/teraBtu | us | us | 116728243241.971
commercial refrigeration | Reference Supermarket Display Cases | 2037 | CAPITAL | NEW | N/A | USD/teraBtu | us | us | 700082194353.677
commercial refrigeration | Reference Supermarket Display Cases | 2037 | CAPITAL | REPLACEMENT | N/A | USD/teraBtu | us | us | 700082194353.677
commercial refrigeration | Reference Supermarket Display Cases | 2037 | FIXED_OM | NEW | N/A | USD/teraBtu | us | us | 55662972190.5931
commercial refrigeration | Reference Supermarket Display Cases | 2037 | FIXED_OM | REPLACEMENT | N/A | USD/teraBtu | us | us | 55662972190.5931
commercial refrigeration | Reference Supermarket Display Cases | 2037 | INSTALLATION | NEW | N/A | USD/teraBtu | us | us | 116728243241.971
commercial refrigeration | Reference Supermarket Display Cases | 2037 | INSTALLATION | REPLACEMENT | N/A | USD/teraBtu | us | us | 116728243241.971
commercial refrigeration | Reference Supermarket Display Cases | 2038 | CAPITAL | NEW | N/A | USD/teraBtu | us | us | 700656724549.983
commercial refrigeration | Reference Supermarket Display Cases | 2038 | CAPITAL | REPLACEMENT | N/A | USD/teraBtu | us | us | 700656724549.983
commercial refrigeration | Reference Supermarket Display Cases | 2038 | FIXED_OM | NEW | N/A | USD/teraBtu | us | us | 55662972190.5931
commercial refrigeration | Reference Supermarket Display Cases | 2038 | FIXED_OM | REPLACEMENT | N/A | USD/teraBtu | us | us | 55662972190.5931
commercial refrigeration | Reference Supermarket Display Cases | 2038 | INSTALLATION | NEW | N/A | USD/teraBtu | us | us | 116728243241.971
commercial refrigeration | Reference Supermarket Display Cases | 2038 | INSTALLATION | REPLACEMENT | N/A | USD/teraBtu | us | us | 116728243241.971
commercial refrigeration | Reference Supermarket Display Cases | 2039 | CAPITAL | NEW | N/A | USD/teraBtu | us | us | 701231254746.2889
commercial refrigeration | Reference Supermarket Display Cases | 2039 | CAPITAL | REPLACEMENT | N/A | USD/teraBtu | us | us | 701231254746.2889
commercial refrigeration | Reference Supermarket Display Cases | 2039 | FIXED_OM | NEW | N/A | USD/teraBtu | us | us | 55662972190.5931
commercial refrigeration | Reference Supermarket Display Cases | 2039 | FIXED_OM | REPLACEMENT | N/A | USD/teraBtu | us | us | 55662972190.5931
commercial refrigeration | Reference Supermarket Display Cases | 2039 | INSTALLATION | NEW | N/A | USD/teraBtu | us | us | 116728243241.971
commercial refrigeration | Reference Supermarket Display Cases | 2039 | INSTALLATION | REPLACEMENT | N/A | USD/teraBtu | us | us | 116728243241.971
commercial refrigeration | Reference Supermarket Display Cases | 2040 | CAPITAL | NEW | N/A | USD/teraBtu | us | us | 701805784942.594
commercial refrigeration | Reference Supermarket Display Cases | 2040 | CAPITAL | REPLACEMENT | N/A | USD/teraBtu | us | us | 701805784942.594
commercial refrigeration | Reference Supermarket Display Cases | 2040 | FIXED_OM | NEW | N/A | USD/teraBtu | us | us | 55662972190.5931
commercial refrigeration | Reference Supermarket Display Cases | 2040 | FIXED_OM | REPLACEMENT | N/A | USD/teraBtu | us | us | 55662972190.5931
commercial refrigeration | Reference Supermarket Display Cases | 2040 | INSTALLATION | NEW | N/A | USD/teraBtu | us | us | 116728243241.971
commercial refrigeration | Reference Supermarket Display Cases | 2040 | INSTALLATION | REPLACEMENT | N/A | USD/teraBtu | us | us | 116728243241.971
commercial refrigeration | Reference Supermarket Display Cases | 2041 | CAPITAL | NEW | N/A | USD/teraBtu | us | us | 701805784942.594
commercial refrigeration | Reference Supermarket Display Cases | 2041 | CAPITAL | REPLACEMENT | N/A | USD/teraBtu | us | us | 701805784942.594
commercial refrigeration | Reference Supermarket Display Cases | 2041 | FIXED_OM | NEW | N/A | USD/teraBtu | us | us | 55662972190.5931
commercial refrigeration | Reference Supermarket Display Cases | 2041 | FIXED_OM | REPLACEMENT | N/A | USD/teraBtu | us | us | 55662972190.5931
commercial refrigeration | Reference Supermarket Display Cases | 2041 | INSTALLATION | NEW | N/A | USD/teraBtu | us | us | 116728243241.971
commercial refrigeration | Reference Supermarket Display Cases | 2041 | INSTALLATION | REPLACEMENT | N/A | USD/teraBtu | us | us | 116728243241.971
commercial refrigeration | Reference Supermarket Display Cases | 2042 | CAPITAL | NEW | N/A | USD/teraBtu | us | us | 701805784942.594
commercial refrigeration | Reference Supermarket Display Cases | 2042 | CAPITAL | REPLACEMENT | N/A | USD/teraBtu | us | us | 701805784942.594
commercial refrigeration | Reference Supermarket Display Cases | 2042 | FIXED_OM | NEW | N/A | USD/teraBtu | us | us | 55662972190.5931
commercial refrigeration | Reference Supermarket Display Cases | 2042 | FIXED_OM | REPLACEMENT | N/A | USD/teraBtu | us | us | 55662972190.5931
commercial refrigeration | Reference Supermarket Display Cases | 2042 | INSTALLATION | NEW | N/A | USD/teraBtu | us | us | 116728243241.971
commercial refrigeration | Reference Supermarket Display Cases | 2042 | INSTALLATION | REPLACEMENT | N/A | USD/teraBtu | us | us | 116728243241.971
commercial refrigeration | Reference Supermarket Display Cases | 2043 | CAPITAL | NEW | N/A | USD/teraBtu | us | us | 701805784942.594
commercial refrigeration | Reference Supermarket Display Cases | 2043 | CAPITAL | REPLACEMENT | N/A | USD/teraBtu | us | us | 701805784942.594
commercial refrigeration | Reference Supermarket Display Cases | 2043 | FIXED_OM | NEW | N/A | USD/teraBtu | us | us | 55662972190.5931
commercial refrigeration | Reference Supermarket Display Cases | 2043 | FIXED_OM | REPLACEMENT | N/A | USD/teraBtu | us | us | 55662972190.5931
commercial refrigeration | Reference Supermarket Display Cases | 2043 | INSTALLATION | NEW | N/A | USD/teraBtu | us | us | 116728243241.971
commercial refrigeration | Reference Supermarket Display Cases | 2043 | INSTALLATION | REPLACEMENT | N/A | USD/teraBtu | us | us | 116728243241.971
commercial refrigeration | Reference Supermarket Display Cases | 2044 | CAPITAL | NEW | N/A | USD/teraBtu | us | us | 701805784942.594
commercial refrigeration | Reference Supermarket Display Cases | 2044 | CAPITAL | REPLACEMENT | N/A | USD/teraBtu | us | us | 701805784942.594
commercial refrigeration | Reference Supermarket Display Cases | 2044 | FIXED_OM | NEW | N/A | USD/teraBtu | us | us | 55662972190.5931
commercial refrigeration | Reference Supermarket Display Cases | 2044 | FIXED_OM | REPLACEMENT | N/A | USD/teraBtu | us | us | 55662972190.5931
commercial refrigeration | Reference Supermarket Display Cases | 2044 | INSTALLATION | NEW | N/A | USD/teraBtu | us | us | 116728243241.971
commercial refrigeration | Reference Supermarket Display Cases | 2044 | INSTALLATION | REPLACEMENT | N/A | USD/teraBtu | us | us | 116728243241.971
commercial refrigeration | Reference Supermarket Display Cases | 2045 | CAPITAL | NEW | N/A | USD/teraBtu | us | us | 701805784942.594
commercial refrigeration | Reference Supermarket Display Cases | 2045 | CAPITAL | REPLACEMENT | N/A | USD/teraBtu | us | us | 701805784942.594
commercial refrigeration | Reference Supermarket Display Cases | 2045 | FIXED_OM | NEW | N/A | USD/teraBtu | us | us | 55662972190.5931
commercial refrigeration | Reference Supermarket Display Cases | 2045 | FIXED_OM | REPLACEMENT | N/A | USD/teraBtu | us | us | 55662972190.5931
commercial refrigeration | Reference Supermarket Display Cases | 2045 | INSTALLATION | NEW | N/A | USD/teraBtu | us | us | 116728243241.971
commercial refrigeration | Reference Supermarket Display Cases | 2045 | INSTALLATION | REPLACEMENT | N/A | USD/teraBtu | us | us | 116728243241.971
commercial refrigeration | Reference Supermarket Display Cases | 2046 | CAPITAL | NEW | N/A | USD/teraBtu | us | us | 701805784942.594
commercial refrigeration | Reference Supermarket Display Cases | 2046 | CAPITAL | REPLACEMENT | N/A | USD/teraBtu | us | us | 701805784942.594
commercial refrigeration | Reference Supermarket Display Cases | 2046 | FIXED_OM | NEW | N/A | USD/teraBtu | us | us | 55662972190.5931
commercial refrigeration | Reference Supermarket Display Cases | 2046 | FIXED_OM | REPLACEMENT | N/A | USD/teraBtu | us | us | 55662972190.5931
commercial refrigeration | Reference Supermarket Display Cases | 2046 | INSTALLATION | NEW | N/A | USD/teraBtu | us | us | 116728243241.971
commercial refrigeration | Reference Supermarket Display Cases | 2046 | INSTALLATION | REPLACEMENT | N/A | USD/teraBtu | us | us | 116728243241.971
commercial refrigeration | Reference Supermarket Display Cases | 2047 | CAPITAL | NEW | N/A | USD/teraBtu | us | us | 701805784942.594
commercial refrigeration | Reference Supermarket Display Cases | 2047 | CAPITAL | REPLACEMENT | N/A | USD/teraBtu | us | us | 701805784942.594
commercial refrigeration | Reference Supermarket Display Cases | 2047 | FIXED_OM | NEW | N/A | USD/teraBtu | us | us | 55662972190.5931
commercial refrigeration | Reference Supermarket Display Cases | 2047 | FIXED_OM | REPLACEMENT | N/A | USD/teraBtu | us | us | 55662972190.5931
commercial refrigeration | Reference Supermarket Display Cases | 2047 | INSTALLATION | NEW | N/A | USD/teraBtu | us | us | 116728243241.971
commercial refrigeration | Reference Supermarket Display Cases | 2047 | INSTALLATION | REPLACEMENT | N/A | USD/teraBtu | us | us | 116728243241.971
commercial refrigeration | Reference Supermarket Display Cases | 2048 | CAPITAL | NEW | N/A | USD/teraBtu | us | us | 701805784942.594
commercial refrigeration | Reference Supermarket Display Cases | 2048 | CAPITAL | REPLACEMENT | N/A | USD/teraBtu | us | us | 701805784942.594
commercial refrigeration | Reference Supermarket Display Cases | 2048 | FIXED_OM | NEW | N/A | USD/teraBtu | us | us | 55662972190.5931
commercial refrigeration | Reference Supermarket Display Cases | 2048 | FIXED_OM | REPLACEMENT | N/A | USD/teraBtu | us | us | 55662972190.5931
commercial refrigeration | Reference Supermarket Display Cases | 2048 | INSTALLATION | NEW | N/A | USD/teraBtu | us | us | 116728243241.971
commercial refrigeration | Reference Supermarket Display Cases | 2048 | INSTALLATION | REPLACEMENT | N/A | USD/teraBtu | us | us | 116728243241.971
commercial refrigeration | Reference Supermarket Display Cases | 2049 | CAPITAL | NEW | N/A | USD/teraBtu | us | us | 701805784942.594
commercial refrigeration | Reference Supermarket Display Cases | 2049 | CAPITAL | REPLACEMENT | N/A | USD/teraBtu | us | us | 701805784942.594
commercial refrigeration | Reference Supermarket Display Cases | 2049 | FIXED_OM | NEW | N/A | USD/teraBtu | us | us | 55662972190.5931
commercial refrigeration | Reference Supermarket Display Cases | 2049 | FIXED_OM | REPLACEMENT | N/A | USD/teraBtu | us | us | 55662972190.5931
commercial refrigeration | Reference Supermarket Display Cases | 2049 | INSTALLATION | NEW | N/A | USD/teraBtu | us | us | 116728243241.971
commercial refrigeration | Reference Supermarket Display Cases | 2049 | INSTALLATION | REPLACEMENT | N/A | USD/teraBtu | us | us | 116728243241.971
commercial refrigeration | Reference Supermarket Display Cases | 2050 | CAPITAL | NEW | N/A | USD/teraBtu | us | us | 701805784942.594
commercial refrigeration | Reference Supermarket Display Cases | 2050 | CAPITAL | REPLACEMENT | N/A | USD/teraBtu | us | us | 701805784942.594
commercial refrigeration | Reference Supermarket Display Cases | 2050 | FIXED_OM | NEW | N/A | USD/teraBtu | us | us | 55662972190.5931
commercial refrigeration | Reference Supermarket Display Cases | 2050 | FIXED_OM | REPLACEMENT | N/A | USD/teraBtu | us | us | 55662972190.5931
commercial refrigeration | Reference Supermarket Display Cases | 2050 | INSTALLATION | NEW | N/A | USD/teraBtu | us | us | 116728243241.971
commercial refrigeration | Reference Supermarket Display Cases | 2050 | INSTALLATION | REPLACEMENT | N/A | USD/teraBtu | us | us | 116728243241.971
commercial space heating | Commercial Electric Boiler | 2020 | CAPITAL | NEW | N/A | USD/teraBtu | us | us | 15467296143.0822
commercial space heating | Commercial Electric Boiler | 2020 | CAPITAL | REPLACEMENT | N/A | USD/teraBtu | us | us | 15467296143.0822
commercial space heating | Commercial Electric Boiler | 2020 | FIXED_OM | NEW | N/A | USD/teraBtu | us | us | 278690020.5961
commercial space heating | Commercial Electric Boiler | 2020 | FIXED_OM | REPLACEMENT | N/A | USD/teraBtu | us | us | 278690020.5961
commercial space heating | Commercial Electric Boiler | 2020 | INSTALLATION | NEW | N/A | USD/teraBtu | us | us | 7181627453.8219
commercial space heating | Commercial Electric Boiler | 2020 | INSTALLATION | REPLACEMENT | N/A | USD/teraBtu | us | us | 7181627453.8219
commercial space heating | Commercial Electric Boiler | 2021 | CAPITAL | NEW | N/A | USD/teraBtu | us | us | 15467296143.0822
commercial space heating | Commercial Electric Boiler | 2021 | CAPITAL | REPLACEMENT | N/A | USD/teraBtu | us | us | 15467296143.0822
commercial space heating | Commercial Electric Boiler | 2021 | FIXED_OM | NEW | N/A | USD/teraBtu | us | us | 278690020.5961
commercial space heating | Commercial Electric Boiler | 2021 | FIXED_OM | REPLACEMENT | N/A | USD/teraBtu | us | us | 278690020.5961
commercial space heating | Commercial Electric Boiler | 2021 | INSTALLATION | NEW | N/A | USD/teraBtu | us | us | 7181627453.8219
commercial space heating | Commercial Electric Boiler | 2021 | INSTALLATION | REPLACEMENT | N/A | USD/teraBtu | us | us | 7181627453.8219
commercial space heating | Commercial Electric Boiler | 2022 | CAPITAL | NEW | N/A | USD/teraBtu | us | us | 15467296143.0822
commercial space heating | Commercial Electric Boiler | 2022 | CAPITAL | REPLACEMENT | N/A | USD/teraBtu | us | us | 15467296143.0822
commercial space heating | Commercial Electric Boiler | 2022 | FIXED_OM | NEW | N/A | USD/teraBtu | us | us | 278690020.5961
commercial space heating | Commercial Electric Boiler | 2022 | FIXED_OM | REPLACEMENT | N/A | USD/teraBtu | us | us | 278690020.5961
commercial space heating | Commercial Electric Boiler | 2022 | INSTALLATION | NEW | N/A | USD/teraBtu | us | us | 7181627453.8219
commercial space heating | Commercial Electric Boiler | 2022 | INSTALLATION | REPLACEMENT | N/A | USD/teraBtu | us | us | 7181627453.8219
commercial space heating | Commercial Electric Boiler | 2023 | CAPITAL | NEW | N/A | USD/teraBtu | us | us | 15467296143.0822
commercial space heating | Commercial Electric Boiler | 2023 | CAPITAL | REPLACEMENT | N/A | USD/teraBtu | us | us | 15467296143.0822
commercial space heating | Commercial Electric Boiler | 2023 | FIXED_OM | NEW | N/A | USD/teraBtu | us | us | 278690020.5961
commercial space heating | Commercial Electric Boiler | 2023 | FIXED_OM | REPLACEMENT | N/A | USD/teraBtu | us | us | 278690020.5961
commercial space heating | Commercial Electric Boiler | 2023 | INSTALLATION | NEW | N/A | USD/teraBtu | us | us | 7181627453.8219
commercial space heating | Commercial Electric Boiler | 2023 | INSTALLATION | REPLACEMENT | N/A | USD/teraBtu | us | us | 7181627453.8219
commercial space heating | Commercial Electric Boiler | 2024 | CAPITAL | NEW | N/A | USD/teraBtu | us | us | 15467296143.0822
commercial space heating | Commercial Electric Boiler | 2024 | CAPITAL | REPLACEMENT | N/A | USD/teraBtu | us | us | 15467296143.0822
commercial space heating | Commercial Electric Boiler | 2024 | FIXED_OM | NEW | N/A | USD/teraBtu | us | us | 278690020.5961
commercial space heating | Commercial Electric Boiler | 2024 | FIXED_OM | REPLACEMENT | N/A | USD/teraBtu | us | us | 278690020.5961
commercial space heating | Commercial Electric Boiler | 2024 | INSTALLATION | NEW | N/A | USD/teraBtu | us | us | 7181627453.8219
commercial space heating | Commercial Electric Boiler | 2024 | INSTALLATION | REPLACEMENT | N/A | USD/teraBtu | us | us | 7181627453.8219
commercial space heating | Commercial Electric Boiler | 2025 | CAPITAL | NEW | N/A | USD/teraBtu | us | us | 15467296143.0822
commercial space heating | Commercial Electric Boiler | 2025 | CAPITAL | REPLACEMENT | N/A | USD/teraBtu | us | us | 15467296143.0822
commercial space heating | Commercial Electric Boiler | 2025 | FIXED_OM | NEW | N/A | USD/teraBtu | us | us | 278690020.5961
commercial space heating | Commercial Electric Boiler | 2025 | FIXED_OM | REPLACEMENT | N/A | USD/teraBtu | us | us | 278690020.5961
commercial space heating | Commercial Electric Boiler | 2025 | INSTALLATION | NEW | N/A | USD/teraBtu | us | us | 7181627453.8219
commercial space heating | Commercial Electric Boiler | 2025 | INSTALLATION | REPLACEMENT | N/A | USD/teraBtu | us | us | 7181627453.8219
commercial space heating | Commercial Electric Boiler | 2026 | CAPITAL | NEW | N/A | USD/teraBtu | us | us | 15467296143.0822
commercial space heating | Commercial Electric Boiler | 2026 | CAPITAL | REPLACEMENT | N/A | USD/teraBtu | us | us | 15467296143.0822
commercial space heating | Commercial Electric Boiler | 2026 | FIXED_OM | NEW | N/A | USD/teraBtu | us | us | 278690020.5961
commercial space heating | Commercial Electric Boiler | 2026 | FIXED_OM | REPLACEMENT | N/A | USD/teraBtu | us | us | 278690020.5961
commercial space heating | Commercial Electric Boiler | 2026 | INSTALLATION | NEW | N/A | USD/teraBtu | us | us | 7181627453.8219
commercial space heating | Commercial Electric Boiler | 2026 | INSTALLATION | REPLACEMENT | N/A | USD/teraBtu | us | us | 7181627453.8219
commercial space heating | Commercial Electric Boiler | 2027 | CAPITAL | NEW | N/A | USD/teraBtu | us | us | 15467296143.0822
commercial space heating | Commercial Electric Boiler | 2027 | CAPITAL | REPLACEMENT | N/A | USD/teraBtu | us | us | 15467296143.0822
commercial space heating | Commercial Electric Boiler | 2027 | FIXED_OM | NEW | N/A | USD/teraBtu | us | us | 278690020.5961
commercial space heating | Commercial Electric Boiler | 2027 | FIXED_OM | REPLACEMENT | N/A | USD/teraBtu | us | us | 278690020.5961
commercial space heating | Commercial Electric Boiler | 2027 | INSTALLATION | NEW | N/A | USD/teraBtu | us | us | 7181627453.8219
commercial space heating | Commercial Electric Boiler | 2027 | INSTALLATION | REPLACEMENT | N/A | USD/teraBtu | us | us | 7181627453.8219
commercial space heating | Commercial Electric Boiler | 2028 | CAPITAL | NEW | N/A | USD/teraBtu | us | us | 15467296143.0822
commercial space heating | Commercial Electric Boiler | 2028 | CAPITAL | REPLACEMENT | N/A | USD/teraBtu | us | us | 15467296143.0822
commercial space heating | Commercial Electric Boiler | 2028 | FIXED_OM | NEW | N/A | USD/teraBtu | us | us | 278690020.5961
commercial space heating | Commercial Electric Boiler | 2028 | FIXED_OM | REPLACEMENT | N/A | USD/teraBtu | us | us | 278690020.5961
commercial space heating | Commercial Electric Boiler | 2028 | INSTALLATION | NEW | N/A | USD/teraBtu | us | us | 7181627453.8219
commercial space heating | Commercial Electric Boiler | 2028 | INSTALLATION | REPLACEMENT | N/A | USD/teraBtu | us | us | 7181627453.8219
commercial space heating | Commercial Electric Boiler | 2029 | CAPITAL | NEW | N/A | USD/teraBtu | us | us | 15467296143.0822
commercial space heating | Commercial Electric Boiler | 2029 | CAPITAL | REPLACEMENT | N/A | USD/teraBtu | us | us | 15467296143.0822
commercial space heating | Commercial Electric Boiler | 2029 | FIXED_OM | NEW | N/A | USD/teraBtu | us | us | 278690020.5961
commercial space heating | Commercial Electric Boiler | 2029 | FIXED_OM | REPLACEMENT | N/A | USD/teraBtu | us | us | 278690020.5961
commercial space heating | Commercial Electric Boiler | 2029 | INSTALLATION | NEW | N/A | USD/teraBtu | us | us | 7181627453.8219
commercial space heating | Commercial Electric Boiler | 2029 | INSTALLATION | REPLACEMENT | N/A | USD/teraBtu | us | us | 7181627453.8219
commercial space heating | Commercial Electric Boiler | 2030 | CAPITAL | NEW | N/A | USD/teraBtu | us | us | 15467296143.0822
commercial space heating | Commercial Electric Boiler | 2030 | CAPITAL | REPLACEMENT | N/A | USD/teraBtu | us | us | 15467296143.0822
commercial space heating | Commercial Electric Boiler | 2030 | FIXED_OM | NEW | N/A | USD/teraBtu | us | us | 278690020.5961
commercial space heating | Commercial Electric Boiler | 2030 | FIXED_OM | REPLACEMENT | N/A | USD/teraBtu | us | us | 278690020.5961
commercial space heating | Commercial Electric Boiler | 2030 | INSTALLATION | NEW | N/A | USD/teraBtu | us | us | 7181627453.8219
commercial space heating | Commercial Electric Boiler | 2030 | INSTALLATION | REPLACEMENT | N/A | USD/teraBtu | us | us | 7181627453.8219
commercial space heating | Commercial Electric Boiler | 2031 | CAPITAL | NEW | N/A | USD/teraBtu | us | us | 15467296143.0822
commercial space heating | Commercial Electric Boiler | 2031 | CAPITAL | REPLACEMENT | N/A | USD/teraBtu | us | us | 15467296143.0822
commercial space heating | Commercial Electric Boiler | 2031 | FIXED_OM | NEW | N/A | USD/teraBtu | us | us | 278690020.5961
commercial space heating | Commercial Electric Boiler | 2031 | FIXED_OM | REPLACEMENT | N/A | USD/teraBtu | us | us | 278690020.5961
commercial space heating | Commercial Electric Boiler | 2031 | INSTALLATION | NEW | N/A | USD/teraBtu | us | us | 7181627453.8219
commercial space heating | Commercial Electric Boiler | 2031 | INSTALLATION | REPLACEMENT | N/A | USD/teraBtu | us | us | 7181627453.8219
commercial space heating | Commercial Electric Boiler | 2032 | CAPITAL | NEW | N/A | USD/teraBtu | us | us | 15467296143.0822
commercial space heating | Commercial Electric Boiler | 2032 | CAPITAL | REPLACEMENT | N/A | USD/teraBtu | us | us | 15467296143.0822
commercial space heating | Commercial Electric Boiler | 2032 | FIXED_OM | NEW | N/A | USD/teraBtu | us | us | 278690020.5961
commercial space heating | Commercial Electric Boiler | 2032 | FIXED_OM | REPLACEMENT | N/A | USD/teraBtu | us | us | 278690020.5961
commercial space heating | Commercial Electric Boiler | 2032 | INSTALLATION | NEW | N/A | USD/teraBtu | us | us | 7181627453.8219
commercial space heating | Commercial Electric Boiler | 2032 | INSTALLATION | REPLACEMENT | N/A | USD/teraBtu | us | us | 7181627453.8219
commercial space heating | Commercial Electric Boiler | 2033 | CAPITAL | NEW | N/A | USD/teraBtu | us | us | 15467296143.0822
commercial space heating | Commercial Electric Boiler | 2033 | CAPITAL | REPLACEMENT | N/A | USD/teraBtu | us | us | 15467296143.0822
commercial space heating | Commercial Electric Boiler | 2033 | FIXED_OM | NEW | N/A | USD/teraBtu | us | us | 278690020.5961
commercial space heating | Commercial Electric Boiler | 2033 | FIXED_OM | REPLACEMENT | N/A | USD/teraBtu | us | us | 278690020.5961
commercial space heating | Commercial Electric Boiler | 2033 | INSTALLATION | NEW | N/A | USD/teraBtu | us | us | 7181627453.8219
commercial space heating | Commercial Electric Boiler | 2033 | INSTALLATION | REPLACEMENT | N/A | USD/teraBtu | us | us | 7181627453.8219
commercial space heating | Commercial Electric Boiler | 2034 | CAPITAL | NEW | N/A | USD/teraBtu | us | us | 15467296143.0822
commercial space heating | Commercial Electric Boiler | 2034 | CAPITAL | REPLACEMENT | N/A | USD/teraBtu | us | us | 15467296143.0822
commercial space heating | Commercial Electric Boiler | 2034 | FIXED_OM | NEW | N/A | USD/teraBtu | us | us | 278690020.5961
commercial space heating | Commercial Electric Boiler | 2034 | FIXED_OM | REPLACEMENT | N/A | USD/teraBtu | us | us | 278690020.5961
commercial space heating | Commercial Electric Boiler | 2034 | INSTALLATION | NEW | N/A | USD/teraBtu | us | us | 7181627453.8219
commercial space heating | Commercial Electric Boiler | 2034 | INSTALLATION | REPLACEMENT | N/A | USD/teraBtu | us | us | 7181627453.8219
commercial space heating | Commercial Electric Boiler | 2035 | CAPITAL | NEW | N/A | USD/teraBtu | us | us | 15467296143.0822
commercial space heating | Commercial Electric Boiler | 2035 | CAPITAL | REPLACEMENT | N/A | USD/teraBtu | us | us | 15467296143.0822
commercial space heating | Commercial Electric Boiler | 2035 | FIXED_OM | NEW | N/A | USD/teraBtu | us | us | 278690020.5961
commercial space heating | Commercial Electric Boiler | 2035 | FIXED_OM | REPLACEMENT | N/A | USD/teraBtu | us | us | 278690020.5961
commercial space heating | Commercial Electric Boiler | 2035 | INSTALLATION | NEW | N/A | USD/teraBtu | us | us | 7181627453.8219
commercial space heating | Commercial Electric Boiler | 2035 | INSTALLATION | REPLACEMENT | N/A | USD/teraBtu | us | us | 7181627453.8219
commercial space heating | Commercial Electric Boiler | 2036 | CAPITAL | NEW | N/A | USD/teraBtu | us | us | 15467296143.0822
commercial space heating | Commercial Electric Boiler | 2036 | CAPITAL | REPLACEMENT | N/A | USD/teraBtu | us | us | 15467296143.0822
commercial space heating | Commercial Electric Boiler | 2036 | FIXED_OM | NEW | N/A | USD/teraBtu | us | us | 278690020.5961
commercial space heating | Commercial Electric Boiler | 2036 | FIXED_OM | REPLACEMENT | N/A | USD/teraBtu | us | us | 278690020.5961
commercial space heating | Commercial Electric Boiler | 2036 | INSTALLATION | NEW | N/A | USD/teraBtu | us | us | 7181627453.8219
commercial space heating | Commercial Electric Boiler | 2036 | INSTALLATION | REPLACEMENT | N/A | USD/teraBtu | us | us | 7181627453.8219
commercial space heating | Commercial Electric Boiler | 2037 | CAPITAL | NEW | N/A | USD/teraBtu | us | us | 15467296143.0822
commercial space heating | Commercial Electric Boiler | 2037 | CAPITAL | REPLACEMENT | N/A | USD/teraBtu | us | us | 15467296143.0822
commercial space heating | Commercial Electric Boiler | 2037 | FIXED_OM | NEW | N/A | USD/teraBtu | us | us | 278690020.5961
commercial space heating | Commercial Electric Boiler | 2037 | FIXED_OM | REPLACEMENT | N/A | USD/teraBtu | us | us | 278690020.5961
commercial space heating | Commercial Electric Boiler | 2037 | INSTALLATION | NEW | N/A | USD/teraBtu | us | us | 7181627453.8219
commercial space heating | Commercial Electric Boiler | 2037 | INSTALLATION | REPLACEMENT | N/A | USD/teraBtu | us | us | 7181627453.8219
commercial space heating | Commercial Electric Boiler | 2038 | CAPITAL | NEW | N/A | USD/teraBtu | us | us | 15467296143.0822
commercial space heating | Commercial Electric Boiler | 2038 | CAPITAL | REPLACEMENT | N/A | USD/teraBtu | us | us | 15467296143.0822
commercial space heating | Commercial Electric Boiler | 2038 | FIXED_OM | NEW | N/A | USD/teraBtu | us | us | 278690020.5961
commercial space heating | Commercial Electric Boiler | 2038 | FIXED_OM | REPLACEMENT | N/A | USD/teraBtu | us | us | 278690020.5961
commercial space heating | Commercial Electric Boiler | 2038 | INSTALLATION | NEW | N/A | USD/teraBtu | us | us | 7181627453.8219
commercial space heating | Commercial Electric Boiler | 2038 | INSTALLATION | REPLACEMENT | N/A | USD/teraBtu | us | us | 7181627453.8219
commercial space heating | Commercial Electric Boiler | 2039 | CAPITAL | NEW | N/A | USD/teraBtu | us | us | 15467296143.0822
commercial space heating | Commercial Electric Boiler | 2039 | CAPITAL | REPLACEMENT | N/A | USD/teraBtu | us | us | 15467296143.0822
commercial space heating | Commercial Electric Boiler | 2039 | FIXED_OM | NEW | N/A | USD/teraBtu | us | us | 278690020.5961
commercial space heating | Commercial Electric Boiler | 2039 | FIXED_OM | REPLACEMENT | N/A | USD/teraBtu | us | us | 278690020.5961
commercial space heating | Commercial Electric Boiler | 2039 | INSTALLATION | NEW | N/A | USD/teraBtu | us | us | 7181627453.8219
commercial space heating | Commercial Electric Boiler | 2039 | INSTALLATION | REPLACEMENT | N/A | USD/teraBtu | us | us | 7181627453.8219
commercial space heating | Commercial Electric Boiler | 2040 | CAPITAL | NEW | N/A | USD/teraBtu | us | us | 15467296143.0822
commercial space heating | Commercial Electric Boiler | 2040 | CAPITAL | REPLACEMENT | N/A | USD/teraBtu | us | us | 15467296143.0822
commercial space heating | Commercial Electric Boiler | 2040 | FIXED_OM | NEW | N/A | USD/teraBtu | us | us | 278690020.5961
commercial space heating | Commercial Electric Boiler | 2040 | FIXED_OM | REPLACEMENT | N/A | USD/teraBtu | us | us | 278690020.5961
commercial space heating | Commercial Electric Boiler | 2040 | INSTALLATION | NEW | N/A | USD/teraBtu | us | us | 7181627453.8219
commercial space heating | Commercial Electric Boiler | 2040 | INSTALLATION | REPLACEMENT | N/A | USD/teraBtu | us | us | 7181627453.8219
commercial space heating | Commercial Electric Boiler | 2041 | CAPITAL | NEW | N/A | USD/teraBtu | us | us | 15467296143.0822
commercial space heating | Commercial Electric Boiler | 2041 | CAPITAL | REPLACEMENT | N/A | USD/teraBtu | us | us | 15467296143.0822
commercial space heating | Commercial Electric Boiler | 2041 | FIXED_OM | NEW | N/A | USD/teraBtu | us | us | 278690020.5961
commercial space heating | Commercial Electric Boiler | 2041 | FIXED_OM | REPLACEMENT | N/A | USD/teraBtu | us | us | 278690020.5961
commercial space heating | Commercial Electric Boiler | 2041 | INSTALLATION | NEW | N/A | USD/teraBtu | us | us | 7181627453.8219
commercial space heating | Commercial Electric Boiler | 2041 | INSTALLATION | REPLACEMENT | N/A | USD/teraBtu | us | us | 7181627453.8219
commercial space heating | Commercial Electric Boiler | 2042 | CAPITAL | NEW | N/A | USD/teraBtu | us | us | 15467296143.0822
commercial space heating | Commercial Electric Boiler | 2042 | CAPITAL | REPLACEMENT | N/A | USD/teraBtu | us | us | 15467296143.0822
commercial space heating | Commercial Electric Boiler | 2042 | FIXED_OM | NEW | N/A | USD/teraBtu | us | us | 278690020.5961
commercial space heating | Commercial Electric Boiler | 2042 | FIXED_OM | REPLACEMENT | N/A | USD/teraBtu | us | us | 278690020.5961
commercial space heating | Commercial Electric Boiler | 2042 | INSTALLATION | NEW | N/A | USD/teraBtu | us | us | 7181627453.8219
commercial space heating | Commercial Electric Boiler | 2042 | INSTALLATION | REPLACEMENT | N/A | USD/teraBtu | us | us | 7181627453.8219
commercial space heating | Commercial Electric Boiler | 2043 | CAPITAL | NEW | N/A | USD/teraBtu | us | us | 15467296143.0822
commercial space heating | Commercial Electric Boiler | 2043 | CAPITAL | REPLACEMENT | N/A | USD/teraBtu | us | us | 15467296143.0822
commercial space heating | Commercial Electric Boiler | 2043 | FIXED_OM | NEW | N/A | USD/teraBtu | us | us | 278690020.5961
commercial space heating | Commercial Electric Boiler | 2043 | FIXED_OM | REPLACEMENT | N/A | USD/teraBtu | us | us | 278690020.5961
commercial space heating | Commercial Electric Boiler | 2043 | INSTALLATION | NEW | N/A | USD/teraBtu | us | us | 7181627453.8219
commercial space heating | Commercial Electric Boiler | 2043 | INSTALLATION | REPLACEMENT | N/A | USD/teraBtu | us | us | 7181627453.8219
commercial space heating | Commercial Electric Boiler | 2044 | CAPITAL | NEW | N/A | USD/teraBtu | us | us | 15467296143.0822
commercial space heating | Commercial Electric Boiler | 2044 | CAPITAL | REPLACEMENT | N/A | USD/teraBtu | us | us | 15467296143.0822
commercial space heating | Commercial Electric Boiler | 2044 | FIXED_OM | NEW | N/A | USD/teraBtu | us | us | 278690020.5961
commercial space heating | Commercial Electric Boiler | 2044 | FIXED_OM | REPLACEMENT | N/A | USD/teraBtu | us | us | 278690020.5961
commercial space heating | Commercial Electric Boiler | 2044 | INSTALLATION | NEW | N/A | USD/teraBtu | us | us | 7181627453.8219
commercial space heating | Commercial Electric Boiler | 2044 | INSTALLATION | REPLACEMENT | N/A | USD/teraBtu | us | us | 7181627453.8219
commercial space heating | Commercial Electric Boiler | 2045 | CAPITAL | NEW | N/A | USD/teraBtu | us | us | 15467296143.0822
commercial space heating | Commercial Electric Boiler | 2045 | CAPITAL | REPLACEMENT | N/A | USD/teraBtu | us | us | 15467296143.0822
commercial space heating | Commercial Electric Boiler | 2045 | FIXED_OM | NEW | N/A | USD/teraBtu | us | us | 278690020.5961
commercial space heating | Commercial Electric Boiler | 2045 | FIXED_OM | REPLACEMENT | N/A | USD/teraBtu | us | us | 278690020.5961
commercial space heating | Commercial Electric Boiler | 2045 | INSTALLATION | NEW | N/A | USD/teraBtu | us | us | 7181627453.8219
commercial space heating | Commercial Electric Boiler | 2045 | INSTALLATION | REPLACEMENT | N/A | USD/teraBtu | us | us | 7181627453.8219
commercial space heating | Commercial Electric Boiler | 2046 | CAPITAL | NEW | N/A | USD/teraBtu | us | us | 15467296143.0822
commercial space heating | Commercial Electric Boiler | 2046 | CAPITAL | REPLACEMENT | N/A | USD/teraBtu | us | us | 15467296143.0822
commercial space heating | Commercial Electric Boiler | 2046 | FIXED_OM | NEW | N/A | USD/teraBtu | us | us | 278690020.5961
commercial space heating | Commercial Electric Boiler | 2046 | FIXED_OM | REPLACEMENT | N/A | USD/teraBtu | us | us | 278690020.5961
commercial space heating | Commercial Electric Boiler | 2046 | INSTALLATION | NEW | N/A | USD/teraBtu | us | us | 7181627453.8219
commercial space heating | Commercial Electric Boiler | 2046 | INSTALLATION | REPLACEMENT | N/A | USD/teraBtu | us | us | 7181627453.8219
commercial space heating | Commercial Electric Boiler | 2047 | CAPITAL | NEW | N/A | USD/teraBtu | us | us | 15467296143.0822
commercial space heating | Commercial Electric Boiler | 2047 | CAPITAL | REPLACEMENT | N/A | USD/teraBtu | us | us | 15467296143.0822
commercial space heating | Commercial Electric Boiler | 2047 | FIXED_OM | NEW | N/A | USD/teraBtu | us | us | 278690020.5961
commercial space heating | Commercial Electric Boiler | 2047 | FIXED_OM | REPLACEMENT | N/A | USD/teraBtu | us | us | 278690020.5961
commercial space heating | Commercial Electric Boiler | 2047 | INSTALLATION | NEW | N/A | USD/teraBtu | us | us | 7181627453.8219
commercial space heating | Commercial Electric Boiler | 2047 | INSTALLATION | REPLACEMENT | N/A | USD/teraBtu | us | us | 7181627453.8219
commercial space heating | Commercial Electric Boiler | 2048 | CAPITAL | NEW | N/A | USD/teraBtu | us | us | 15467296143.0822
commercial space heating | Commercial Electric Boiler | 2048 | CAPITAL | REPLACEMENT | N/A | USD/teraBtu | us | us | 15467296143.0822
commercial space heating | Commercial Electric Boiler | 2048 | FIXED_OM | NEW | N/A | USD/teraBtu | us | us | 278690020.5961
commercial space heating | Commercial Electric Boiler | 2048 | FIXED_OM | REPLACEMENT | N/A | USD/teraBtu | us | us | 278690020.5961
commercial space heating | Commercial Electric Boiler | 2048 | INSTALLATION | NEW | N/A | USD/teraBtu | us | us | 7181627453.8219
commercial space heating | Commercial Electric Boiler | 2048 | INSTALLATION | REPLACEMENT | N/A | USD/teraBtu | us | us | 7181627453.8219
commercial space heating | Commercial Electric Boiler | 2049 | CAPITAL | NEW | N/A | USD/teraBtu | us | us | 15467296143.0822
commercial space heating | Commercial Electric Boiler | 2049 | CAPITAL | REPLACEMENT | N/A | USD/teraBtu | us | us | 15467296143.0822
commercial space heating | Commercial Electric Boiler | 2049 | FIXED_OM | NEW | N/A | USD/teraBtu | us | us | 278690020.5961
commercial space heating | Commercial Electric Boiler | 2049 | FIXED_OM | REPLACEMENT | N/A | USD/teraBtu | us | us | 278690020.5961
commercial space heating | Commercial Electric Boiler | 2049 | INSTALLATION | NEW | N/A | USD/teraBtu | us | us | 7181627453.8219
commercial space heating | Commercial Electric Boiler | 2049 | INSTALLATION | REPLACEMENT | N/A | USD/teraBtu | us | us | 7181627453.8219
commercial space heating | Commercial Electric Boiler | 2050 | CAPITAL | NEW | N/A | USD/teraBtu | us | us | 15467296143.0822
commercial space heating | Commercial Electric Boiler | 2050 | CAPITAL | REPLACEMENT | N/A | USD/teraBtu | us | us | 15467296143.0822
commercial space heating | Commercial Electric Boiler | 2050 | FIXED_OM | NEW | N/A | USD/teraBtu | us | us | 278690020.5961
commercial space heating | Commercial Electric Boiler | 2050 | FIXED_OM | REPLACEMENT | N/A | USD/teraBtu | us | us | 278690020.5961
commercial space heating | Commercial Electric Boiler | 2050 | INSTALLATION | NEW | N/A | USD/teraBtu | us | us | 7181627453.8219
commercial space heating | Commercial Electric Boiler | 2050 | INSTALLATION | REPLACEMENT | N/A | USD/teraBtu | us | us | 7181627453.8219
commercial space heating | Electric Resistance Heat | 2020 | CAPITAL | NEW | N/A | USD/teraBtu | us | us | 23324210954.5023
commercial space heating | Electric Resistance Heat | 2020 | CAPITAL | REPLACEMENT | N/A | USD/teraBtu | us | us | 23324210954.5023
commercial space heating | Electric Resistance Heat | 2020 | FIXED_OM | NEW | N/A | USD/teraBtu | us | us | 10718846.946
commercial space heating | Electric Resistance Heat | 2020 | FIXED_OM | REPLACEMENT | N/A | USD/teraBtu | us | us | 10718846.946
commercial space heating | Electric Resistance Heat | 2020 | INSTALLATION | NEW | N/A | USD/teraBtu | us | us | 3472906410.5049
commercial space heating | Electric Resistance Heat | 2020 | INSTALLATION | REPLACEMENT | N/A | USD/teraBtu | us | us | 3472906410.5049
commercial space heating | Electric Resistance Heat | 2021 | CAPITAL | NEW | N/A | USD/teraBtu | us | us | 23324210954.5023
commercial space heating | Electric Resistance Heat | 2021 | CAPITAL | REPLACEMENT | N/A | USD/teraBtu | us | us | 23324210954.5023
commercial space heating | Electric Resistance Heat | 2021 | FIXED_OM | NEW | N/A | USD/teraBtu | us | us | 10718846.946
commercial space heating | Electric Resistance Heat | 2021 | FIXED_OM | REPLACEMENT | N/A | USD/teraBtu | us | us | 10718846.946
commercial space heating | Electric Resistance Heat | 2021 | INSTALLATION | NEW | N/A | USD/teraBtu | us | us | 3472906410.5049
commercial space heating | Electric Resistance Heat | 2021 | INSTALLATION | REPLACEMENT | N/A | USD/teraBtu | us | us | 3472906410.5049
commercial space heating | Electric Resistance Heat | 2022 | CAPITAL | NEW | N/A | USD/teraBtu | us | us | 23324210954.5023
commercial space heating | Electric Resistance Heat | 2022 | CAPITAL | REPLACEMENT | N/A | USD/teraBtu | us | us | 23324210954.5023
commercial space heating | Electric Resistance Heat | 2022 | FIXED_OM | NEW | N/A | USD/teraBtu | us | us | 10718846.946
commercial space heating | Electric Resistance Heat | 2022 | FIXED_OM | REPLACEMENT | N/A | USD/teraBtu | us | us | 10718846.946
commercial space heating | Electric Resistance Heat | 2022 | INSTALLATION | NEW | N/A | USD/teraBtu | us | us | 3472906410.5049
commercial space heating | Electric Resistance Heat | 2022 | INSTALLATION | REPLACEMENT | N/A | USD/teraBtu | us | us | 3472906410.5049
commercial space heating | Electric Resistance Heat | 2023 | CAPITAL | NEW | N/A | USD/teraBtu | us | us | 23324210954.5023
commercial space heating | Electric Resistance Heat | 2023 | CAPITAL | REPLACEMENT | N/A | USD/teraBtu | us | us | 23324210954.5023
commercial space heating | Electric Resistance Heat | 2023 | FIXED_OM | NEW | N/A | USD/teraBtu | us | us | 10718846.946
commercial space heating | Electric Resistance Heat | 2023 | FIXED_OM | REPLACEMENT | N/A | USD/teraBtu | us | us | 10718846.946
commercial space heating | Electric Resistance Heat | 2023 | INSTALLATION | NEW | N/A | USD/teraBtu | us | us | 3472906410.5049
commercial space heating | Electric Resistance Heat | 2023 | INSTALLATION | REPLACEMENT | N/A | USD/teraBtu | us | us | 3472906410.5049
commercial space heating | Electric Resistance Heat | 2024 | CAPITAL | NEW | N/A | USD/teraBtu | us | us | 23324210954.5023
commercial space heating | Electric Resistance Heat | 2024 | CAPITAL | REPLACEMENT | N/A | USD/teraBtu | us | us | 23324210954.5023
commercial space heating | Electric Resistance Heat | 2024 | FIXED_OM | NEW | N/A | USD/teraBtu | us | us | 10718846.946
commercial space heating | Electric Resistance Heat | 2024 | FIXED_OM | REPLACEMENT | N/A | USD/teraBtu | us | us | 10718846.946
commercial space heating | Electric Resistance Heat | 2024 | INSTALLATION | NEW | N/A | USD/teraBtu | us | us | 3472906410.5049
commercial space heating | Electric Resistance Heat | 2024 | INSTALLATION | REPLACEMENT | N/A | USD/teraBtu | us | us | 3472906410.5049
commercial space heating | Electric Resistance Heat | 2025 | CAPITAL | NEW | N/A | USD/teraBtu | us | us | 23324210954.5023
commercial space heating | Electric Resistance Heat | 2025 | CAPITAL | REPLACEMENT | N/A | USD/teraBtu | us | us | 23324210954.5023
commercial space heating | Electric Resistance Heat | 2025 | FIXED_OM | NEW | N/A | USD/teraBtu | us | us | 10718846.946
commercial space heating | Electric Resistance Heat | 2025 | FIXED_OM | REPLACEMENT | N/A | USD/teraBtu | us | us | 10718846.946
commercial space heating | Electric Resistance Heat | 2025 | INSTALLATION | NEW | N/A | USD/teraBtu | us | us | 3472906410.5049
commercial space heating | Electric Resistance Heat | 2025 | INSTALLATION | REPLACEMENT | N/A | USD/teraBtu | us | us | 3472906410.5049
commercial space heating | Electric Resistance Heat | 2026 | CAPITAL | NEW | N/A | USD/teraBtu | us | us | 23324210954.5023
commercial space heating | Electric Resistance Heat | 2026 | CAPITAL | REPLACEMENT | N/A | USD/teraBtu | us | us | 23324210954.5023
commercial space heating | Electric Resistance Heat | 2026 | FIXED_OM | NEW | N/A | USD/teraBtu | us | us | 10718846.946
commercial space heating | Electric Resistance Heat | 2026 | FIXED_OM | REPLACEMENT | N/A | USD/teraBtu | us | us | 10718846.946
commercial space heating | Electric Resistance Heat | 2026 | INSTALLATION | NEW | N/A | USD/teraBtu | us | us | 3472906410.5049
commercial space heating | Electric Resistance Heat | 2026 | INSTALLATION | REPLACEMENT | N/A | USD/teraBtu | us | us | 3472906410.5049
commercial space heating | Electric Resistance Heat | 2027 | CAPITAL | NEW | N/A | USD/teraBtu | us | us | 23324210954.5023
commercial space heating | Electric Resistance Heat | 2027 | CAPITAL | REPLACEMENT | N/A | USD/teraBtu | us | us | 23324210954.5023
commercial space heating | Electric Resistance Heat | 2027 | FIXED_OM | NEW | N/A | USD/teraBtu | us | us | 10718846.946
commercial space heating | Electric Resistance Heat | 2027 | FIXED_OM | REPLACEMENT | N/A | USD/teraBtu | us | us | 10718846.946
commercial space heating | Electric Resistance Heat | 2027 | INSTALLATION | NEW | N/A | USD/teraBtu | us | us | 3472906410.5049
commercial space heating | Electric Resistance Heat | 2027 | INSTALLATION | REPLACEMENT | N/A | USD/teraBtu | us | us | 3472906410.5049
commercial space heating | Electric Resistance Heat | 2028 | CAPITAL | NEW | N/A | USD/teraBtu | us | us | 23324210954.5023
commercial space heating | Electric Resistance Heat | 2028 | CAPITAL | REPLACEMENT | N/A | USD/teraBtu | us | us | 23324210954.5023
commercial space heating | Electric Resistance Heat | 2028 | FIXED_OM | NEW | N/A | USD/teraBtu | us | us | 10718846.946
commercial space heating | Electric Resistance Heat | 2028 | FIXED_OM | REPLACEMENT | N/A | USD/teraBtu | us | us | 10718846.946
commercial space heating | Electric Resistance Heat | 2028 | INSTALLATION | NEW | N/A | USD/teraBtu | us | us | 3472906410.5049
commercial space heating | Electric Resistance Heat | 2028 | INSTALLATION | REPLACEMENT | N/A | USD/teraBtu | us | us | 3472906410.5049
commercial space heating | Electric Resistance Heat | 2029 | CAPITAL | NEW | N/A | USD/teraBtu | us | us | 23324210954.5023
commercial space heating | Electric Resistance Heat | 2029 | CAPITAL | REPLACEMENT | N/A | USD/teraBtu | us | us | 23324210954.5023
commercial space heating | Electric Resistance Heat | 2029 | FIXED_OM | NEW | N/A | USD/teraBtu | us | us | 10718846.946
commercial space heating | Electric Resistance Heat | 2029 | FIXED_OM | REPLACEMENT | N/A | USD/teraBtu | us | us | 10718846.946
commercial space heating | Electric Resistance Heat | 2029 | INSTALLATION | NEW | N/A | USD/teraBtu | us | us | 3472906410.5049
commercial space heating | Electric Resistance Heat | 2029 | INSTALLATION | REPLACEMENT | N/A | USD/teraBtu | us | us | 3472906410.5049
commercial space heating | Electric Resistance Heat | 2030 | CAPITAL | NEW | N/A | USD/teraBtu | us | us | 23324210954.5023
commercial space heating | Electric Resistance Heat | 2030 | CAPITAL | REPLACEMENT | N/A | USD/teraBtu | us | us | 23324210954.5023
commercial space heating | Electric Resistance Heat | 2030 | FIXED_OM | NEW | N/A | USD/teraBtu | us | us | 10718846.946
commercial space heating | Electric Resistance Heat | 2030 | FIXED_OM | REPLACEMENT | N/A | USD/teraBtu | us | us | 10718846.946
commercial space heating | Electric Resistance Heat | 2030 | INSTALLATION | NEW | N/A | USD/teraBtu | us | us | 3472906410.5049
commercial space heating | Electric Resistance Heat | 2030 | INSTALLATION | REPLACEMENT | N/A | USD/teraBtu | us | us | 3472906410.5049
commercial space heating | Electric Resistance Heat | 2031 | CAPITAL | NEW | N/A | USD/teraBtu | us | us | 23324210954.5023
commercial space heating | Electric Resistance Heat | 2031 | CAPITAL | REPLACEMENT | N/A | USD/teraBtu | us | us | 23324210954.5023
commercial space heating | Electric Resistance Heat | 2031 | FIXED_OM | NEW | N/A | USD/teraBtu | us | us | 10718846.946
commercial space heating | Electric Resistance Heat | 2031 | FIXED_OM | REPLACEMENT | N/A | USD/teraBtu | us | us | 10718846.946
commercial space heating | Electric Resistance Heat | 2031 | INSTALLATION | NEW | N/A | USD/teraBtu | us | us | 3472906410.5049
commercial space heating | Electric Resistance Heat | 2031 | INSTALLATION | REPLACEMENT | N/A | USD/teraBtu | us | us | 3472906410.5049
commercial space heating | Electric Resistance Heat | 2032 | CAPITAL | NEW | N/A | USD/teraBtu | us | us | 23324210954.5023
commercial space heating | Electric Resistance Heat | 2032 | CAPITAL | REPLACEMENT | N/A | USD/teraBtu | us | us | 23324210954.5023
commercial space heating | Electric Resistance Heat | 2032 | FIXED_OM | NEW | N/A | USD/teraBtu | us | us | 10718846.946
commercial space heating | Electric Resistance Heat | 2032 | FIXED_OM | REPLACEMENT | N/A | USD/teraBtu | us | us | 10718846.946
commercial space heating | Electric Resistance Heat | 2032 | INSTALLATION | NEW | N/A | USD/teraBtu | us | us | 3472906410.5049
commercial space heating | Electric Resistance Heat | 2032 | INSTALLATION | REPLACEMENT | N/A | USD/teraBtu | us | us | 3472906410.5049
commercial space heating | Electric Resistance Heat | 2033 | CAPITAL | NEW | N/A | USD/teraBtu | us | us | 23324210954.5023
commercial space heating | Electric Resistance Heat | 2033 | CAPITAL | REPLACEMENT | N/A | USD/teraBtu | us | us | 23324210954.5023
commercial space heating | Electric Resistance Heat | 2033 | FIXED_OM | NEW | N/A | USD/teraBtu | us | us | 10718846.946
commercial space heating | Electric Resistance Heat | 2033 | FIXED_OM | REPLACEMENT | N/A | USD/teraBtu | us | us | 10718846.946
commercial space heating | Electric Resistance Heat | 2033 | INSTALLATION | NEW | N/A | USD/teraBtu | us | us | 3472906410.5049
commercial space heating | Electric Resistance Heat | 2033 | INSTALLATION | REPLACEMENT | N/A | USD/teraBtu | us | us | 3472906410.5049
commercial space heating | Electric Resistance Heat | 2034 | CAPITAL | NEW | N/A | USD/teraBtu | us | us | 23324210954.5023
commercial space heating | Electric Resistance Heat | 2034 | CAPITAL | REPLACEMENT | N/A | USD/teraBtu | us | us | 23324210954.5023
commercial space heating | Electric Resistance Heat | 2034 | FIXED_OM | NEW | N/A | USD/teraBtu | us | us | 10718846.946
commercial space heating | Electric Resistance Heat | 2034 | FIXED_OM | REPLACEMENT | N/A | USD/teraBtu | us | us | 10718846.946
commercial space heating | Electric Resistance Heat | 2034 | INSTALLATION | NEW | N/A | USD/teraBtu | us | us | 3472906410.5049
commercial space heating | Electric Resistance Heat | 2034 | INSTALLATION | REPLACEMENT | N/A | USD/teraBtu | us | us | 3472906410.5049
commercial space heating | Electric Resistance Heat | 2035 | CAPITAL | NEW | N/A | USD/teraBtu | us | us | 23324210954.5023
commercial space heating | Electric Resistance Heat | 2035 | CAPITAL | REPLACEMENT | N/A | USD/teraBtu | us | us | 23324210954.5023
commercial space heating | Electric Resistance Heat | 2035 | FIXED_OM | NEW | N/A | USD/teraBtu | us | us | 10718846.946
commercial space heating | Electric Resistance Heat | 2035 | FIXED_OM | REPLACEMENT | N/A | USD/teraBtu | us | us | 10718846.946
commercial space heating | Electric Resistance Heat | 2035 | INSTALLATION | NEW | N/A | USD/teraBtu | us | us | 3472906410.5049
commercial space heating | Electric Resistance Heat | 2035 | INSTALLATION | REPLACEMENT | N/A | USD/teraBtu | us | us | 3472906410.5049
commercial space heating | Electric Resistance Heat | 2036 | CAPITAL | NEW | N/A | USD/teraBtu | us | us | 23324210954.5023
commercial space heating | Electric Resistance Heat | 2036 | CAPITAL | REPLACEMENT | N/A | USD/teraBtu | us | us | 23324210954.5023
commercial space heating | Electric Resistance Heat | 2036 | FIXED_OM | NEW | N/A | USD/teraBtu | us | us | 10718846.946
commercial space heating | Electric Resistance Heat | 2036 | FIXED_OM | REPLACEMENT | N/A | USD/teraBtu | us | us | 10718846.946
commercial space heating | Electric Resistance Heat | 2036 | INSTALLATION | NEW | N/A | USD/teraBtu | us | us | 3472906410.5049
commercial space heating | Electric Resistance Heat | 2036 | INSTALLATION | REPLACEMENT | N/A | USD/teraBtu | us | us | 3472906410.5049
commercial space heating | Electric Resistance Heat | 2037 | CAPITAL | NEW | N/A | USD/teraBtu | us | us | 23324210954.5023
commercial space heating | Electric Resistance Heat | 2037 | CAPITAL | REPLACEMENT | N/A | USD/teraBtu | us | us | 23324210954.5023
commercial space heating | Electric Resistance Heat | 2037 | FIXED_OM | NEW | N/A | USD/teraBtu | us | us | 10718846.946
commercial space heating | Electric Resistance Heat | 2037 | FIXED_OM | REPLACEMENT | N/A | USD/teraBtu | us | us | 10718846.946
commercial space heating | Electric Resistance Heat | 2037 | INSTALLATION | NEW | N/A | USD/teraBtu | us | us | 3472906410.5049
commercial space heating | Electric Resistance Heat | 2037 | INSTALLATION | REPLACEMENT | N/A | USD/teraBtu | us | us | 3472906410.5049
commercial space heating | Electric Resistance Heat | 2038 | CAPITAL | NEW | N/A | USD/teraBtu | us | us | 23324210954.5023
commercial space heating | Electric Resistance Heat | 2038 | CAPITAL | REPLACEMENT | N/A | USD/teraBtu | us | us | 23324210954.5023
commercial space heating | Electric Resistance Heat | 2038 | FIXED_OM | NEW | N/A | USD/teraBtu | us | us | 10718846.946
commercial space heating | Electric Resistance Heat | 2038 | FIXED_OM | REPLACEMENT | N/A | USD/teraBtu | us | us | 10718846.946
commercial space heating | Electric Resistance Heat | 2038 | INSTALLATION | NEW | N/A | USD/teraBtu | us | us | 3472906410.5049
commercial space heating | Electric Resistance Heat | 2038 | INSTALLATION | REPLACEMENT | N/A | USD/teraBtu | us | us | 3472906410.5049
commercial space heating | Electric Resistance Heat | 2039 | CAPITAL | NEW | N/A | USD/teraBtu | us | us | 23324210954.5023
commercial space heating | Electric Resistance Heat | 2039 | CAPITAL | REPLACEMENT | N/A | USD/teraBtu | us | us | 23324210954.5023
commercial space heating | Electric Resistance Heat | 2039 | FIXED_OM | NEW | N/A | USD/teraBtu | us | us | 10718846.946
commercial space heating | Electric Resistance Heat | 2039 | FIXED_OM | REPLACEMENT | N/A | USD/teraBtu | us | us | 10718846.946
commercial space heating | Electric Resistance Heat | 2039 | INSTALLATION | NEW | N/A | USD/teraBtu | us | us | 3472906410.5049
commercial space heating | Electric Resistance Heat | 2039 | INSTALLATION | REPLACEMENT | N/A | USD/teraBtu | us | us | 3472906410.5049
commercial space heating | Electric Resistance Heat | 2040 | CAPITAL | NEW | N/A | USD/teraBtu | us | us | 23324210954.5023
commercial space heating | Electric Resistance Heat | 2040 | CAPITAL | REPLACEMENT | N/A | USD/teraBtu | us | us | 23324210954.5023
commercial space heating | Electric Resistance Heat | 2040 | FIXED_OM | NEW | N/A | USD/teraBtu | us | us | 10718846.946
commercial space heating | Electric Resistance Heat | 2040 | FIXED_OM | REPLACEMENT | N/A | USD/teraBtu | us | us | 10718846.946
commercial space heating | Electric Resistance Heat | 2040 | INSTALLATION | NEW | N/A | USD/teraBtu | us | us | 3472906410.5049
commercial space heating | Electric Resistance Heat | 2040 | INSTALLATION | REPLACEMENT | N/A | USD/teraBtu | us | us | 3472906410.5049
commercial space heating | Electric Resistance Heat | 2041 | CAPITAL | NEW | N/A | USD/teraBtu | us | us | 23324210954.5023
commercial space heating | Electric Resistance Heat | 2041 | CAPITAL | REPLACEMENT | N/A | USD/teraBtu | us | us | 23324210954.5023
commercial space heating | Electric Resistance Heat | 2041 | FIXED_OM | NEW | N/A | USD/teraBtu | us | us | 10718846.946
commercial space heating | Electric Resistance Heat | 2041 | FIXED_OM | REPLACEMENT | N/A | USD/teraBtu | us | us | 10718846.946
commercial space heating | Electric Resistance Heat | 2041 | INSTALLATION | NEW | N/A | USD/teraBtu | us | us | 3472906410.5049
commercial space heating | Electric Resistance Heat | 2041 | INSTALLATION | REPLACEMENT | N/A | USD/teraBtu | us | us | 3472906410.5049
commercial space heating | Electric Resistance Heat | 2042 | CAPITAL | NEW | N/A | USD/teraBtu | us | us | 23324210954.5023
commercial space heating | Electric Resistance Heat | 2042 | CAPITAL | REPLACEMENT | N/A | USD/teraBtu | us | us | 23324210954.5023
commercial space heating | Electric Resistance Heat | 2042 | FIXED_OM | NEW | N/A | USD/teraBtu | us | us | 10718846.946
commercial space heating | Electric Resistance Heat | 2042 | FIXED_OM | REPLACEMENT | N/A | USD/teraBtu | us | us | 10718846.946
commercial space heating | Electric Resistance Heat | 2042 | INSTALLATION | NEW | N/A | USD/teraBtu | us | us | 3472906410.5049
commercial space heating | Electric Resistance Heat | 2042 | INSTALLATION | REPLACEMENT | N/A | USD/teraBtu | us | us | 3472906410.5049
commercial space heating | Electric Resistance Heat | 2043 | CAPITAL | NEW | N/A | USD/teraBtu | us | us | 23324210954.5023
commercial space heating | Electric Resistance Heat | 2043 | CAPITAL | REPLACEMENT | N/A | USD/teraBtu | us | us | 23324210954.5023
commercial space heating | Electric Resistance Heat | 2043 | FIXED_OM | NEW | N/A | USD/teraBtu | us | us | 10718846.946
commercial space heating | Electric Resistance Heat | 2043 | FIXED_OM | REPLACEMENT | N/A | USD/teraBtu | us | us | 10718846.946
commercial space heating | Electric Resistance Heat | 2043 | INSTALLATION | NEW | N/A | USD/teraBtu | us | us | 3472906410.5049
commercial space heating | Electric Resistance Heat | 2043 | INSTALLATION | REPLACEMENT | N/A | USD/teraBtu | us | us | 3472906410.5049
commercial space heating | Electric Resistance Heat | 2044 | CAPITAL | NEW | N/A | USD/teraBtu | us | us | 23324210954.5023
commercial space heating | Electric Resistance Heat | 2044 | CAPITAL | REPLACEMENT | N/A | USD/teraBtu | us | us | 23324210954.5023
commercial space heating | Electric Resistance Heat | 2044 | FIXED_OM | NEW | N/A | USD/teraBtu | us | us | 10718846.946
commercial space heating | Electric Resistance Heat | 2044 | FIXED_OM | REPLACEMENT | N/A | USD/teraBtu | us | us | 10718846.946
commercial space heating | Electric Resistance Heat | 2044 | INSTALLATION | NEW | N/A | USD/teraBtu | us | us | 3472906410.5049
commercial space heating | Electric Resistance Heat | 2044 | INSTALLATION | REPLACEMENT | N/A | USD/teraBtu | us | us | 3472906410.5049
commercial space heating | Electric Resistance Heat | 2045 | CAPITAL | NEW | N/A | USD/teraBtu | us | us | 23324210954.5023
commercial space heating | Electric Resistance Heat | 2045 | CAPITAL | REPLACEMENT | N/A | USD/teraBtu | us | us | 23324210954.5023
commercial space heating | Electric Resistance Heat | 2045 | FIXED_OM | NEW | N/A | USD/teraBtu | us | us | 10718846.946
commercial space heating | Electric Resistance Heat | 2045 | FIXED_OM | REPLACEMENT | N/A | USD/teraBtu | us | us | 10718846.946
commercial space heating | Electric Resistance Heat | 2045 | INSTALLATION | NEW | N/A | USD/teraBtu | us | us | 3472906410.5049
commercial space heating | Electric Resistance Heat | 2045 | INSTALLATION | REPLACEMENT | N/A | USD/teraBtu | us | us | 3472906410.5049
commercial space heating | Electric Resistance Heat | 2046 | CAPITAL | NEW | N/A | USD/teraBtu | us | us | 23324210954.5023
commercial space heating | Electric Resistance Heat | 2046 | CAPITAL | REPLACEMENT | N/A | USD/teraBtu | us | us | 23324210954.5023
commercial space heating | Electric Resistance Heat | 2046 | FIXED_OM | NEW | N/A | USD/teraBtu | us | us | 10718846.946
commercial space heating | Electric Resistance Heat | 2046 | FIXED_OM | REPLACEMENT | N/A | USD/teraBtu | us | us | 10718846.946
commercial space heating | Electric Resistance Heat | 2046 | INSTALLATION | NEW | N/A | USD/teraBtu | us | us | 3472906410.5049
commercial space heating | Electric Resistance Heat | 2046 | INSTALLATION | REPLACEMENT | N/A | USD/teraBtu | us | us | 3472906410.5049
commercial space heating | Electric Resistance Heat | 2047 | CAPITAL | NEW | N/A | USD/teraBtu | us | us | 23324210954.5023
commercial space heating | Electric Resistance Heat | 2047 | CAPITAL | REPLACEMENT | N/A | USD/teraBtu | us | us | 23324210954.5023
commercial space heating | Electric Resistance Heat | 2047 | FIXED_OM | NEW | N/A | USD/teraBtu | us | us | 10718846.946
commercial space heating | Electric Resistance Heat | 2047 | FIXED_OM | REPLACEMENT | N/A | USD/teraBtu | us | us | 10718846.946
commercial space heating | Electric Resistance Heat | 2047 | INSTALLATION | NEW | N/A | USD/teraBtu | us | us | 3472906410.5049
commercial space heating | Electric Resistance Heat | 2047 | INSTALLATION | REPLACEMENT | N/A | USD/teraBtu | us | us | 3472906410.5049
commercial space heating | Electric Resistance Heat | 2048 | CAPITAL | NEW | N/A | USD/teraBtu | us | us | 23324210954.5023
commercial space heating | Electric Resistance Heat | 2048 | CAPITAL | REPLACEMENT | N/A | USD/teraBtu | us | us | 23324210954.5023
commercial space heating | Electric Resistance Heat | 2048 | FIXED_OM | NEW | N/A | USD/teraBtu | us | us | 10718846.946
commercial space heating | Electric Resistance Heat | 2048 | FIXED_OM | REPLACEMENT | N/A | USD/teraBtu | us | us | 10718846.946
commercial space heating | Electric Resistance Heat | 2048 | INSTALLATION | NEW | N/A | USD/teraBtu | us | us | 3472906410.5049
commercial space heating | Electric Resistance Heat | 2048 | INSTALLATION | REPLACEMENT | N/A | USD/teraBtu | us | us | 3472906410.5049
commercial space heating | Electric Resistance Heat | 2049 | CAPITAL | NEW | N/A | USD/teraBtu | us | us | 23324210954.5023
commercial space heating | Electric Resistance Heat | 2049 | CAPITAL | REPLACEMENT | N/A | USD/teraBtu | us | us | 23324210954.5023
commercial space heating | Electric Resistance Heat | 2049 | FIXED_OM | NEW | N/A | USD/teraBtu | us | us | 10718846.946
commercial space heating | Electric Resistance Heat | 2049 | FIXED_OM | REPLACEMENT | N/A | USD/teraBtu | us | us | 10718846.946
commercial space heating | Electric Resistance Heat | 2049 | INSTALLATION | NEW | N/A | USD/teraBtu | us | us | 3472906410.5049
commercial space heating | Electric Resistance Heat | 2049 | INSTALLATION | REPLACEMENT | N/A | USD/teraBtu | us | us | 3472906410.5049
commercial space heating | Electric Resistance Heat | 2050 | CAPITAL | NEW | N/A | USD/teraBtu | us | us | 23324210954.5023
commercial space heating | Electric Resistance Heat | 2050 | CAPITAL | REPLACEMENT | N/A | USD/teraBtu | us | us | 23324210954.5023
commercial space heating | Electric Resistance Heat | 2050 | FIXED_OM | NEW | N/A | USD/teraBtu | us | us | 10718846.946
commercial space heating | Electric Resistance Heat | 2050 | FIXED_OM | REPLACEMENT | N/A | USD/teraBtu | us | us | 10718846.946
commercial space heating | Electric Resistance Heat | 2050 | INSTALLATION | NEW | N/A | USD/teraBtu | us | us | 3472906410.5049
commercial space heating | Electric Resistance Heat | 2050 | INSTALLATION | REPLACEMENT | N/A | USD/teraBtu | us | us | 3472906410.5049
commercial space heating | High Efficiency Commercial Air Source Heat Pump - Heating | 2020 | CAPITAL | NEW | N/A | USD/teraBtu | us | us | 37962618663.2501
commercial space heating | High Efficiency Commercial Air Source Heat Pump - Heating | 2020 | CAPITAL | REPLACEMENT | N/A | USD/teraBtu | us | us | 37962618663.2501
commercial space heating | High Efficiency Commercial Air Source Heat Pump - Heating | 2020 | FIXED_OM | NEW | N/A | USD/teraBtu | us | us | 787835250.5312
commercial space heating | High Efficiency Commercial Air Source Heat Pump - Heating | 2020 | FIXED_OM | REPLACEMENT | N/A | USD/teraBtu | us | us | 787835250.5312
commercial space heating | High Efficiency Commercial Air Source Heat Pump - Heating | 2020 | INSTALLATION | NEW | N/A | USD/teraBtu | us | us | 17120356719.0947
commercial space heating | High Efficiency Commercial Air Source Heat Pump - Heating | 2020 | INSTALLATION | REPLACEMENT | N/A | USD/teraBtu | us | us | 17120356719.0947
commercial space heating | High Efficiency Commercial Air Source Heat Pump - Heating | 2021 | CAPITAL | NEW | N/A | USD/teraBtu | us | us | 37962618663.2501
commercial space heating | High Efficiency Commercial Air Source Heat Pump - Heating | 2021 | CAPITAL | REPLACEMENT | N/A | USD/teraBtu | us | us | 37962618663.2501
commercial space heating | High Efficiency Commercial Air Source Heat Pump - Heating | 2021 | FIXED_OM | NEW | N/A | USD/teraBtu | us | us | 787835250.5312
commercial space heating | High Efficiency Commercial Air Source Heat Pump - Heating | 2021 | FIXED_OM | REPLACEMENT | N/A | USD/teraBtu | us | us | 787835250.5312
commercial space heating | High Efficiency Commercial Air Source Heat Pump - Heating | 2021 | INSTALLATION | NEW | N/A | USD/teraBtu | us | us | 17120356719.0947
commercial space heating | High Efficiency Commercial Air Source Heat Pump - Heating | 2021 | INSTALLATION | REPLACEMENT | N/A | USD/teraBtu | us | us | 17120356719.0947
commercial space heating | High Efficiency Commercial Air Source Heat Pump - Heating | 2022 | CAPITAL | NEW | N/A | USD/teraBtu | us | us | 37962618663.2501
commercial space heating | High Efficiency Commercial Air Source Heat Pump - Heating | 2022 | CAPITAL | REPLACEMENT | N/A | USD/teraBtu | us | us | 37962618663.2501
commercial space heating | High Efficiency Commercial Air Source Heat Pump - Heating | 2022 | FIXED_OM | NEW | N/A | USD/teraBtu | us | us | 787835250.5312
commercial space heating | High Efficiency Commercial Air Source Heat Pump - Heating | 2022 | FIXED_OM | REPLACEMENT | N/A | USD/teraBtu | us | us | 787835250.5312
commercial space heating | High Efficiency Commercial Air Source Heat Pump - Heating | 2022 | INSTALLATION | NEW | N/A | USD/teraBtu | us | us | 17120356719.0947
commercial space heating | High Efficiency Commercial Air Source Heat Pump - Heating | 2022 | INSTALLATION | REPLACEMENT | N/A | USD/teraBtu | us | us | 17120356719.0947
commercial space heating | High Efficiency Commercial Air Source Heat Pump - Heating | 2023 | CAPITAL | NEW | N/A | USD/teraBtu | us | us | 37962618663.2501
commercial space heating | High Efficiency Commercial Air Source Heat Pump - Heating | 2023 | CAPITAL | REPLACEMENT | N/A | USD/teraBtu | us | us | 37962618663.2501
commercial space heating | High Efficiency Commercial Air Source Heat Pump - Heating | 2023 | FIXED_OM | NEW | N/A | USD/teraBtu | us | us | 787835250.5312
commercial space heating | High Efficiency Commercial Air Source Heat Pump - Heating | 2023 | FIXED_OM | REPLACEMENT | N/A | USD/teraBtu | us | us | 787835250.5312
commercial space heating | High Efficiency Commercial Air Source Heat Pump - Heating | 2023 | INSTALLATION | NEW | N/A | USD/teraBtu | us | us | 17120356719.0947
commercial space heating | High Efficiency Commercial Air Source Heat Pump - Heating | 2023 | INSTALLATION | REPLACEMENT | N/A | USD/teraBtu | us | us | 17120356719.0947
commercial space heating | High Efficiency Commercial Air Source Heat Pump - Heating | 2024 | CAPITAL | NEW | N/A | USD/teraBtu | us | us | 37962618663.2501
commercial space heating | High Efficiency Commercial Air Source Heat Pump - Heating | 2024 | CAPITAL | REPLACEMENT | N/A | USD/teraBtu | us | us | 37962618663.2501
commercial space heating | High Efficiency Commercial Air Source Heat Pump - Heating | 2024 | FIXED_OM | NEW | N/A | USD/teraBtu | us | us | 787835250.5312
commercial space heating | High Efficiency Commercial Air Source Heat Pump - Heating | 2024 | FIXED_OM | REPLACEMENT | N/A | USD/teraBtu | us | us | 787835250.5312
commercial space heating | High Efficiency Commercial Air Source Heat Pump - Heating | 2024 | INSTALLATION | NEW | N/A | USD/teraBtu | us | us | 17120356719.0947
commercial space heating | High Efficiency Commercial Air Source Heat Pump - Heating | 2024 | INSTALLATION | REPLACEMENT | N/A | USD/teraBtu | us | us | 17120356719.0947
commercial space heating | High Efficiency Commercial Air Source Heat Pump - Heating | 2025 | CAPITAL | NEW | N/A | USD/teraBtu | us | us | 37962618663.2501
commercial space heating | High Efficiency Commercial Air Source Heat Pump - Heating | 2025 | CAPITAL | REPLACEMENT | N/A | USD/teraBtu | us | us | 37962618663.2501
commercial space heating | High Efficiency Commercial Air Source Heat Pump - Heating | 2025 | FIXED_OM | NEW | N/A | USD/teraBtu | us | us | 787835250.5312
commercial space heating | High Efficiency Commercial Air Source Heat Pump - Heating | 2025 | FIXED_OM | REPLACEMENT | N/A | USD/teraBtu | us | us | 787835250.5312
commercial space heating | High Efficiency Commercial Air Source Heat Pump - Heating | 2025 | INSTALLATION | NEW | N/A | USD/teraBtu | us | us | 17120356719.0947
commercial space heating | High Efficiency Commercial Air Source Heat Pump - Heating | 2025 | INSTALLATION | REPLACEMENT | N/A | USD/teraBtu | us | us | 17120356719.0947
commercial space heating | High Efficiency Commercial Air Source Heat Pump - Heating | 2026 | CAPITAL | NEW | N/A | USD/teraBtu | us | us | 37962618663.2501
commercial space heating | High Efficiency Commercial Air Source Heat Pump - Heating | 2026 | CAPITAL | REPLACEMENT | N/A | USD/teraBtu | us | us | 37962618663.2501
commercial space heating | High Efficiency Commercial Air Source Heat Pump - Heating | 2026 | FIXED_OM | NEW | N/A | USD/teraBtu | us | us | 787835250.5312
commercial space heating | High Efficiency Commercial Air Source Heat Pump - Heating | 2026 | FIXED_OM | REPLACEMENT | N/A | USD/teraBtu | us | us | 787835250.5312
commercial space heating | High Efficiency Commercial Air Source Heat Pump - Heating | 2026 | INSTALLATION | NEW | N/A | USD/teraBtu | us | us | 17120356719.0947
commercial space heating | High Efficiency Commercial Air Source Heat Pump - Heating | 2026 | INSTALLATION | REPLACEMENT | N/A | USD/teraBtu | us | us | 17120356719.0947
commercial space heating | High Efficiency Commercial Air Source Heat Pump - Heating | 2027 | CAPITAL | NEW | N/A | USD/teraBtu | us | us | 37962618663.2501
commercial space heating | High Efficiency Commercial Air Source Heat Pump - Heating | 2027 | CAPITAL | REPLACEMENT | N/A | USD/teraBtu | us | us | 37962618663.2501
commercial space heating | High Efficiency Commercial Air Source Heat Pump - Heating | 2027 | FIXED_OM | NEW | N/A | USD/teraBtu | us | us | 787835250.5312
commercial space heating | High Efficiency Commercial Air Source Heat Pump - Heating | 2027 | FIXED_OM | REPLACEMENT | N/A | USD/teraBtu | us | us | 787835250.5312
commercial space heating | High Efficiency Commercial Air Source Heat Pump - Heating | 2027 | INSTALLATION | NEW | N/A | USD/teraBtu | us | us | 17120356719.0947
commercial space heating | High Efficiency Commercial Air Source Heat Pump - Heating | 2027 | INSTALLATION | REPLACEMENT | N/A | USD/teraBtu | us | us | 17120356719.0947
commercial space heating | High Efficiency Commercial Air Source Heat Pump - Heating | 2028 | CAPITAL | NEW | N/A | USD/teraBtu | us | us | 37962618663.2501
commercial space heating | High Efficiency Commercial Air Source Heat Pump - Heating | 2028 | CAPITAL | REPLACEMENT | N/A | USD/teraBtu | us | us | 37962618663.2501
commercial space heating | High Efficiency Commercial Air Source Heat Pump - Heating | 2028 | FIXED_OM | NEW | N/A | USD/teraBtu | us | us | 787835250.5312
commercial space heating | High Efficiency Commercial Air Source Heat Pump - Heating | 2028 | FIXED_OM | REPLACEMENT | N/A | USD/teraBtu | us | us | 787835250.5312
commercial space heating | High Efficiency Commercial Air Source Heat Pump - Heating | 2028 | INSTALLATION | NEW | N/A | USD/teraBtu | us | us | 17120356719.0947
commercial space heating | High Efficiency Commercial Air Source Heat Pump - Heating | 2028 | INSTALLATION | REPLACEMENT | N/A | USD/teraBtu | us | us | 17120356719.0947
commercial space heating | High Efficiency Commercial Air Source Heat Pump - Heating | 2029 | CAPITAL | NEW | N/A | USD/teraBtu | us | us | 37962618663.2501
commercial space heating | High Efficiency Commercial Air Source Heat Pump - Heating | 2029 | CAPITAL | REPLACEMENT | N/A | USD/teraBtu | us | us | 37962618663.2501
commercial space heating | High Efficiency Commercial Air Source Heat Pump - Heating | 2029 | FIXED_OM | NEW | N/A | USD/teraBtu | us | us | 787835250.5312
commercial space heating | High Efficiency Commercial Air Source Heat Pump - Heating | 2029 | FIXED_OM | REPLACEMENT | N/A | USD/teraBtu | us | us | 787835250.5312
commercial space heating | High Efficiency Commercial Air Source Heat Pump - Heating | 2029 | INSTALLATION | NEW | N/A | USD/teraBtu | us | us | 17120356719.0947
commercial space heating | High Efficiency Commercial Air Source Heat Pump - Heating | 2029 | INSTALLATION | REPLACEMENT | N/A | USD/teraBtu | us | us | 17120356719.0947
commercial space heating | High Efficiency Commercial Air Source Heat Pump - Heating | 2030 | CAPITAL | NEW | N/A | USD/teraBtu | us | us | 37962618663.2501
commercial space heating | High Efficiency Commercial Air Source Heat Pump - Heating | 2030 | CAPITAL | REPLACEMENT | N/A | USD/teraBtu | us | us | 37962618663.2501
commercial space heating | High Efficiency Commercial Air Source Heat Pump - Heating | 2030 | FIXED_OM | NEW | N/A | USD/teraBtu | us | us | 787835250.5312
commercial space heating | High Efficiency Commercial Air Source Heat Pump - Heating | 2030 | FIXED_OM | REPLACEMENT | N/A | USD/teraBtu | us | us | 787835250.5312
commercial space heating | High Efficiency Commercial Air Source Heat Pump - Heating | 2030 | INSTALLATION | NEW | N/A | USD/teraBtu | us | us | 17120356719.0947
commercial space heating | High Efficiency Commercial Air Source Heat Pump - Heating | 2030 | INSTALLATION | REPLACEMENT | N/A | USD/teraBtu | us | us | 17120356719.0947
commercial space heating | High Efficiency Commercial Air Source Heat Pump - Heating | 2031 | CAPITAL | NEW | N/A | USD/teraBtu | us | us | 37962618663.2501
commercial space heating | High Efficiency Commercial Air Source Heat Pump - Heating | 2031 | CAPITAL | REPLACEMENT | N/A | USD/teraBtu | us | us | 37962618663.2501
commercial space heating | High Efficiency Commercial Air Source Heat Pump - Heating | 2031 | FIXED_OM | NEW | N/A | USD/teraBtu | us | us | 787835250.5312
commercial space heating | High Efficiency Commercial Air Source Heat Pump - Heating | 2031 | FIXED_OM | REPLACEMENT | N/A | USD/teraBtu | us | us | 787835250.5312
commercial space heating | High Efficiency Commercial Air Source Heat Pump - Heating | 2031 | INSTALLATION | NEW | N/A | USD/teraBtu | us | us | 17120356719.0947
commercial space heating | High Efficiency Commercial Air Source Heat Pump - Heating | 2031 | INSTALLATION | REPLACEMENT | N/A | USD/teraBtu | us | us | 17120356719.0947
commercial space heating | High Efficiency Commercial Air Source Heat Pump - Heating | 2032 | CAPITAL | NEW | N/A | USD/teraBtu | us | us | 37962618663.2501
commercial space heating | High Efficiency Commercial Air Source Heat Pump - Heating | 2032 | CAPITAL | REPLACEMENT | N/A | USD/teraBtu | us | us | 37962618663.2501
commercial space heating | High Efficiency Commercial Air Source Heat Pump - Heating | 2032 | FIXED_OM | NEW | N/A | USD/teraBtu | us | us | 787835250.5312
commercial space heating | High Efficiency Commercial Air Source Heat Pump - Heating | 2032 | FIXED_OM | REPLACEMENT | N/A | USD/teraBtu | us | us | 787835250.5312
commercial space heating | High Efficiency Commercial Air Source Heat Pump - Heating | 2032 | INSTALLATION | NEW | N/A | USD/teraBtu | us | us | 17120356719.0947
commercial space heating | High Efficiency Commercial Air Source Heat Pump - Heating | 2032 | INSTALLATION | REPLACEMENT | N/A | USD/teraBtu | us | us | 17120356719.0947
commercial space heating | High Efficiency Commercial Air Source Heat Pump - Heating | 2033 | CAPITAL | NEW | N/A | USD/teraBtu | us | us | 37962618663.2501
commercial space heating | High Efficiency Commercial Air Source Heat Pump - Heating | 2033 | CAPITAL | REPLACEMENT | N/A | USD/teraBtu | us | us | 37962618663.2501
commercial space heating | High Efficiency Commercial Air Source Heat Pump - Heating | 2033 | FIXED_OM | NEW | N/A | USD/teraBtu | us | us | 787835250.5312
commercial space heating | High Efficiency Commercial Air Source Heat Pump - Heating | 2033 | FIXED_OM | REPLACEMENT | N/A | USD/teraBtu | us | us | 787835250.5312
commercial space heating | High Efficiency Commercial Air Source Heat Pump - Heating | 2033 | INSTALLATION | NEW | N/A | USD/teraBtu | us | us | 17120356719.0947
commercial space heating | High Efficiency Commercial Air Source Heat Pump - Heating | 2033 | INSTALLATION | REPLACEMENT | N/A | USD/teraBtu | us | us | 17120356719.0947
commercial space heating | High Efficiency Commercial Air Source Heat Pump - Heating | 2034 | CAPITAL | NEW | N/A | USD/teraBtu | us | us | 37962618663.2501
commercial space heating | High Efficiency Commercial Air Source Heat Pump - Heating | 2034 | CAPITAL | REPLACEMENT | N/A | USD/teraBtu | us | us | 37962618663.2501
commercial space heating | High Efficiency Commercial Air Source Heat Pump - Heating | 2034 | FIXED_OM | NEW | N/A | USD/teraBtu | us | us | 787835250.5312
commercial space heating | High Efficiency Commercial Air Source Heat Pump - Heating | 2034 | FIXED_OM | REPLACEMENT | N/A | USD/teraBtu | us | us | 787835250.5312
commercial space heating | High Efficiency Commercial Air Source Heat Pump - Heating | 2034 | INSTALLATION | NEW | N/A | USD/teraBtu | us | us | 17120356719.0947
commercial space heating | High Efficiency Commercial Air Source Heat Pump - Heating | 2034 | INSTALLATION | REPLACEMENT | N/A | USD/teraBtu | us | us | 17120356719.0947
commercial space heating | High Efficiency Commercial Air Source Heat Pump - Heating | 2035 | CAPITAL | NEW | N/A | USD/teraBtu | us | us | 37962618663.2501
commercial space heating | High Efficiency Commercial Air Source Heat Pump - Heating | 2035 | CAPITAL | REPLACEMENT | N/A | USD/teraBtu | us | us | 37962618663.2501
commercial space heating | High Efficiency Commercial Air Source Heat Pump - Heating | 2035 | FIXED_OM | NEW | N/A | USD/teraBtu | us | us | 787835250.5312
commercial space heating | High Efficiency Commercial Air Source Heat Pump - Heating | 2035 | FIXED_OM | REPLACEMENT | N/A | USD/teraBtu | us | us | 787835250.5312
commercial space heating | High Efficiency Commercial Air Source Heat Pump - Heating | 2035 | INSTALLATION | NEW | N/A | USD/teraBtu | us | us | 17120356719.0947
commercial space heating | High Efficiency Commercial Air Source Heat Pump - Heating | 2035 | INSTALLATION | REPLACEMENT | N/A | USD/teraBtu | us | us | 17120356719.0947
commercial space heating | High Efficiency Commercial Air Source Heat Pump - Heating | 2036 | CAPITAL | NEW | N/A | USD/teraBtu | us | us | 37962618663.2501
commercial space heating | High Efficiency Commercial Air Source Heat Pump - Heating | 2036 | CAPITAL | REPLACEMENT | N/A | USD/teraBtu | us | us | 37962618663.2501
commercial space heating | High Efficiency Commercial Air Source Heat Pump - Heating | 2036 | FIXED_OM | NEW | N/A | USD/teraBtu | us | us | 787835250.5312
commercial space heating | High Efficiency Commercial Air Source Heat Pump - Heating | 2036 | FIXED_OM | REPLACEMENT | N/A | USD/teraBtu | us | us | 787835250.5312
commercial space heating | High Efficiency Commercial Air Source Heat Pump - Heating | 2036 | INSTALLATION | NEW | N/A | USD/teraBtu | us | us | 17120356719.0947
commercial space heating | High Efficiency Commercial Air Source Heat Pump - Heating | 2036 | INSTALLATION | REPLACEMENT | N/A | USD/teraBtu | us | us | 17120356719.0947
commercial space heating | High Efficiency Commercial Air Source Heat Pump - Heating | 2037 | CAPITAL | NEW | N/A | USD/teraBtu | us | us | 37962618663.2501
commercial space heating | High Efficiency Commercial Air Source Heat Pump - Heating | 2037 | CAPITAL | REPLACEMENT | N/A | USD/teraBtu | us | us | 37962618663.2501
commercial space heating | High Efficiency Commercial Air Source Heat Pump - Heating | 2037 | FIXED_OM | NEW | N/A | USD/teraBtu | us | us | 787835250.5312
commercial space heating | High Efficiency Commercial Air Source Heat Pump - Heating | 2037 | FIXED_OM | REPLACEMENT | N/A | USD/teraBtu | us | us | 787835250.5312
commercial space heating | High Efficiency Commercial Air Source Heat Pump - Heating | 2037 | INSTALLATION | NEW | N/A | USD/teraBtu | us | us | 17120356719.0947
commercial space heating | High Efficiency Commercial Air Source Heat Pump - Heating | 2037 | INSTALLATION | REPLACEMENT | N/A | USD/teraBtu | us | us | 17120356719.0947
commercial space heating | High Efficiency Commercial Air Source Heat Pump - Heating | 2038 | CAPITAL | NEW | N/A | USD/teraBtu | us | us | 37962618663.2501
commercial space heating | High Efficiency Commercial Air Source Heat Pump - Heating | 2038 | CAPITAL | REPLACEMENT | N/A | USD/teraBtu | us | us | 37962618663.2501
commercial space heating | High Efficiency Commercial Air Source Heat Pump - Heating | 2038 | FIXED_OM | NEW | N/A | USD/teraBtu | us | us | 787835250.5312
commercial space heating | High Efficiency Commercial Air Source Heat Pump - Heating | 2038 | FIXED_OM | REPLACEMENT | N/A | USD/teraBtu | us | us | 787835250.5312
commercial space heating | High Efficiency Commercial Air Source Heat Pump - Heating | 2038 | INSTALLATION | NEW | N/A | USD/teraBtu | us | us | 17120356719.0947
commercial space heating | High Efficiency Commercial Air Source Heat Pump - Heating | 2038 | INSTALLATION | REPLACEMENT | N/A | USD/teraBtu | us | us | 17120356719.0947
commercial space heating | High Efficiency Commercial Air Source Heat Pump - Heating | 2039 | CAPITAL | NEW | N/A | USD/teraBtu | us | us | 37962618663.2501
commercial space heating | High Efficiency Commercial Air Source Heat Pump - Heating | 2039 | CAPITAL | REPLACEMENT | N/A | USD/teraBtu | us | us | 37962618663.2501
commercial space heating | High Efficiency Commercial Air Source Heat Pump - Heating | 2039 | FIXED_OM | NEW | N/A | USD/teraBtu | us | us | 787835250.5312
commercial space heating | High Efficiency Commercial Air Source Heat Pump - Heating | 2039 | FIXED_OM | REPLACEMENT | N/A | USD/teraBtu | us | us | 787835250.5312
commercial space heating | High Efficiency Commercial Air Source Heat Pump - Heating | 2039 | INSTALLATION | NEW | N/A | USD/teraBtu | us | us | 17120356719.0947
commercial space heating | High Efficiency Commercial Air Source Heat Pump - Heating | 2039 | INSTALLATION | REPLACEMENT | N/A | USD/teraBtu | us | us | 17120356719.0947
commercial space heating | High Efficiency Commercial Air Source Heat Pump - Heating | 2040 | CAPITAL | NEW | N/A | USD/teraBtu | us | us | 37962618663.2501
commercial space heating | High Efficiency Commercial Air Source Heat Pump - Heating | 2040 | CAPITAL | REPLACEMENT | N/A | USD/teraBtu | us | us | 37962618663.2501
commercial space heating | High Efficiency Commercial Air Source Heat Pump - Heating | 2040 | FIXED_OM | NEW | N/A | USD/teraBtu | us | us | 787835250.5312
commercial space heating | High Efficiency Commercial Air Source Heat Pump - Heating | 2040 | FIXED_OM | REPLACEMENT | N/A | USD/teraBtu | us | us | 787835250.5312
commercial space heating | High Efficiency Commercial Air Source Heat Pump - Heating | 2040 | INSTALLATION | NEW | N/A | USD/teraBtu | us | us | 17120356719.0947
commercial space heating | High Efficiency Commercial Air Source Heat Pump - Heating | 2040 | INSTALLATION | REPLACEMENT | N/A | USD/teraBtu | us | us | 17120356719.0947
commercial space heating | High Efficiency Commercial Air Source Heat Pump - Heating | 2041 | CAPITAL | NEW | N/A | USD/teraBtu | us | us | 37962618663.2501
commercial space heating | High Efficiency Commercial Air Source Heat Pump - Heating | 2041 | CAPITAL | REPLACEMENT | N/A | USD/teraBtu | us | us | 37962618663.2501
commercial space heating | High Efficiency Commercial Air Source Heat Pump - Heating | 2041 | FIXED_OM | NEW | N/A | USD/teraBtu | us | us | 787835250.5312
commercial space heating | High Efficiency Commercial Air Source Heat Pump - Heating | 2041 | FIXED_OM | REPLACEMENT | N/A | USD/teraBtu | us | us | 787835250.5312
commercial space heating | High Efficiency Commercial Air Source Heat Pump - Heating | 2041 | INSTALLATION | NEW | N/A | USD/teraBtu | us | us | 17120356719.0947
commercial space heating | High Efficiency Commercial Air Source Heat Pump - Heating | 2041 | INSTALLATION | REPLACEMENT | N/A | USD/teraBtu | us | us | 17120356719.0947
commercial space heating | High Efficiency Commercial Air Source Heat Pump - Heating | 2042 | CAPITAL | NEW | N/A | USD/teraBtu | us | us | 37962618663.2501
commercial space heating | High Efficiency Commercial Air Source Heat Pump - Heating | 2042 | CAPITAL | REPLACEMENT | N/A | USD/teraBtu | us | us | 37962618663.2501
commercial space heating | High Efficiency Commercial Air Source Heat Pump - Heating | 2042 | FIXED_OM | NEW | N/A | USD/teraBtu | us | us | 787835250.5312
commercial space heating | High Efficiency Commercial Air Source Heat Pump - Heating | 2042 | FIXED_OM | REPLACEMENT | N/A | USD/teraBtu | us | us | 787835250.5312
commercial space heating | High Efficiency Commercial Air Source Heat Pump - Heating | 2042 | INSTALLATION | NEW | N/A | USD/teraBtu | us | us | 17120356719.0947
commercial space heating | High Efficiency Commercial Air Source Heat Pump - Heating | 2042 | INSTALLATION | REPLACEMENT | N/A | USD/teraBtu | us | us | 17120356719.0947
commercial space heating | High Efficiency Commercial Air Source Heat Pump - Heating | 2043 | CAPITAL | NEW | N/A | USD/teraBtu | us | us | 37962618663.2501
commercial space heating | High Efficiency Commercial Air Source Heat Pump - Heating | 2043 | CAPITAL | REPLACEMENT | N/A | USD/teraBtu | us | us | 37962618663.2501
commercial space heating | High Efficiency Commercial Air Source Heat Pump - Heating | 2043 | FIXED_OM | NEW | N/A | USD/teraBtu | us | us | 787835250.5312
commercial space heating | High Efficiency Commercial Air Source Heat Pump - Heating | 2043 | FIXED_OM | REPLACEMENT | N/A | USD/teraBtu | us | us | 787835250.5312
commercial space heating | High Efficiency Commercial Air Source Heat Pump - Heating | 2043 | INSTALLATION | NEW | N/A | USD/teraBtu | us | us | 17120356719.0947
commercial space heating | High Efficiency Commercial Air Source Heat Pump - Heating | 2043 | INSTALLATION | REPLACEMENT | N/A | USD/teraBtu | us | us | 17120356719.0947
commercial space heating | High Efficiency Commercial Air Source Heat Pump - Heating | 2044 | CAPITAL | NEW | N/A | USD/teraBtu | us | us | 37962618663.2501
commercial space heating | High Efficiency Commercial Air Source Heat Pump - Heating | 2044 | CAPITAL | REPLACEMENT | N/A | USD/teraBtu | us | us | 37962618663.2501
commercial space heating | High Efficiency Commercial Air Source Heat Pump - Heating | 2044 | FIXED_OM | NEW | N/A | USD/teraBtu | us | us | 787835250.5312
commercial space heating | High Efficiency Commercial Air Source Heat Pump - Heating | 2044 | FIXED_OM | REPLACEMENT | N/A | USD/teraBtu | us | us | 787835250.5312
commercial space heating | High Efficiency Commercial Air Source Heat Pump - Heating | 2044 | INSTALLATION | NEW | N/A | USD/teraBtu | us | us | 17120356719.0947
commercial space heating | High Efficiency Commercial Air Source Heat Pump - Heating | 2044 | INSTALLATION | REPLACEMENT | N/A | USD/teraBtu | us | us | 17120356719.0947
commercial space heating | High Efficiency Commercial Air Source Heat Pump - Heating | 2045 | CAPITAL | NEW | N/A | USD/teraBtu | us | us | 37962618663.2501
commercial space heating | High Efficiency Commercial Air Source Heat Pump - Heating | 2045 | CAPITAL | REPLACEMENT | N/A | USD/teraBtu | us | us | 37962618663.2501
commercial space heating | High Efficiency Commercial Air Source Heat Pump - Heating | 2045 | FIXED_OM | NEW | N/A | USD/teraBtu | us | us | 787835250.5312
commercial space heating | High Efficiency Commercial Air Source Heat Pump - Heating | 2045 | FIXED_OM | REPLACEMENT | N/A | USD/teraBtu | us | us | 787835250.5312
commercial space heating | High Efficiency Commercial Air Source Heat Pump - Heating | 2045 | INSTALLATION | NEW | N/A | USD/teraBtu | us | us | 17120356719.0947
commercial space heating | High Efficiency Commercial Air Source Heat Pump - Heating | 2045 | INSTALLATION | REPLACEMENT | N/A | USD/teraBtu | us | us | 17120356719.0947
commercial space heating | High Efficiency Commercial Air Source Heat Pump - Heating | 2046 | CAPITAL | NEW | N/A | USD/teraBtu | us | us | 37962618663.2501
commercial space heating | High Efficiency Commercial Air Source Heat Pump - Heating | 2046 | CAPITAL | REPLACEMENT | N/A | USD/teraBtu | us | us | 37962618663.2501
commercial space heating | High Efficiency Commercial Air Source Heat Pump - Heating | 2046 | FIXED_OM | NEW | N/A | USD/teraBtu | us | us | 787835250.5312
commercial space heating | High Efficiency Commercial Air Source Heat Pump - Heating | 2046 | FIXED_OM | REPLACEMENT | N/A | USD/teraBtu | us | us | 787835250.5312
commercial space heating | High Efficiency Commercial Air Source Heat Pump - Heating | 2046 | INSTALLATION | NEW | N/A | USD/teraBtu | us | us | 17120356719.0947
commercial space heating | High Efficiency Commercial Air Source Heat Pump - Heating | 2046 | INSTALLATION | REPLACEMENT | N/A | USD/teraBtu | us | us | 17120356719.0947
commercial space heating | High Efficiency Commercial Air Source Heat Pump - Heating | 2047 | CAPITAL | NEW | N/A | USD/teraBtu | us | us | 37962618663.2501
commercial space heating | High Efficiency Commercial Air Source Heat Pump - Heating | 2047 | CAPITAL | REPLACEMENT | N/A | USD/teraBtu | us | us | 37962618663.2501
commercial space heating | High Efficiency Commercial Air Source Heat Pump - Heating | 2047 | FIXED_OM | NEW | N/A | USD/teraBtu | us | us | 787835250.5312
commercial space heating | High Efficiency Commercial Air Source Heat Pump - Heating | 2047 | FIXED_OM | REPLACEMENT | N/A | USD/teraBtu | us | us | 787835250.5312
commercial space heating | High Efficiency Commercial Air Source Heat Pump - Heating | 2047 | INSTALLATION | NEW | N/A | USD/teraBtu | us | us | 17120356719.0947
commercial space heating | High Efficiency Commercial Air Source Heat Pump - Heating | 2047 | INSTALLATION | REPLACEMENT | N/A | USD/teraBtu | us | us | 17120356719.0947
commercial space heating | High Efficiency Commercial Air Source Heat Pump - Heating | 2048 | CAPITAL | NEW | N/A | USD/teraBtu | us | us | 37962618663.2501
commercial space heating | High Efficiency Commercial Air Source Heat Pump - Heating | 2048 | CAPITAL | REPLACEMENT | N/A | USD/teraBtu | us | us | 37962618663.2501
commercial space heating | High Efficiency Commercial Air Source Heat Pump - Heating | 2048 | FIXED_OM | NEW | N/A | USD/teraBtu | us | us | 787835250.5312
commercial space heating | High Efficiency Commercial Air Source Heat Pump - Heating | 2048 | FIXED_OM | REPLACEMENT | N/A | USD/teraBtu | us | us | 787835250.5312
commercial space heating | High Efficiency Commercial Air Source Heat Pump - Heating | 2048 | INSTALLATION | NEW | N/A | USD/teraBtu | us | us | 17120356719.0947
commercial space heating | High Efficiency Commercial Air Source Heat Pump - Heating | 2048 | INSTALLATION | REPLACEMENT | N/A | USD/teraBtu | us | us | 17120356719.0947
commercial space heating | High Efficiency Commercial Air Source Heat Pump - Heating | 2049 | CAPITAL | NEW | N/A | USD/teraBtu | us | us | 37962618663.2501
commercial space heating | High Efficiency Commercial Air Source Heat Pump - Heating | 2049 | CAPITAL | REPLACEMENT | N/A | USD/teraBtu | us | us | 37962618663.2501
commercial space heating | High Efficiency Commercial Air Source Heat Pump - Heating | 2049 | FIXED_OM | NEW | N/A | USD/teraBtu | us | us | 787835250.5312
commercial space heating | High Efficiency Commercial Air Source Heat Pump - Heating | 2049 | FIXED_OM | REPLACEMENT | N/A | USD/teraBtu | us | us | 787835250.5312
commercial space heating | High Efficiency Commercial Air Source Heat Pump - Heating | 2049 | INSTALLATION | NEW | N/A | USD/teraBtu | us | us | 17120356719.0947
commercial space heating | High Efficiency Commercial Air Source Heat Pump - Heating | 2049 | INSTALLATION | REPLACEMENT | N/A | USD/teraBtu | us | us | 17120356719.0947
commercial space heating | High Efficiency Commercial Air Source Heat Pump - Heating | 2050 | CAPITAL | NEW | N/A | USD/teraBtu | us | us | 37962618663.2501
commercial space heating | High Efficiency Commercial Air Source Heat Pump - Heating | 2050 | CAPITAL | REPLACEMENT | N/A | USD/teraBtu | us | us | 37962618663.2501
commercial space heating | High Efficiency Commercial Air Source Heat Pump - Heating | 2050 | FIXED_OM | NEW | N/A | USD/teraBtu | us | us | 787835250.5312
commercial space heating | High Efficiency Commercial Air Source Heat Pump - Heating | 2050 | FIXED_OM | REPLACEMENT | N/A | USD/teraBtu | us | us | 787835250.5312
commercial space heating | High Efficiency Commercial Air Source Heat Pump - Heating | 2050 | INSTALLATION | NEW | N/A | USD/teraBtu | us | us | 17120356719.0947
commercial space heating | High Efficiency Commercial Air Source Heat Pump - Heating | 2050 | INSTALLATION | REPLACEMENT | N/A | USD/teraBtu | us | us | 17120356719.0947
commercial space heating | High Efficiency Commercial Ground Source Heat Pump - Heating | 2020 | CAPITAL | NEW | N/A | USD/teraBtu | us | us | 201085568707.014
commercial space heating | High Efficiency Commercial Ground Source Heat Pump - Heating | 2020 | CAPITAL | REPLACEMENT | N/A | USD/teraBtu | us | us | 201085568707.014
commercial space heating | High Efficiency Commercial Ground Source Heat Pump - Heating | 2020 | FIXED_OM | NEW | N/A | USD/teraBtu | us | us | 1677499547.0494
commercial space heating | High Efficiency Commercial Ground Source Heat Pump - Heating | 2020 | FIXED_OM | REPLACEMENT | N/A | USD/teraBtu | us | us | 1677499547.0494
commercial space heating | High Efficiency Commercial Ground Source Heat Pump - Heating | 2020 | INSTALLATION | NEW | N/A | USD/teraBtu | us | us | 105398422020.046
commercial space heating | High Efficiency Commercial Ground Source Heat Pump - Heating | 2020 | INSTALLATION | REPLACEMENT | N/A | USD/teraBtu | us | us | 105398422020.046
commercial space heating | High Efficiency Commercial Ground Source Heat Pump - Heating | 2021 | CAPITAL | NEW | N/A | USD/teraBtu | us | us | 201085568707.014
commercial space heating | High Efficiency Commercial Ground Source Heat Pump - Heating | 2021 | CAPITAL | REPLACEMENT | N/A | USD/teraBtu | us | us | 201085568707.014
commercial space heating | High Efficiency Commercial Ground Source Heat Pump - Heating | 2021 | FIXED_OM | NEW | N/A | USD/teraBtu | us | us | 1677499547.0494
commercial space heating | High Efficiency Commercial Ground Source Heat Pump - Heating | 2021 | FIXED_OM | REPLACEMENT | N/A | USD/teraBtu | us | us | 1677499547.0494
commercial space heating | High Efficiency Commercial Ground Source Heat Pump - Heating | 2021 | INSTALLATION | NEW | N/A | USD/teraBtu | us | us | 105398422020.046
commercial space heating | High Efficiency Commercial Ground Source Heat Pump - Heating | 2021 | INSTALLATION | REPLACEMENT | N/A | USD/teraBtu | us | us | 105398422020.046
commercial space heating | High Efficiency Commercial Ground Source Heat Pump - Heating | 2022 | CAPITAL | NEW | N/A | USD/teraBtu | us | us | 201085568707.014
commercial space heating | High Efficiency Commercial Ground Source Heat Pump - Heating | 2022 | CAPITAL | REPLACEMENT | N/A | USD/teraBtu | us | us | 201085568707.014
commercial space heating | High Efficiency Commercial Ground Source Heat Pump - Heating | 2022 | FIXED_OM | NEW | N/A | USD/teraBtu | us | us | 1677499547.0494
commercial space heating | High Efficiency Commercial Ground Source Heat Pump - Heating | 2022 | FIXED_OM | REPLACEMENT | N/A | USD/teraBtu | us | us | 1677499547.0494
commercial space heating | High Efficiency Commercial Ground Source Heat Pump - Heating | 2022 | INSTALLATION | NEW | N/A | USD/teraBtu | us | us | 105398422020.046
commercial space heating | High Efficiency Commercial Ground Source Heat Pump - Heating | 2022 | INSTALLATION | REPLACEMENT | N/A | USD/teraBtu | us | us | 105398422020.046
commercial space heating | High Efficiency Commercial Ground Source Heat Pump - Heating | 2023 | CAPITAL | NEW | N/A | USD/teraBtu | us | us | 201085568707.014
commercial space heating | High Efficiency Commercial Ground Source Heat Pump - Heating | 2023 | CAPITAL | REPLACEMENT | N/A | USD/teraBtu | us | us | 201085568707.014
commercial space heating | High Efficiency Commercial Ground Source Heat Pump - Heating | 2023 | FIXED_OM | NEW | N/A | USD/teraBtu | us | us | 1677499547.0494
commercial space heating | High Efficiency Commercial Ground Source Heat Pump - Heating | 2023 | FIXED_OM | REPLACEMENT | N/A | USD/teraBtu | us | us | 1677499547.0494
commercial space heating | High Efficiency Commercial Ground Source Heat Pump - Heating | 2023 | INSTALLATION | NEW | N/A | USD/teraBtu | us | us | 105398422020.046
commercial space heating | High Efficiency Commercial Ground Source Heat Pump - Heating | 2023 | INSTALLATION | REPLACEMENT | N/A | USD/teraBtu | us | us | 105398422020.046
commercial space heating | High Efficiency Commercial Ground Source Heat Pump - Heating | 2024 | CAPITAL | NEW | N/A | USD/teraBtu | us | us | 201085568707.014
commercial space heating | High Efficiency Commercial Ground Source Heat Pump - Heating | 2024 | CAPITAL | REPLACEMENT | N/A | USD/teraBtu | us | us | 201085568707.014
commercial space heating | High Efficiency Commercial Ground Source Heat Pump - Heating | 2024 | FIXED_OM | NEW | N/A | USD/teraBtu | us | us | 1677499547.0494
commercial space heating | High Efficiency Commercial Ground Source Heat Pump - Heating | 2024 | FIXED_OM | REPLACEMENT | N/A | USD/teraBtu | us | us | 1677499547.0494
commercial space heating | High Efficiency Commercial Ground Source Heat Pump - Heating | 2024 | INSTALLATION | NEW | N/A | USD/teraBtu | us | us | 105398422020.046
commercial space heating | High Efficiency Commercial Ground Source Heat Pump - Heating | 2024 | INSTALLATION | REPLACEMENT | N/A | USD/teraBtu | us | us | 105398422020.046
commercial space heating | High Efficiency Commercial Ground Source Heat Pump - Heating | 2025 | CAPITAL | NEW | N/A | USD/teraBtu | us | us | 201085568707.014
commercial space heating | High Efficiency Commercial Ground Source Heat Pump - Heating | 2025 | CAPITAL | REPLACEMENT | N/A | USD/teraBtu | us | us | 201085568707.014
commercial space heating | High Efficiency Commercial Ground Source Heat Pump - Heating | 2025 | FIXED_OM | NEW | N/A | USD/teraBtu | us | us | 1677499547.0494
commercial space heating | High Efficiency Commercial Ground Source Heat Pump - Heating | 2025 | FIXED_OM | REPLACEMENT | N/A | USD/teraBtu | us | us | 1677499547.0494
commercial space heating | High Efficiency Commercial Ground Source Heat Pump - Heating | 2025 | INSTALLATION | NEW | N/A | USD/teraBtu | us | us | 105398422020.046
commercial space heating | High Efficiency Commercial Ground Source Heat Pump - Heating | 2025 | INSTALLATION | REPLACEMENT | N/A | USD/teraBtu | us | us | 105398422020.046
commercial space heating | High Efficiency Commercial Ground Source Heat Pump - Heating | 2026 | CAPITAL | NEW | N/A | USD/teraBtu | us | us | 201085568707.014
commercial space heating | High Efficiency Commercial Ground Source Heat Pump - Heating | 2026 | CAPITAL | REPLACEMENT | N/A | USD/teraBtu | us | us | 201085568707.014
commercial space heating | High Efficiency Commercial Ground Source Heat Pump - Heating | 2026 | FIXED_OM | NEW | N/A | USD/teraBtu | us | us | 1677499547.0494
commercial space heating | High Efficiency Commercial Ground Source Heat Pump - Heating | 2026 | FIXED_OM | REPLACEMENT | N/A | USD/teraBtu | us | us | 1677499547.0494
commercial space heating | High Efficiency Commercial Ground Source Heat Pump - Heating | 2026 | INSTALLATION | NEW | N/A | USD/teraBtu | us | us | 105398422020.046
commercial space heating | High Efficiency Commercial Ground Source Heat Pump - Heating | 2026 | INSTALLATION | REPLACEMENT | N/A | USD/teraBtu | us | us | 105398422020.046
commercial space heating | High Efficiency Commercial Ground Source Heat Pump - Heating | 2027 | CAPITAL | NEW | N/A | USD/teraBtu | us | us | 201085568707.014
commercial space heating | High Efficiency Commercial Ground Source Heat Pump - Heating | 2027 | CAPITAL | REPLACEMENT | N/A | USD/teraBtu | us | us | 201085568707.014
commercial space heating | High Efficiency Commercial Ground Source Heat Pump - Heating | 2027 | FIXED_OM | NEW | N/A | USD/teraBtu | us | us | 1677499547.0494
commercial space heating | High Efficiency Commercial Ground Source Heat Pump - Heating | 2027 | FIXED_OM | REPLACEMENT | N/A | USD/teraBtu | us | us | 1677499547.0494
commercial space heating | High Efficiency Commercial Ground Source Heat Pump - Heating | 2027 | INSTALLATION | NEW | N/A | USD/teraBtu | us | us | 105398422020.046
commercial space heating | High Efficiency Commercial Ground Source Heat Pump - Heating | 2027 | INSTALLATION | REPLACEMENT | N/A | USD/teraBtu | us | us | 105398422020.046
commercial space heating | High Efficiency Commercial Ground Source Heat Pump - Heating | 2028 | CAPITAL | NEW | N/A | USD/teraBtu | us | us | 201085568707.014
commercial space heating | High Efficiency Commercial Ground Source Heat Pump - Heating | 2028 | CAPITAL | REPLACEMENT | N/A | USD/teraBtu | us | us | 201085568707.014
commercial space heating | High Efficiency Commercial Ground Source Heat Pump - Heating | 2028 | FIXED_OM | NEW | N/A | USD/teraBtu | us | us | 1677499547.0494
commercial space heating | High Efficiency Commercial Ground Source Heat Pump - Heating | 2028 | FIXED_OM | REPLACEMENT | N/A | USD/teraBtu | us | us | 1677499547.0494
commercial space heating | High Efficiency Commercial Ground Source Heat Pump - Heating | 2028 | INSTALLATION | NEW | N/A | USD/teraBtu | us | us | 105398422020.046
commercial space heating | High Efficiency Commercial Ground Source Heat Pump - Heating | 2028 | INSTALLATION | REPLACEMENT | N/A | USD/teraBtu | us | us | 105398422020.046
commercial space heating | High Efficiency Commercial Ground Source Heat Pump - Heating | 2029 | CAPITAL | NEW | N/A | USD/teraBtu | us | us | 201085568707.014
commercial space heating | High Efficiency Commercial Ground Source Heat Pump - Heating | 2029 | CAPITAL | REPLACEMENT | N/A | USD/teraBtu | us | us | 201085568707.014
commercial space heating | High Efficiency Commercial Ground Source Heat Pump - Heating | 2029 | FIXED_OM | NEW | N/A | USD/teraBtu | us | us | 1677499547.0494
commercial space heating | High Efficiency Commercial Ground Source Heat Pump - Heating | 2029 | FIXED_OM | REPLACEMENT | N/A | USD/teraBtu | us | us | 1677499547.0494
commercial space heating | High Efficiency Commercial Ground Source Heat Pump - Heating | 2029 | INSTALLATION | NEW | N/A | USD/teraBtu | us | us | 105398422020.046
commercial space heating | High Efficiency Commercial Ground Source Heat Pump - Heating | 2029 | INSTALLATION | REPLACEMENT | N/A | USD/teraBtu | us | us | 105398422020.046
commercial space heating | High Efficiency Commercial Ground Source Heat Pump - Heating | 2030 | CAPITAL | NEW | N/A | USD/teraBtu | us | us | 201085568707.014
commercial space heating | High Efficiency Commercial Ground Source Heat Pump - Heating | 2030 | CAPITAL | REPLACEMENT | N/A | USD/teraBtu | us | us | 201085568707.014
commercial space heating | High Efficiency Commercial Ground Source Heat Pump - Heating | 2030 | FIXED_OM | NEW | N/A | USD/teraBtu | us | us | 1677499547.0494
commercial space heating | High Efficiency Commercial Ground Source Heat Pump - Heating | 2030 | FIXED_OM | REPLACEMENT | N/A | USD/teraBtu | us | us | 1677499547.0494
commercial space heating | High Efficiency Commercial Ground Source Heat Pump - Heating | 2030 | INSTALLATION | NEW | N/A | USD/teraBtu | us | us | 105398422020.046
commercial space heating | High Efficiency Commercial Ground Source Heat Pump - Heating | 2030 | INSTALLATION | REPLACEMENT | N/A | USD/teraBtu | us | us | 105398422020.046
commercial space heating | High Efficiency Commercial Ground Source Heat Pump - Heating | 2031 | CAPITAL | NEW | N/A | USD/teraBtu | us | us | 201085568707.014
commercial space heating | High Efficiency Commercial Ground Source Heat Pump - Heating | 2031 | CAPITAL | REPLACEMENT | N/A | USD/teraBtu | us | us | 201085568707.014
commercial space heating | High Efficiency Commercial Ground Source Heat Pump - Heating | 2031 | FIXED_OM | NEW | N/A | USD/teraBtu | us | us | 1677499547.0494
commercial space heating | High Efficiency Commercial Ground Source Heat Pump - Heating | 2031 | FIXED_OM | REPLACEMENT | N/A | USD/teraBtu | us | us | 1677499547.0494
commercial space heating | High Efficiency Commercial Ground Source Heat Pump - Heating | 2031 | INSTALLATION | NEW | N/A | USD/teraBtu | us | us | 105398422020.046
commercial space heating | High Efficiency Commercial Ground Source Heat Pump - Heating | 2031 | INSTALLATION | REPLACEMENT | N/A | USD/teraBtu | us | us | 105398422020.046
commercial space heating | High Efficiency Commercial Ground Source Heat Pump - Heating | 2032 | CAPITAL | NEW | N/A | USD/teraBtu | us | us | 201085568707.014
commercial space heating | High Efficiency Commercial Ground Source Heat Pump - Heating | 2032 | CAPITAL | REPLACEMENT | N/A | USD/teraBtu | us | us | 201085568707.014
commercial space heating | High Efficiency Commercial Ground Source Heat Pump - Heating | 2032 | FIXED_OM | NEW | N/A | USD/teraBtu | us | us | 1677499547.0494
commercial space heating | High Efficiency Commercial Ground Source Heat Pump - Heating | 2032 | FIXED_OM | REPLACEMENT | N/A | USD/teraBtu | us | us | 1677499547.0494
commercial space heating | High Efficiency Commercial Ground Source Heat Pump - Heating | 2032 | INSTALLATION | NEW | N/A | USD/teraBtu | us | us | 105398422020.046
commercial space heating | High Efficiency Commercial Ground Source Heat Pump - Heating | 2032 | INSTALLATION | REPLACEMENT | N/A | USD/teraBtu | us | us | 105398422020.046
commercial space heating | High Efficiency Commercial Ground Source Heat Pump - Heating | 2033 | CAPITAL | NEW | N/A | USD/teraBtu | us | us | 201085568707.014
commercial space heating | High Efficiency Commercial Ground Source Heat Pump - Heating | 2033 | CAPITAL | REPLACEMENT | N/A | USD/teraBtu | us | us | 201085568707.014
commercial space heating | High Efficiency Commercial Ground Source Heat Pump - Heating | 2033 | FIXED_OM | NEW | N/A | USD/teraBtu | us | us | 1677499547.0494
commercial space heating | High Efficiency Commercial Ground Source Heat Pump - Heating | 2033 | FIXED_OM | REPLACEMENT | N/A | USD/teraBtu | us | us | 1677499547.0494
commercial space heating | High Efficiency Commercial Ground Source Heat Pump - Heating | 2033 | INSTALLATION | NEW | N/A | USD/teraBtu | us | us | 105398422020.046
commercial space heating | High Efficiency Commercial Ground Source Heat Pump - Heating | 2033 | INSTALLATION | REPLACEMENT | N/A | USD/teraBtu | us | us | 105398422020.046
commercial space heating | High Efficiency Commercial Ground Source Heat Pump - Heating | 2034 | CAPITAL | NEW | N/A | USD/teraBtu | us | us | 201085568707.014
commercial space heating | High Efficiency Commercial Ground Source Heat Pump - Heating | 2034 | CAPITAL | REPLACEMENT | N/A | USD/teraBtu | us | us | 201085568707.014
commercial space heating | High Efficiency Commercial Ground Source Heat Pump - Heating | 2034 | FIXED_OM | NEW | N/A | USD/teraBtu | us | us | 1677499547.0494
commercial space heating | High Efficiency Commercial Ground Source Heat Pump - Heating | 2034 | FIXED_OM | REPLACEMENT | N/A | USD/teraBtu | us | us | 1677499547.0494
commercial space heating | High Efficiency Commercial Ground Source Heat Pump - Heating | 2034 | INSTALLATION | NEW | N/A | USD/teraBtu | us | us | 105398422020.046
commercial space heating | High Efficiency Commercial Ground Source Heat Pump - Heating | 2034 | INSTALLATION | REPLACEMENT | N/A | USD/teraBtu | us | us | 105398422020.046
commercial space heating | High Efficiency Commercial Ground Source Heat Pump - Heating | 2035 | CAPITAL | NEW | N/A | USD/teraBtu | us | us | 201085568707.014
commercial space heating | High Efficiency Commercial Ground Source Heat Pump - Heating | 2035 | CAPITAL | REPLACEMENT | N/A | USD/teraBtu | us | us | 201085568707.014
commercial space heating | High Efficiency Commercial Ground Source Heat Pump - Heating | 2035 | FIXED_OM | NEW | N/A | USD/teraBtu | us | us | 1677499547.0494
commercial space heating | High Efficiency Commercial Ground Source Heat Pump - Heating | 2035 | FIXED_OM | REPLACEMENT | N/A | USD/teraBtu | us | us | 1677499547.0494
commercial space heating | High Efficiency Commercial Ground Source Heat Pump - Heating | 2035 | INSTALLATION | NEW | N/A | USD/teraBtu | us | us | 105398422020.046
commercial space heating | High Efficiency Commercial Ground Source Heat Pump - Heating | 2035 | INSTALLATION | REPLACEMENT | N/A | USD/teraBtu | us | us | 105398422020.046
commercial space heating | High Efficiency Commercial Ground Source Heat Pump - Heating | 2036 | CAPITAL | NEW | N/A | USD/teraBtu | us | us | 201085568707.014
commercial space heating | High Efficiency Commercial Ground Source Heat Pump - Heating | 2036 | CAPITAL | REPLACEMENT | N/A | USD/teraBtu | us | us | 201085568707.014
commercial space heating | High Efficiency Commercial Ground Source Heat Pump - Heating | 2036 | FIXED_OM | NEW | N/A | USD/teraBtu | us | us | 1677499547.0494
commercial space heating | High Efficiency Commercial Ground Source Heat Pump - Heating | 2036 | FIXED_OM | REPLACEMENT | N/A | USD/teraBtu | us | us | 1677499547.0494
commercial space heating | High Efficiency Commercial Ground Source Heat Pump - Heating | 2036 | INSTALLATION | NEW | N/A | USD/teraBtu | us | us | 105398422020.046
commercial space heating | High Efficiency Commercial Ground Source Heat Pump - Heating | 2036 | INSTALLATION | REPLACEMENT | N/A | USD/teraBtu | us | us | 105398422020.046
commercial space heating | High Efficiency Commercial Ground Source Heat Pump - Heating | 2037 | CAPITAL | NEW | N/A | USD/teraBtu | us | us | 201085568707.014
commercial space heating | High Efficiency Commercial Ground Source Heat Pump - Heating | 2037 | CAPITAL | REPLACEMENT | N/A | USD/teraBtu | us | us | 201085568707.014
commercial space heating | High Efficiency Commercial Ground Source Heat Pump - Heating | 2037 | FIXED_OM | NEW | N/A | USD/teraBtu | us | us | 1677499547.0494
commercial space heating | High Efficiency Commercial Ground Source Heat Pump - Heating | 2037 | FIXED_OM | REPLACEMENT | N/A | USD/teraBtu | us | us | 1677499547.0494
commercial space heating | High Efficiency Commercial Ground Source Heat Pump - Heating | 2037 | INSTALLATION | NEW | N/A | USD/teraBtu | us | us | 105398422020.046
commercial space heating | High Efficiency Commercial Ground Source Heat Pump - Heating | 2037 | INSTALLATION | REPLACEMENT | N/A | USD/teraBtu | us | us | 105398422020.046
commercial space heating | High Efficiency Commercial Ground Source Heat Pump - Heating | 2038 | CAPITAL | NEW | N/A | USD/teraBtu | us | us | 201085568707.014
commercial space heating | High Efficiency Commercial Ground Source Heat Pump - Heating | 2038 | CAPITAL | REPLACEMENT | N/A | USD/teraBtu | us | us | 201085568707.014
commercial space heating | High Efficiency Commercial Ground Source Heat Pump - Heating | 2038 | FIXED_OM | NEW | N/A | USD/teraBtu | us | us | 1677499547.0494
commercial space heating | High Efficiency Commercial Ground Source Heat Pump - Heating | 2038 | FIXED_OM | REPLACEMENT | N/A | USD/teraBtu | us | us | 1677499547.0494
commercial space heating | High Efficiency Commercial Ground Source Heat Pump - Heating | 2038 | INSTALLATION | NEW | N/A | USD/teraBtu | us | us | 105398422020.046
commercial space heating | High Efficiency Commercial Ground Source Heat Pump - Heating | 2038 | INSTALLATION | REPLACEMENT | N/A | USD/teraBtu | us | us | 105398422020.046
commercial space heating | High Efficiency Commercial Ground Source Heat Pump - Heating | 2039 | CAPITAL | NEW | N/A | USD/teraBtu | us | us | 201085568707.014
commercial space heating | High Efficiency Commercial Ground Source Heat Pump - Heating | 2039 | CAPITAL | REPLACEMENT | N/A | USD/teraBtu | us | us | 201085568707.014
commercial space heating | High Efficiency Commercial Ground Source Heat Pump - Heating | 2039 | FIXED_OM | NEW | N/A | USD/teraBtu | us | us | 1677499547.0494
commercial space heating | High Efficiency Commercial Ground Source Heat Pump - Heating | 2039 | FIXED_OM | REPLACEMENT | N/A | USD/teraBtu | us | us | 1677499547.0494
commercial space heating | High Efficiency Commercial Ground Source Heat Pump - Heating | 2039 | INSTALLATION | NEW | N/A | USD/teraBtu | us | us | 105398422020.046
commercial space heating | High Efficiency Commercial Ground Source Heat Pump - Heating | 2039 | INSTALLATION | REPLACEMENT | N/A | USD/teraBtu | us | us | 105398422020.046
commercial space heating | High Efficiency Commercial Ground Source Heat Pump - Heating | 2040 | CAPITAL | NEW | N/A | USD/teraBtu | us | us | 201085568707.014
commercial space heating | High Efficiency Commercial Ground Source Heat Pump - Heating | 2040 | CAPITAL | REPLACEMENT | N/A | USD/teraBtu | us | us | 201085568707.014
commercial space heating | High Efficiency Commercial Ground Source Heat Pump - Heating | 2040 | FIXED_OM | NEW | N/A | USD/teraBtu | us | us | 1677499547.0494
commercial space heating | High Efficiency Commercial Ground Source Heat Pump - Heating | 2040 | FIXED_OM | REPLACEMENT | N/A | USD/teraBtu | us | us | 1677499547.0494
commercial space heating | High Efficiency Commercial Ground Source Heat Pump - Heating | 2040 | INSTALLATION | NEW | N/A | USD/teraBtu | us | us | 105398422020.046
commercial space heating | High Efficiency Commercial Ground Source Heat Pump - Heating | 2040 | INSTALLATION | REPLACEMENT | N/A | USD/teraBtu | us | us | 105398422020.046
commercial space heating | High Efficiency Commercial Ground Source Heat Pump - Heating | 2041 | CAPITAL | NEW | N/A | USD/teraBtu | us | us | 201085568707.014
commercial space heating | High Efficiency Commercial Ground Source Heat Pump - Heating | 2041 | CAPITAL | REPLACEMENT | N/A | USD/teraBtu | us | us | 201085568707.014
commercial space heating | High Efficiency Commercial Ground Source Heat Pump - Heating | 2041 | FIXED_OM | NEW | N/A | USD/teraBtu | us | us | 1677499547.0494
commercial space heating | High Efficiency Commercial Ground Source Heat Pump - Heating | 2041 | FIXED_OM | REPLACEMENT | N/A | USD/teraBtu | us | us | 1677499547.0494
commercial space heating | High Efficiency Commercial Ground Source Heat Pump - Heating | 2041 | INSTALLATION | NEW | N/A | USD/teraBtu | us | us | 105398422020.046
commercial space heating | High Efficiency Commercial Ground Source Heat Pump - Heating | 2041 | INSTALLATION | REPLACEMENT | N/A | USD/teraBtu | us | us | 105398422020.046
commercial space heating | High Efficiency Commercial Ground Source Heat Pump - Heating | 2042 | CAPITAL | NEW | N/A | USD/teraBtu | us | us | 201085568707.014
commercial space heating | High Efficiency Commercial Ground Source Heat Pump - Heating | 2042 | CAPITAL | REPLACEMENT | N/A | USD/teraBtu | us | us | 201085568707.014
commercial space heating | High Efficiency Commercial Ground Source Heat Pump - Heating | 2042 | FIXED_OM | NEW | N/A | USD/teraBtu | us | us | 1677499547.0494
commercial space heating | High Efficiency Commercial Ground Source Heat Pump - Heating | 2042 | FIXED_OM | REPLACEMENT | N/A | USD/teraBtu | us | us | 1677499547.0494
commercial space heating | High Efficiency Commercial Ground Source Heat Pump - Heating | 2042 | INSTALLATION | NEW | N/A | USD/teraBtu | us | us | 105398422020.046
commercial space heating | High Efficiency Commercial Ground Source Heat Pump - Heating | 2042 | INSTALLATION | REPLACEMENT | N/A | USD/teraBtu | us | us | 105398422020.046
commercial space heating | High Efficiency Commercial Ground Source Heat Pump - Heating | 2043 | CAPITAL | NEW | N/A | USD/teraBtu | us | us | 201085568707.014
commercial space heating | High Efficiency Commercial Ground Source Heat Pump - Heating | 2043 | CAPITAL | REPLACEMENT | N/A | USD/teraBtu | us | us | 201085568707.014
commercial space heating | High Efficiency Commercial Ground Source Heat Pump - Heating | 2043 | FIXED_OM | NEW | N/A | USD/teraBtu | us | us | 1677499547.0494
commercial space heating | High Efficiency Commercial Ground Source Heat Pump - Heating | 2043 | FIXED_OM | REPLACEMENT | N/A | USD/teraBtu | us | us | 1677499547.0494
commercial space heating | High Efficiency Commercial Ground Source Heat Pump - Heating | 2043 | INSTALLATION | NEW | N/A | USD/teraBtu | us | us | 105398422020.046
commercial space heating | High Efficiency Commercial Ground Source Heat Pump - Heating | 2043 | INSTALLATION | REPLACEMENT | N/A | USD/teraBtu | us | us | 105398422020.046
commercial space heating | High Efficiency Commercial Ground Source Heat Pump - Heating | 2044 | CAPITAL | NEW | N/A | USD/teraBtu | us | us | 201085568707.014
commercial space heating | High Efficiency Commercial Ground Source Heat Pump - Heating | 2044 | CAPITAL | REPLACEMENT | N/A | USD/teraBtu | us | us | 201085568707.014
commercial space heating | High Efficiency Commercial Ground Source Heat Pump - Heating | 2044 | FIXED_OM | NEW | N/A | USD/teraBtu | us | us | 1677499547.0494
commercial space heating | High Efficiency Commercial Ground Source Heat Pump - Heating | 2044 | FIXED_OM | REPLACEMENT | N/A | USD/teraBtu | us | us | 1677499547.0494
commercial space heating | High Efficiency Commercial Ground Source Heat Pump - Heating | 2044 | INSTALLATION | NEW | N/A | USD/teraBtu | us | us | 105398422020.046
commercial space heating | High Efficiency Commercial Ground Source Heat Pump - Heating | 2044 | INSTALLATION | REPLACEMENT | N/A | USD/teraBtu | us | us | 105398422020.046
commercial space heating | High Efficiency Commercial Ground Source Heat Pump - Heating | 2045 | CAPITAL | NEW | N/A | USD/teraBtu | us | us | 201085568707.014
commercial space heating | High Efficiency Commercial Ground Source Heat Pump - Heating | 2045 | CAPITAL | REPLACEMENT | N/A | USD/teraBtu | us | us | 201085568707.014
commercial space heating | High Efficiency Commercial Ground Source Heat Pump - Heating | 2045 | FIXED_OM | NEW | N/A | USD/teraBtu | us | us | 1677499547.0494
commercial space heating | High Efficiency Commercial Ground Source Heat Pump - Heating | 2045 | FIXED_OM | REPLACEMENT | N/A | USD/teraBtu | us | us | 1677499547.0494
commercial space heating | High Efficiency Commercial Ground Source Heat Pump - Heating | 2045 | INSTALLATION | NEW | N/A | USD/teraBtu | us | us | 105398422020.046
commercial space heating | High Efficiency Commercial Ground Source Heat Pump - Heating | 2045 | INSTALLATION | REPLACEMENT | N/A | USD/teraBtu | us | us | 105398422020.046
commercial space heating | High Efficiency Commercial Ground Source Heat Pump - Heating | 2046 | CAPITAL | NEW | N/A | USD/teraBtu | us | us | 201085568707.014
commercial space heating | High Efficiency Commercial Ground Source Heat Pump - Heating | 2046 | CAPITAL | REPLACEMENT | N/A | USD/teraBtu | us | us | 201085568707.014
commercial space heating | High Efficiency Commercial Ground Source Heat Pump - Heating | 2046 | FIXED_OM | NEW | N/A | USD/teraBtu | us | us | 1677499547.0494
commercial space heating | High Efficiency Commercial Ground Source Heat Pump - Heating | 2046 | FIXED_OM | REPLACEMENT | N/A | USD/teraBtu | us | us | 1677499547.0494
commercial space heating | High Efficiency Commercial Ground Source Heat Pump - Heating | 2046 | INSTALLATION | NEW | N/A | USD/teraBtu | us | us | 105398422020.046
commercial space heating | High Efficiency Commercial Ground Source Heat Pump - Heating | 2046 | INSTALLATION | REPLACEMENT | N/A | USD/teraBtu | us | us | 105398422020.046
commercial space heating | High Efficiency Commercial Ground Source Heat Pump - Heating | 2047 | CAPITAL | NEW | N/A | USD/teraBtu | us | us | 201085568707.014
commercial space heating | High Efficiency Commercial Ground Source Heat Pump - Heating | 2047 | CAPITAL | REPLACEMENT | N/A | USD/teraBtu | us | us | 201085568707.014
commercial space heating | High Efficiency Commercial Ground Source Heat Pump - Heating | 2047 | FIXED_OM | NEW | N/A | USD/teraBtu | us | us | 1677499547.0494
commercial space heating | High Efficiency Commercial Ground Source Heat Pump - Heating | 2047 | FIXED_OM | REPLACEMENT | N/A | USD/teraBtu | us | us | 1677499547.0494
commercial space heating | High Efficiency Commercial Ground Source Heat Pump - Heating | 2047 | INSTALLATION | NEW | N/A | USD/teraBtu | us | us | 105398422020.046
commercial space heating | High Efficiency Commercial Ground Source Heat Pump - Heating | 2047 | INSTALLATION | REPLACEMENT | N/A | USD/teraBtu | us | us | 105398422020.046
commercial space heating | High Efficiency Commercial Ground Source Heat Pump - Heating | 2048 | CAPITAL | NEW | N/A | USD/teraBtu | us | us | 201085568707.014
commercial space heating | High Efficiency Commercial Ground Source Heat Pump - Heating | 2048 | CAPITAL | REPLACEMENT | N/A | USD/teraBtu | us | us | 201085568707.014
commercial space heating | High Efficiency Commercial Ground Source Heat Pump - Heating | 2048 | FIXED_OM | NEW | N/A | USD/teraBtu | us | us | 1677499547.0494
commercial space heating | High Efficiency Commercial Ground Source Heat Pump - Heating | 2048 | FIXED_OM | REPLACEMENT | N/A | USD/teraBtu | us | us | 1677499547.0494
commercial space heating | High Efficiency Commercial Ground Source Heat Pump - Heating | 2048 | INSTALLATION | NEW | N/A | USD/teraBtu | us | us | 105398422020.046
commercial space heating | High Efficiency Commercial Ground Source Heat Pump - Heating | 2048 | INSTALLATION | REPLACEMENT | N/A | USD/teraBtu | us | us | 105398422020.046
commercial space heating | High Efficiency Commercial Ground Source Heat Pump - Heating | 2049 | CAPITAL | NEW | N/A | USD/teraBtu | us | us | 201085568707.014
commercial space heating | High Efficiency Commercial Ground Source Heat Pump - Heating | 2049 | CAPITAL | REPLACEMENT | N/A | USD/teraBtu | us | us | 201085568707.014
commercial space heating | High Efficiency Commercial Ground Source Heat Pump - Heating | 2049 | FIXED_OM | NEW | N/A | USD/teraBtu | us | us | 1677499547.0494
commercial space heating | High Efficiency Commercial Ground Source Heat Pump - Heating | 2049 | FIXED_OM | REPLACEMENT | N/A | USD/teraBtu | us | us | 1677499547.0494
commercial space heating | High Efficiency Commercial Ground Source Heat Pump - Heating | 2049 | INSTALLATION | NEW | N/A | USD/teraBtu | us | us | 105398422020.046
commercial space heating | High Efficiency Commercial Ground Source Heat Pump - Heating | 2049 | INSTALLATION | REPLACEMENT | N/A | USD/teraBtu | us | us | 105398422020.046
commercial space heating | High Efficiency Commercial Ground Source Heat Pump - Heating | 2050 | CAPITAL | NEW | N/A | USD/teraBtu | us | us | 201085568707.014
commercial space heating | High Efficiency Commercial Ground Source Heat Pump - Heating | 2050 | CAPITAL | REPLACEMENT | N/A | USD/teraBtu | us | us | 201085568707.014
commercial space heating | High Efficiency Commercial Ground Source Heat Pump - Heating | 2050 | FIXED_OM | NEW | N/A | USD/teraBtu | us | us | 1677499547.0494
commercial space heating | High Efficiency Commercial Ground Source Heat Pump - Heating | 2050 | FIXED_OM | REPLACEMENT | N/A | USD/teraBtu | us | us | 1677499547.0494
commercial space heating | High Efficiency Commercial Ground Source Heat Pump - Heating | 2050 | INSTALLATION | NEW | N/A | USD/teraBtu | us | us | 105398422020.046
commercial space heating | High Efficiency Commercial Ground Source Heat Pump - Heating | 2050 | INSTALLATION | REPLACEMENT | N/A | USD/teraBtu | us | us | 105398422020.046
commercial space heating | Reference Commercial Air Source Heat Pump - Heating | 2020 | CAPITAL | NEW | N/A | USD/teraBtu | us | us | 34836252574.5094
commercial space heating | Reference Commercial Air Source Heat Pump - Heating | 2020 | CAPITAL | REPLACEMENT | N/A | USD/teraBtu | us | us | 34836252574.5094
commercial space heating | Reference Commercial Air Source Heat Pump - Heating | 2020 | FIXED_OM | NEW | N/A | USD/teraBtu | us | us | 787835250.5312
commercial space heating | Reference Commercial Air Source Heat Pump - Heating | 2020 | FIXED_OM | REPLACEMENT | N/A | USD/teraBtu | us | us | 787835250.5312
commercial space heating | Reference Commercial Air Source Heat Pump - Heating | 2020 | INSTALLATION | NEW | N/A | USD/teraBtu | us | us | 8778735648.7764
commercial space heating | Reference Commercial Air Source Heat Pump - Heating | 2020 | INSTALLATION | REPLACEMENT | N/A | USD/teraBtu | us | us | 8778735648.7764
commercial space heating | Reference Commercial Air Source Heat Pump - Heating | 2021 | CAPITAL | NEW | N/A | USD/teraBtu | us | us | 34836252574.5094
commercial space heating | Reference Commercial Air Source Heat Pump - Heating | 2021 | CAPITAL | REPLACEMENT | N/A | USD/teraBtu | us | us | 34836252574.5094
commercial space heating | Reference Commercial Air Source Heat Pump - Heating | 2021 | FIXED_OM | NEW | N/A | USD/teraBtu | us | us | 787835250.5312
commercial space heating | Reference Commercial Air Source Heat Pump - Heating | 2021 | FIXED_OM | REPLACEMENT | N/A | USD/teraBtu | us | us | 787835250.5312
commercial space heating | Reference Commercial Air Source Heat Pump - Heating | 2021 | INSTALLATION | NEW | N/A | USD/teraBtu | us | us | 8778735648.7764
commercial space heating | Reference Commercial Air Source Heat Pump - Heating | 2021 | INSTALLATION | REPLACEMENT | N/A | USD/teraBtu | us | us | 8778735648.7764
commercial space heating | Reference Commercial Air Source Heat Pump - Heating | 2022 | CAPITAL | NEW | N/A | USD/teraBtu | us | us | 34836252574.5094
commercial space heating | Reference Commercial Air Source Heat Pump - Heating | 2022 | CAPITAL | REPLACEMENT | N/A | USD/teraBtu | us | us | 34836252574.5094
commercial space heating | Reference Commercial Air Source Heat Pump - Heating | 2022 | FIXED_OM | NEW | N/A | USD/teraBtu | us | us | 787835250.5312
commercial space heating | Reference Commercial Air Source Heat Pump - Heating | 2022 | FIXED_OM | REPLACEMENT | N/A | USD/teraBtu | us | us | 787835250.5312
commercial space heating | Reference Commercial Air Source Heat Pump - Heating | 2022 | INSTALLATION | NEW | N/A | USD/teraBtu | us | us | 8778735648.7764
commercial space heating | Reference Commercial Air Source Heat Pump - Heating | 2022 | INSTALLATION | REPLACEMENT | N/A | USD/teraBtu | us | us | 8778735648.7764
commercial space heating | Reference Commercial Air Source Heat Pump - Heating | 2023 | CAPITAL | NEW | N/A | USD/teraBtu | us | us | 34836252574.5094
commercial space heating | Reference Commercial Air Source Heat Pump - Heating | 2023 | CAPITAL | REPLACEMENT | N/A | USD/teraBtu | us | us | 34836252574.5094
commercial space heating | Reference Commercial Air Source Heat Pump - Heating | 2023 | FIXED_OM | NEW | N/A | USD/teraBtu | us | us | 787835250.5312
commercial space heating | Reference Commercial Air Source Heat Pump - Heating | 2023 | FIXED_OM | REPLACEMENT | N/A | USD/teraBtu | us | us | 787835250.5312
commercial space heating | Reference Commercial Air Source Heat Pump - Heating | 2023 | INSTALLATION | NEW | N/A | USD/teraBtu | us | us | 8778735648.7764
commercial space heating | Reference Commercial Air Source Heat Pump - Heating | 2023 | INSTALLATION | REPLACEMENT | N/A | USD/teraBtu | us | us | 8778735648.7764
commercial space heating | Reference Commercial Air Source Heat Pump - Heating | 2024 | CAPITAL | NEW | N/A | USD/teraBtu | us | us | 34836252574.5094
commercial space heating | Reference Commercial Air Source Heat Pump - Heating | 2024 | CAPITAL | REPLACEMENT | N/A | USD/teraBtu | us | us | 34836252574.5094
commercial space heating | Reference Commercial Air Source Heat Pump - Heating | 2024 | FIXED_OM | NEW | N/A | USD/teraBtu | us | us | 787835250.5312
commercial space heating | Reference Commercial Air Source Heat Pump - Heating | 2024 | FIXED_OM | REPLACEMENT | N/A | USD/teraBtu | us | us | 787835250.5312
commercial space heating | Reference Commercial Air Source Heat Pump - Heating | 2024 | INSTALLATION | NEW | N/A | USD/teraBtu | us | us | 8778735648.7764
commercial space heating | Reference Commercial Air Source Heat Pump - Heating | 2024 | INSTALLATION | REPLACEMENT | N/A | USD/teraBtu | us | us | 8778735648.7764
commercial space heating | Reference Commercial Air Source Heat Pump - Heating | 2025 | CAPITAL | NEW | N/A | USD/teraBtu | us | us | 34836252574.5094
commercial space heating | Reference Commercial Air Source Heat Pump - Heating | 2025 | CAPITAL | REPLACEMENT | N/A | USD/teraBtu | us | us | 34836252574.5094
commercial space heating | Reference Commercial Air Source Heat Pump - Heating | 2025 | FIXED_OM | NEW | N/A | USD/teraBtu | us | us | 787835250.5312
commercial space heating | Reference Commercial Air Source Heat Pump - Heating | 2025 | FIXED_OM | REPLACEMENT | N/A | USD/teraBtu | us | us | 787835250.5312
commercial space heating | Reference Commercial Air Source Heat Pump - Heating | 2025 | INSTALLATION | NEW | N/A | USD/teraBtu | us | us | 8778735648.7764
commercial space heating | Reference Commercial Air Source Heat Pump - Heating | 2025 | INSTALLATION | REPLACEMENT | N/A | USD/teraBtu | us | us | 8778735648.7764
commercial space heating | Reference Commercial Air Source Heat Pump - Heating | 2026 | CAPITAL | NEW | N/A | USD/teraBtu | us | us | 34836252574.5094
commercial space heating | Reference Commercial Air Source Heat Pump - Heating | 2026 | CAPITAL | REPLACEMENT | N/A | USD/teraBtu | us | us | 34836252574.5094
commercial space heating | Reference Commercial Air Source Heat Pump - Heating | 2026 | FIXED_OM | NEW | N/A | USD/teraBtu | us | us | 787835250.5312
commercial space heating | Reference Commercial Air Source Heat Pump - Heating | 2026 | FIXED_OM | REPLACEMENT | N/A | USD/teraBtu | us | us | 787835250.5312
commercial space heating | Reference Commercial Air Source Heat Pump - Heating | 2026 | INSTALLATION | NEW | N/A | USD/teraBtu | us | us | 8778735648.7764
commercial space heating | Reference Commercial Air Source Heat Pump - Heating | 2026 | INSTALLATION | REPLACEMENT | N/A | USD/teraBtu | us | us | 8778735648.7764
commercial space heating | Reference Commercial Air Source Heat Pump - Heating | 2027 | CAPITAL | NEW | N/A | USD/teraBtu | us | us | 34836252574.5094
commercial space heating | Reference Commercial Air Source Heat Pump - Heating | 2027 | CAPITAL | REPLACEMENT | N/A | USD/teraBtu | us | us | 34836252574.5094
commercial space heating | Reference Commercial Air Source Heat Pump - Heating | 2027 | FIXED_OM | NEW | N/A | USD/teraBtu | us | us | 787835250.5312
commercial space heating | Reference Commercial Air Source Heat Pump - Heating | 2027 | FIXED_OM | REPLACEMENT | N/A | USD/teraBtu | us | us | 787835250.5312
commercial space heating | Reference Commercial Air Source Heat Pump - Heating | 2027 | INSTALLATION | NEW | N/A | USD/teraBtu | us | us | 8778735648.7764
commercial space heating | Reference Commercial Air Source Heat Pump - Heating | 2027 | INSTALLATION | REPLACEMENT | N/A | USD/teraBtu | us | us | 8778735648.7764
commercial space heating | Reference Commercial Air Source Heat Pump - Heating | 2028 | CAPITAL | NEW | N/A | USD/teraBtu | us | us | 34836252574.5094
commercial space heating | Reference Commercial Air Source Heat Pump - Heating | 2028 | CAPITAL | REPLACEMENT | N/A | USD/teraBtu | us | us | 34836252574.5094
commercial space heating | Reference Commercial Air Source Heat Pump - Heating | 2028 | FIXED_OM | NEW | N/A | USD/teraBtu | us | us | 787835250.5312
commercial space heating | Reference Commercial Air Source Heat Pump - Heating | 2028 | FIXED_OM | REPLACEMENT | N/A | USD/teraBtu | us | us | 787835250.5312
commercial space heating | Reference Commercial Air Source Heat Pump - Heating | 2028 | INSTALLATION | NEW | N/A | USD/teraBtu | us | us | 8778735648.7764
commercial space heating | Reference Commercial Air Source Heat Pump - Heating | 2028 | INSTALLATION | REPLACEMENT | N/A | USD/teraBtu | us | us | 8778735648.7764
commercial space heating | Reference Commercial Air Source Heat Pump - Heating | 2029 | CAPITAL | NEW | N/A | USD/teraBtu | us | us | 34836252574.5094
commercial space heating | Reference Commercial Air Source Heat Pump - Heating | 2029 | CAPITAL | REPLACEMENT | N/A | USD/teraBtu | us | us | 34836252574.5094
commercial space heating | Reference Commercial Air Source Heat Pump - Heating | 2029 | FIXED_OM | NEW | N/A | USD/teraBtu | us | us | 787835250.5312
commercial space heating | Reference Commercial Air Source Heat Pump - Heating | 2029 | FIXED_OM | REPLACEMENT | N/A | USD/teraBtu | us | us | 787835250.5312
commercial space heating | Reference Commercial Air Source Heat Pump - Heating | 2029 | INSTALLATION | NEW | N/A | USD/teraBtu | us | us | 8778735648.7764
commercial space heating | Reference Commercial Air Source Heat Pump - Heating | 2029 | INSTALLATION | REPLACEMENT | N/A | USD/teraBtu | us | us | 8778735648.7764
commercial space heating | Reference Commercial Air Source Heat Pump - Heating | 2030 | CAPITAL | NEW | N/A | USD/teraBtu | us | us | 34836252574.5094
commercial space heating | Reference Commercial Air Source Heat Pump - Heating | 2030 | CAPITAL | REPLACEMENT | N/A | USD/teraBtu | us | us | 34836252574.5094
commercial space heating | Reference Commercial Air Source Heat Pump - Heating | 2030 | FIXED_OM | NEW | N/A | USD/teraBtu | us | us | 787835250.5312
commercial space heating | Reference Commercial Air Source Heat Pump - Heating | 2030 | FIXED_OM | REPLACEMENT | N/A | USD/teraBtu | us | us | 787835250.5312
commercial space heating | Reference Commercial Air Source Heat Pump - Heating | 2030 | INSTALLATION | NEW | N/A | USD/teraBtu | us | us | 8778735648.7764
commercial space heating | Reference Commercial Air Source Heat Pump - Heating | 2030 | INSTALLATION | REPLACEMENT | N/A | USD/teraBtu | us | us | 8778735648.7764
commercial space heating | Reference Commercial Air Source Heat Pump - Heating | 2031 | CAPITAL | NEW | N/A | USD/teraBtu | us | us | 34836252574.5094
commercial space heating | Reference Commercial Air Source Heat Pump - Heating | 2031 | CAPITAL | REPLACEMENT | N/A | USD/teraBtu | us | us | 34836252574.5094
commercial space heating | Reference Commercial Air Source Heat Pump - Heating | 2031 | FIXED_OM | NEW | N/A | USD/teraBtu | us | us | 787835250.5312
commercial space heating | Reference Commercial Air Source Heat Pump - Heating | 2031 | FIXED_OM | REPLACEMENT | N/A | USD/teraBtu | us | us | 787835250.5312
commercial space heating | Reference Commercial Air Source Heat Pump - Heating | 2031 | INSTALLATION | NEW | N/A | USD/teraBtu | us | us | 8778735648.7764
commercial space heating | Reference Commercial Air Source Heat Pump - Heating | 2031 | INSTALLATION | REPLACEMENT | N/A | USD/teraBtu | us | us | 8778735648.7764
commercial space heating | Reference Commercial Air Source Heat Pump - Heating | 2032 | CAPITAL | NEW | N/A | USD/teraBtu | us | us | 34836252574.5094
commercial space heating | Reference Commercial Air Source Heat Pump - Heating | 2032 | CAPITAL | REPLACEMENT | N/A | USD/teraBtu | us | us | 34836252574.5094
commercial space heating | Reference Commercial Air Source Heat Pump - Heating | 2032 | FIXED_OM | NEW | N/A | USD/teraBtu | us | us | 787835250.5312
commercial space heating | Reference Commercial Air Source Heat Pump - Heating | 2032 | FIXED_OM | REPLACEMENT | N/A | USD/teraBtu | us | us | 787835250.5312
commercial space heating | Reference Commercial Air Source Heat Pump - Heating | 2032 | INSTALLATION | NEW | N/A | USD/teraBtu | us | us | 8778735648.7764
commercial space heating | Reference Commercial Air Source Heat Pump - Heating | 2032 | INSTALLATION | REPLACEMENT | N/A | USD/teraBtu | us | us | 8778735648.7764
commercial space heating | Reference Commercial Air Source Heat Pump - Heating | 2033 | CAPITAL | NEW | N/A | USD/teraBtu | us | us | 34836252574.5094
commercial space heating | Reference Commercial Air Source Heat Pump - Heating | 2033 | CAPITAL | REPLACEMENT | N/A | USD/teraBtu | us | us | 34836252574.5094
commercial space heating | Reference Commercial Air Source Heat Pump - Heating | 2033 | FIXED_OM | NEW | N/A | USD/teraBtu | us | us | 787835250.5312
commercial space heating | Reference Commercial Air Source Heat Pump - Heating | 2033 | FIXED_OM | REPLACEMENT | N/A | USD/teraBtu | us | us | 787835250.5312
commercial space heating | Reference Commercial Air Source Heat Pump - Heating | 2033 | INSTALLATION | NEW | N/A | USD/teraBtu | us | us | 8778735648.7764
commercial space heating | Reference Commercial Air Source Heat Pump - Heating | 2033 | INSTALLATION | REPLACEMENT | N/A | USD/teraBtu | us | us | 8778735648.7764
commercial space heating | Reference Commercial Air Source Heat Pump - Heating | 2034 | CAPITAL | NEW | N/A | USD/teraBtu | us | us | 34836252574.5094
commercial space heating | Reference Commercial Air Source Heat Pump - Heating | 2034 | CAPITAL | REPLACEMENT | N/A | USD/teraBtu | us | us | 34836252574.5094
commercial space heating | Reference Commercial Air Source Heat Pump - Heating | 2034 | FIXED_OM | NEW | N/A | USD/teraBtu | us | us | 787835250.5312
commercial space heating | Reference Commercial Air Source Heat Pump - Heating | 2034 | FIXED_OM | REPLACEMENT | N/A | USD/teraBtu | us | us | 787835250.5312
commercial space heating | Reference Commercial Air Source Heat Pump - Heating | 2034 | INSTALLATION | NEW | N/A | USD/teraBtu | us | us | 8778735648.7764
commercial space heating | Reference Commercial Air Source Heat Pump - Heating | 2034 | INSTALLATION | REPLACEMENT | N/A | USD/teraBtu | us | us | 8778735648.7764
commercial space heating | Reference Commercial Air Source Heat Pump - Heating | 2035 | CAPITAL | NEW | N/A | USD/teraBtu | us | us | 34836252574.5094
commercial space heating | Reference Commercial Air Source Heat Pump - Heating | 2035 | CAPITAL | REPLACEMENT | N/A | USD/teraBtu | us | us | 34836252574.5094
commercial space heating | Reference Commercial Air Source Heat Pump - Heating | 2035 | FIXED_OM | NEW | N/A | USD/teraBtu | us | us | 787835250.5312
commercial space heating | Reference Commercial Air Source Heat Pump - Heating | 2035 | FIXED_OM | REPLACEMENT | N/A | USD/teraBtu | us | us | 787835250.5312
commercial space heating | Reference Commercial Air Source Heat Pump - Heating | 2035 | INSTALLATION | NEW | N/A | USD/teraBtu | us | us | 8778735648.7764
commercial space heating | Reference Commercial Air Source Heat Pump - Heating | 2035 | INSTALLATION | REPLACEMENT | N/A | USD/teraBtu | us | us | 8778735648.7764
commercial space heating | Reference Commercial Air Source Heat Pump - Heating | 2036 | CAPITAL | NEW | N/A | USD/teraBtu | us | us | 34836252574.5094
commercial space heating | Reference Commercial Air Source Heat Pump - Heating | 2036 | CAPITAL | REPLACEMENT | N/A | USD/teraBtu | us | us | 34836252574.5094
commercial space heating | Reference Commercial Air Source Heat Pump - Heating | 2036 | FIXED_OM | NEW | N/A | USD/teraBtu | us | us | 787835250.5312
commercial space heating | Reference Commercial Air Source Heat Pump - Heating | 2036 | FIXED_OM | REPLACEMENT | N/A | USD/teraBtu | us | us | 787835250.5312
commercial space heating | Reference Commercial Air Source Heat Pump - Heating | 2036 | INSTALLATION | NEW | N/A | USD/teraBtu | us | us | 8778735648.7764
commercial space heating | Reference Commercial Air Source Heat Pump - Heating | 2036 | INSTALLATION | REPLACEMENT | N/A | USD/teraBtu | us | us | 8778735648.7764
commercial space heating | Reference Commercial Air Source Heat Pump - Heating | 2037 | CAPITAL | NEW | N/A | USD/teraBtu | us | us | 34836252574.5094
commercial space heating | Reference Commercial Air Source Heat Pump - Heating | 2037 | CAPITAL | REPLACEMENT | N/A | USD/teraBtu | us | us | 34836252574.5094
commercial space heating | Reference Commercial Air Source Heat Pump - Heating | 2037 | FIXED_OM | NEW | N/A | USD/teraBtu | us | us | 787835250.5312
commercial space heating | Reference Commercial Air Source Heat Pump - Heating | 2037 | FIXED_OM | REPLACEMENT | N/A | USD/teraBtu | us | us | 787835250.5312
commercial space heating | Reference Commercial Air Source Heat Pump - Heating | 2037 | INSTALLATION | NEW | N/A | USD/teraBtu | us | us | 8778735648.7764
commercial space heating | Reference Commercial Air Source Heat Pump - Heating | 2037 | INSTALLATION | REPLACEMENT | N/A | USD/teraBtu | us | us | 8778735648.7764
commercial space heating | Reference Commercial Air Source Heat Pump - Heating | 2038 | CAPITAL | NEW | N/A | USD/teraBtu | us | us | 34836252574.5094
commercial space heating | Reference Commercial Air Source Heat Pump - Heating | 2038 | CAPITAL | REPLACEMENT | N/A | USD/teraBtu | us | us | 34836252574.5094
commercial space heating | Reference Commercial Air Source Heat Pump - Heating | 2038 | FIXED_OM | NEW | N/A | USD/teraBtu | us | us | 787835250.5312
commercial space heating | Reference Commercial Air Source Heat Pump - Heating | 2038 | FIXED_OM | REPLACEMENT | N/A | USD/teraBtu | us | us | 787835250.5312
commercial space heating | Reference Commercial Air Source Heat Pump - Heating | 2038 | INSTALLATION | NEW | N/A | USD/teraBtu | us | us | 8778735648.7764
commercial space heating | Reference Commercial Air Source Heat Pump - Heating | 2038 | INSTALLATION | REPLACEMENT | N/A | USD/teraBtu | us | us | 8778735648.7764
commercial space heating | Reference Commercial Air Source Heat Pump - Heating | 2039 | CAPITAL | NEW | N/A | USD/teraBtu | us | us | 34836252574.5094
commercial space heating | Reference Commercial Air Source Heat Pump - Heating | 2039 | CAPITAL | REPLACEMENT | N/A | USD/teraBtu | us | us | 34836252574.5094
commercial space heating | Reference Commercial Air Source Heat Pump - Heating | 2039 | FIXED_OM | NEW | N/A | USD/teraBtu | us | us | 787835250.5312
commercial space heating | Reference Commercial Air Source Heat Pump - Heating | 2039 | FIXED_OM | REPLACEMENT | N/A | USD/teraBtu | us | us | 787835250.5312
commercial space heating | Reference Commercial Air Source Heat Pump - Heating | 2039 | INSTALLATION | NEW | N/A | USD/teraBtu | us | us | 8778735648.7764
commercial space heating | Reference Commercial Air Source Heat Pump - Heating | 2039 | INSTALLATION | REPLACEMENT | N/A | USD/teraBtu | us | us | 8778735648.7764
commercial space heating | Reference Commercial Air Source Heat Pump - Heating | 2040 | CAPITAL | NEW | N/A | USD/teraBtu | us | us | 34836252574.5094
commercial space heating | Reference Commercial Air Source Heat Pump - Heating | 2040 | CAPITAL | REPLACEMENT | N/A | USD/teraBtu | us | us | 34836252574.5094
commercial space heating | Reference Commercial Air Source Heat Pump - Heating | 2040 | FIXED_OM | NEW | N/A | USD/teraBtu | us | us | 787835250.5312
commercial space heating | Reference Commercial Air Source Heat Pump - Heating | 2040 | FIXED_OM | REPLACEMENT | N/A | USD/teraBtu | us | us | 787835250.5312
commercial space heating | Reference Commercial Air Source Heat Pump - Heating | 2040 | INSTALLATION | NEW | N/A | USD/teraBtu | us | us | 8778735648.7764
commercial space heating | Reference Commercial Air Source Heat Pump - Heating | 2040 | INSTALLATION | REPLACEMENT | N/A | USD/teraBtu | us | us | 8778735648.7764
commercial space heating | Reference Commercial Air Source Heat Pump - Heating | 2041 | CAPITAL | NEW | N/A | USD/teraBtu | us | us | 34836252574.5094
commercial space heating | Reference Commercial Air Source Heat Pump - Heating | 2041 | CAPITAL | REPLACEMENT | N/A | USD/teraBtu | us | us | 34836252574.5094
commercial space heating | Reference Commercial Air Source Heat Pump - Heating | 2041 | FIXED_OM | NEW | N/A | USD/teraBtu | us | us | 787835250.5312
commercial space heating | Reference Commercial Air Source Heat Pump - Heating | 2041 | FIXED_OM | REPLACEMENT | N/A | USD/teraBtu | us | us | 787835250.5312
commercial space heating | Reference Commercial Air Source Heat Pump - Heating | 2041 | INSTALLATION | NEW | N/A | USD/teraBtu | us | us | 8778735648.7764
commercial space heating | Reference Commercial Air Source Heat Pump - Heating | 2041 | INSTALLATION | REPLACEMENT | N/A | USD/teraBtu | us | us | 8778735648.7764
commercial space heating | Reference Commercial Air Source Heat Pump - Heating | 2042 | CAPITAL | NEW | N/A | USD/teraBtu | us | us | 34836252574.5094
commercial space heating | Reference Commercial Air Source Heat Pump - Heating | 2042 | CAPITAL | REPLACEMENT | N/A | USD/teraBtu | us | us | 34836252574.5094
commercial space heating | Reference Commercial Air Source Heat Pump - Heating | 2042 | FIXED_OM | NEW | N/A | USD/teraBtu | us | us | 787835250.5312
commercial space heating | Reference Commercial Air Source Heat Pump - Heating | 2042 | FIXED_OM | REPLACEMENT | N/A | USD/teraBtu | us | us | 787835250.5312
commercial space heating | Reference Commercial Air Source Heat Pump - Heating | 2042 | INSTALLATION | NEW | N/A | USD/teraBtu | us | us | 8778735648.7764
commercial space heating | Reference Commercial Air Source Heat Pump - Heating | 2042 | INSTALLATION | REPLACEMENT | N/A | USD/teraBtu | us | us | 8778735648.7764
commercial space heating | Reference Commercial Air Source Heat Pump - Heating | 2043 | CAPITAL | NEW | N/A | USD/teraBtu | us | us | 34836252574.5094
commercial space heating | Reference Commercial Air Source Heat Pump - Heating | 2043 | CAPITAL | REPLACEMENT | N/A | USD/teraBtu | us | us | 34836252574.5094
commercial space heating | Reference Commercial Air Source Heat Pump - Heating | 2043 | FIXED_OM | NEW | N/A | USD/teraBtu | us | us | 787835250.5312
commercial space heating | Reference Commercial Air Source Heat Pump - Heating | 2043 | FIXED_OM | REPLACEMENT | N/A | USD/teraBtu | us | us | 787835250.5312
commercial space heating | Reference Commercial Air Source Heat Pump - Heating | 2043 | INSTALLATION | NEW | N/A | USD/teraBtu | us | us | 8778735648.7764
commercial space heating | Reference Commercial Air Source Heat Pump - Heating | 2043 | INSTALLATION | REPLACEMENT | N/A | USD/teraBtu | us | us | 8778735648.7764
commercial space heating | Reference Commercial Air Source Heat Pump - Heating | 2044 | CAPITAL | NEW | N/A | USD/teraBtu | us | us | 34836252574.5094
commercial space heating | Reference Commercial Air Source Heat Pump - Heating | 2044 | CAPITAL | REPLACEMENT | N/A | USD/teraBtu | us | us | 34836252574.5094
commercial space heating | Reference Commercial Air Source Heat Pump - Heating | 2044 | FIXED_OM | NEW | N/A | USD/teraBtu | us | us | 787835250.5312
commercial space heating | Reference Commercial Air Source Heat Pump - Heating | 2044 | FIXED_OM | REPLACEMENT | N/A | USD/teraBtu | us | us | 787835250.5312
commercial space heating | Reference Commercial Air Source Heat Pump - Heating | 2044 | INSTALLATION | NEW | N/A | USD/teraBtu | us | us | 8778735648.7764
commercial space heating | Reference Commercial Air Source Heat Pump - Heating | 2044 | INSTALLATION | REPLACEMENT | N/A | USD/teraBtu | us | us | 8778735648.7764
commercial space heating | Reference Commercial Air Source Heat Pump - Heating | 2045 | CAPITAL | NEW | N/A | USD/teraBtu | us | us | 34836252574.5094
commercial space heating | Reference Commercial Air Source Heat Pump - Heating | 2045 | CAPITAL | REPLACEMENT | N/A | USD/teraBtu | us | us | 34836252574.5094
commercial space heating | Reference Commercial Air Source Heat Pump - Heating | 2045 | FIXED_OM | NEW | N/A | USD/teraBtu | us | us | 787835250.5312
commercial space heating | Reference Commercial Air Source Heat Pump - Heating | 2045 | FIXED_OM | REPLACEMENT | N/A | USD/teraBtu | us | us | 787835250.5312
commercial space heating | Reference Commercial Air Source Heat Pump - Heating | 2045 | INSTALLATION | NEW | N/A | USD/teraBtu | us | us | 8778735648.7764
commercial space heating | Reference Commercial Air Source Heat Pump - Heating | 2045 | INSTALLATION | REPLACEMENT | N/A | USD/teraBtu | us | us | 8778735648.7764
commercial space heating | Reference Commercial Air Source Heat Pump - Heating | 2046 | CAPITAL | NEW | N/A | USD/teraBtu | us | us | 34836252574.5094
commercial space heating | Reference Commercial Air Source Heat Pump - Heating | 2046 | CAPITAL | REPLACEMENT | N/A | USD/teraBtu | us | us | 34836252574.5094
commercial space heating | Reference Commercial Air Source Heat Pump - Heating | 2046 | FIXED_OM | NEW | N/A | USD/teraBtu | us | us | 787835250.5312
commercial space heating | Reference Commercial Air Source Heat Pump - Heating | 2046 | FIXED_OM | REPLACEMENT | N/A | USD/teraBtu | us | us | 787835250.5312
commercial space heating | Reference Commercial Air Source Heat Pump - Heating | 2046 | INSTALLATION | NEW | N/A | USD/teraBtu | us | us | 8778735648.7764
commercial space heating | Reference Commercial Air Source Heat Pump - Heating | 2046 | INSTALLATION | REPLACEMENT | N/A | USD/teraBtu | us | us | 8778735648.7764
commercial space heating | Reference Commercial Air Source Heat Pump - Heating | 2047 | CAPITAL | NEW | N/A | USD/teraBtu | us | us | 34836252574.5094
commercial space heating | Reference Commercial Air Source Heat Pump - Heating | 2047 | CAPITAL | REPLACEMENT | N/A | USD/teraBtu | us | us | 34836252574.5094
commercial space heating | Reference Commercial Air Source Heat Pump - Heating | 2047 | FIXED_OM | NEW | N/A | USD/teraBtu | us | us | 787835250.5312
commercial space heating | Reference Commercial Air Source Heat Pump - Heating | 2047 | FIXED_OM | REPLACEMENT | N/A | USD/teraBtu | us | us | 787835250.5312
commercial space heating | Reference Commercial Air Source Heat Pump - Heating | 2047 | INSTALLATION | NEW | N/A | USD/teraBtu | us | us | 8778735648.7764
commercial space heating | Reference Commercial Air Source Heat Pump - Heating | 2047 | INSTALLATION | REPLACEMENT | N/A | USD/teraBtu | us | us | 8778735648.7764
commercial space heating | Reference Commercial Air Source Heat Pump - Heating | 2048 | CAPITAL | NEW | N/A | USD/teraBtu | us | us | 34836252574.5094
commercial space heating | Reference Commercial Air Source Heat Pump - Heating | 2048 | CAPITAL | REPLACEMENT | N/A | USD/teraBtu | us | us | 34836252574.5094
commercial space heating | Reference Commercial Air Source Heat Pump - Heating | 2048 | FIXED_OM | NEW | N/A | USD/teraBtu | us | us | 787835250.5312
commercial space heating | Reference Commercial Air Source Heat Pump - Heating | 2048 | FIXED_OM | REPLACEMENT | N/A | USD/teraBtu | us | us | 787835250.5312
commercial space heating | Reference Commercial Air Source Heat Pump - Heating | 2048 | INSTALLATION | NEW | N/A | USD/teraBtu | us | us | 8778735648.7764
commercial space heating | Reference Commercial Air Source Heat Pump - Heating | 2048 | INSTALLATION | REPLACEMENT | N/A | USD/teraBtu | us | us | 8778735648.7764
commercial space heating | Reference Commercial Air Source Heat Pump - Heating | 2049 | CAPITAL | NEW | N/A | USD/teraBtu | us | us | 34836252574.5094
commercial space heating | Reference Commercial Air Source Heat Pump - Heating | 2049 | CAPITAL | REPLACEMENT | N/A | USD/teraBtu | us | us | 34836252574.5094
commercial space heating | Reference Commercial Air Source Heat Pump - Heating | 2049 | FIXED_OM | NEW | N/A | USD/teraBtu | us | us | 787835250.5312
commercial space heating | Reference Commercial Air Source Heat Pump - Heating | 2049 | FIXED_OM | REPLACEMENT | N/A | USD/teraBtu | us | us | 787835250.5312
commercial space heating | Reference Commercial Air Source Heat Pump - Heating | 2049 | INSTALLATION | NEW | N/A | USD/teraBtu | us | us | 8778735648.7764
commercial space heating | Reference Commercial Air Source Heat Pump - Heating | 2049 | INSTALLATION | REPLACEMENT | N/A | USD/teraBtu | us | us | 8778735648.7764
commercial space heating | Reference Commercial Air Source Heat Pump - Heating | 2050 | CAPITAL | NEW | N/A | USD/teraBtu | us | us | 34836252574.5094
commercial space heating | Reference Commercial Air Source Heat Pump - Heating | 2050 | CAPITAL | REPLACEMENT | N/A | USD/teraBtu | us | us | 34836252574.5094
commercial space heating | Reference Commercial Air Source Heat Pump - Heating | 2050 | FIXED_OM | NEW | N/A | USD/teraBtu | us | us | 787835250.5312
commercial space heating | Reference Commercial Air Source Heat Pump - Heating | 2050 | FIXED_OM | REPLACEMENT | N/A | USD/teraBtu | us | us | 787835250.5312
commercial space heating | Reference Commercial Air Source Heat Pump - Heating | 2050 | INSTALLATION | NEW | N/A | USD/teraBtu | us | us | 8778735648.7764
commercial space heating | Reference Commercial Air Source Heat Pump - Heating | 2050 | INSTALLATION | REPLACEMENT | N/A | USD/teraBtu | us | us | 8778735648.7764
commercial space heating | Reference Commercial Distillate Boiler | 2020 | CAPITAL | NEW | N/A | USD/teraBtu | us | us | 19133141798.6151
commercial space heating | Reference Commercial Distillate Boiler | 2020 | CAPITAL | REPLACEMENT | N/A | USD/teraBtu | us | us | 19133141798.6151
commercial space heating | Reference Commercial Distillate Boiler | 2020 | FIXED_OM | NEW | N/A | USD/teraBtu | us | us | 182220398.082
commercial space heating | Reference Commercial Distillate Boiler | 2020 | FIXED_OM | REPLACEMENT | N/A | USD/teraBtu | us | us | 182220398.082
commercial space heating | Reference Commercial Distillate Boiler | 2020 | INSTALLATION | NEW | N/A | USD/teraBtu | us | us | 3044152532.6648
commercial space heating | Reference Commercial Distillate Boiler | 2020 | INSTALLATION | REPLACEMENT | N/A | USD/teraBtu | us | us | 3044152532.6648
commercial space heating | Reference Commercial Distillate Boiler | 2021 | CAPITAL | NEW | N/A | USD/teraBtu | us | us | 19133141798.6151
commercial space heating | Reference Commercial Distillate Boiler | 2021 | CAPITAL | REPLACEMENT | N/A | USD/teraBtu | us | us | 19133141798.6151
commercial space heating | Reference Commercial Distillate Boiler | 2021 | FIXED_OM | NEW | N/A | USD/teraBtu | us | us | 182220398.082
commercial space heating | Reference Commercial Distillate Boiler | 2021 | FIXED_OM | REPLACEMENT | N/A | USD/teraBtu | us | us | 182220398.082
commercial space heating | Reference Commercial Distillate Boiler | 2021 | INSTALLATION | NEW | N/A | USD/teraBtu | us | us | 3044152532.6648
commercial space heating | Reference Commercial Distillate Boiler | 2021 | INSTALLATION | REPLACEMENT | N/A | USD/teraBtu | us | us | 3044152532.6648
commercial space heating | Reference Commercial Distillate Boiler | 2022 | CAPITAL | NEW | N/A | USD/teraBtu | us | us | 19133141798.6151
commercial space heating | Reference Commercial Distillate Boiler | 2022 | CAPITAL | REPLACEMENT | N/A | USD/teraBtu | us | us | 19133141798.6151
commercial space heating | Reference Commercial Distillate Boiler | 2022 | FIXED_OM | NEW | N/A | USD/teraBtu | us | us | 182220398.082
commercial space heating | Reference Commercial Distillate Boiler | 2022 | FIXED_OM | REPLACEMENT | N/A | USD/teraBtu | us | us | 182220398.082
commercial space heating | Reference Commercial Distillate Boiler | 2022 | INSTALLATION | NEW | N/A | USD/teraBtu | us | us | 3044152532.6648
commercial space heating | Reference Commercial Distillate Boiler | 2022 | INSTALLATION | REPLACEMENT | N/A | USD/teraBtu | us | us | 3044152532.6648
commercial space heating | Reference Commercial Distillate Boiler | 2023 | CAPITAL | NEW | N/A | USD/teraBtu | us | us | 19133141798.6151
commercial space heating | Reference Commercial Distillate Boiler | 2023 | CAPITAL | REPLACEMENT | N/A | USD/teraBtu | us | us | 19133141798.6151
commercial space heating | Reference Commercial Distillate Boiler | 2023 | FIXED_OM | NEW | N/A | USD/teraBtu | us | us | 182220398.082
commercial space heating | Reference Commercial Distillate Boiler | 2023 | FIXED_OM | REPLACEMENT | N/A | USD/teraBtu | us | us | 182220398.082
commercial space heating | Reference Commercial Distillate Boiler | 2023 | INSTALLATION | NEW | N/A | USD/teraBtu | us | us | 3044152532.6648
commercial space heating | Reference Commercial Distillate Boiler | 2023 | INSTALLATION | REPLACEMENT | N/A | USD/teraBtu | us | us | 3044152532.6648
commercial space heating | Reference Commercial Distillate Boiler | 2024 | CAPITAL | NEW | N/A | USD/teraBtu | us | us | 19133141798.6151
commercial space heating | Reference Commercial Distillate Boiler | 2024 | CAPITAL | REPLACEMENT | N/A | USD/teraBtu | us | us | 19133141798.6151
commercial space heating | Reference Commercial Distillate Boiler | 2024 | FIXED_OM | NEW | N/A | USD/teraBtu | us | us | 182220398.082
commercial space heating | Reference Commercial Distillate Boiler | 2024 | FIXED_OM | REPLACEMENT | N/A | USD/teraBtu | us | us | 182220398.082
commercial space heating | Reference Commercial Distillate Boiler | 2024 | INSTALLATION | NEW | N/A | USD/teraBtu | us | us | 3044152532.6648
commercial space heating | Reference Commercial Distillate Boiler | 2024 | INSTALLATION | REPLACEMENT | N/A | USD/teraBtu | us | us | 3044152532.6648
commercial space heating | Reference Commercial Distillate Boiler | 2025 | CAPITAL | NEW | N/A | USD/teraBtu | us | us | 19133141798.6151
commercial space heating | Reference Commercial Distillate Boiler | 2025 | CAPITAL | REPLACEMENT | N/A | USD/teraBtu | us | us | 19133141798.6151
commercial space heating | Reference Commercial Distillate Boiler | 2025 | FIXED_OM | NEW | N/A | USD/teraBtu | us | us | 182220398.082
commercial space heating | Reference Commercial Distillate Boiler | 2025 | FIXED_OM | REPLACEMENT | N/A | USD/teraBtu | us | us | 182220398.082
commercial space heating | Reference Commercial Distillate Boiler | 2025 | INSTALLATION | NEW | N/A | USD/teraBtu | us | us | 3044152532.6648
commercial space heating | Reference Commercial Distillate Boiler | 2025 | INSTALLATION | REPLACEMENT | N/A | USD/teraBtu | us | us | 3044152532.6648
commercial space heating | Reference Commercial Distillate Boiler | 2026 | CAPITAL | NEW | N/A | USD/teraBtu | us | us | 19133141798.6151
commercial space heating | Reference Commercial Distillate Boiler | 2026 | CAPITAL | REPLACEMENT | N/A | USD/teraBtu | us | us | 19133141798.6151
commercial space heating | Reference Commercial Distillate Boiler | 2026 | FIXED_OM | NEW | N/A | USD/teraBtu | us | us | 182220398.082
commercial space heating | Reference Commercial Distillate Boiler | 2026 | FIXED_OM | REPLACEMENT | N/A | USD/teraBtu | us | us | 182220398.082
commercial space heating | Reference Commercial Distillate Boiler | 2026 | INSTALLATION | NEW | N/A | USD/teraBtu | us | us | 3044152532.6648
commercial space heating | Reference Commercial Distillate Boiler | 2026 | INSTALLATION | REPLACEMENT | N/A | USD/teraBtu | us | us | 3044152532.6648
commercial space heating | Reference Commercial Distillate Boiler | 2027 | CAPITAL | NEW | N/A | USD/teraBtu | us | us | 19133141798.6151
commercial space heating | Reference Commercial Distillate Boiler | 2027 | CAPITAL | REPLACEMENT | N/A | USD/teraBtu | us | us | 19133141798.6151
commercial space heating | Reference Commercial Distillate Boiler | 2027 | FIXED_OM | NEW | N/A | USD/teraBtu | us | us | 182220398.082
commercial space heating | Reference Commercial Distillate Boiler | 2027 | FIXED_OM | REPLACEMENT | N/A | USD/teraBtu | us | us | 182220398.082
commercial space heating | Reference Commercial Distillate Boiler | 2027 | INSTALLATION | NEW | N/A | USD/teraBtu | us | us | 3044152532.6648
commercial space heating | Reference Commercial Distillate Boiler | 2027 | INSTALLATION | REPLACEMENT | N/A | USD/teraBtu | us | us | 3044152532.6648
commercial space heating | Reference Commercial Distillate Boiler | 2028 | CAPITAL | NEW | N/A | USD/teraBtu | us | us | 19133141798.6151
commercial space heating | Reference Commercial Distillate Boiler | 2028 | CAPITAL | REPLACEMENT | N/A | USD/teraBtu | us | us | 19133141798.6151
commercial space heating | Reference Commercial Distillate Boiler | 2028 | FIXED_OM | NEW | N/A | USD/teraBtu | us | us | 182220398.082
commercial space heating | Reference Commercial Distillate Boiler | 2028 | FIXED_OM | REPLACEMENT | N/A | USD/teraBtu | us | us | 182220398.082
commercial space heating | Reference Commercial Distillate Boiler | 2028 | INSTALLATION | NEW | N/A | USD/teraBtu | us | us | 3044152532.6648
commercial space heating | Reference Commercial Distillate Boiler | 2028 | INSTALLATION | REPLACEMENT | N/A | USD/teraBtu | us | us | 3044152532.6648
commercial space heating | Reference Commercial Distillate Boiler | 2029 | CAPITAL | NEW | N/A | USD/teraBtu | us | us | 19133141798.6151
commercial space heating | Reference Commercial Distillate Boiler | 2029 | CAPITAL | REPLACEMENT | N/A | USD/teraBtu | us | us | 19133141798.6151
commercial space heating | Reference Commercial Distillate Boiler | 2029 | FIXED_OM | NEW | N/A | USD/teraBtu | us | us | 182220398.082
commercial space heating | Reference Commercial Distillate Boiler | 2029 | FIXED_OM | REPLACEMENT | N/A | USD/teraBtu | us | us | 182220398.082
commercial space heating | Reference Commercial Distillate Boiler | 2029 | INSTALLATION | NEW | N/A | USD/teraBtu | us | us | 3044152532.6648
commercial space heating | Reference Commercial Distillate Boiler | 2029 | INSTALLATION | REPLACEMENT | N/A | USD/teraBtu | us | us | 3044152532.6648
commercial space heating | Reference Commercial Distillate Boiler | 2030 | CAPITAL | NEW | N/A | USD/teraBtu | us | us | 19133141798.6151
commercial space heating | Reference Commercial Distillate Boiler | 2030 | CAPITAL | REPLACEMENT | N/A | USD/teraBtu | us | us | 19133141798.6151
commercial space heating | Reference Commercial Distillate Boiler | 2030 | FIXED_OM | NEW | N/A | USD/teraBtu | us | us | 182220398.082
commercial space heating | Reference Commercial Distillate Boiler | 2030 | FIXED_OM | REPLACEMENT | N/A | USD/teraBtu | us | us | 182220398.082
commercial space heating | Reference Commercial Distillate Boiler | 2030 | INSTALLATION | NEW | N/A | USD/teraBtu | us | us | 3044152532.6648
commercial space heating | Reference Commercial Distillate Boiler | 2030 | INSTALLATION | REPLACEMENT | N/A | USD/teraBtu | us | us | 3044152532.6648
commercial space heating | Reference Commercial Distillate Boiler | 2031 | CAPITAL | NEW | N/A | USD/teraBtu | us | us | 19133141798.6151
commercial space heating | Reference Commercial Distillate Boiler | 2031 | CAPITAL | REPLACEMENT | N/A | USD/teraBtu | us | us | 19133141798.6151
commercial space heating | Reference Commercial Distillate Boiler | 2031 | FIXED_OM | NEW | N/A | USD/teraBtu | us | us | 182220398.082
commercial space heating | Reference Commercial Distillate Boiler | 2031 | FIXED_OM | REPLACEMENT | N/A | USD/teraBtu | us | us | 182220398.082
commercial space heating | Reference Commercial Distillate Boiler | 2031 | INSTALLATION | NEW | N/A | USD/teraBtu | us | us | 3044152532.6648
commercial space heating | Reference Commercial Distillate Boiler | 2031 | INSTALLATION | REPLACEMENT | N/A | USD/teraBtu | us | us | 3044152532.6648
commercial space heating | Reference Commercial Distillate Boiler | 2032 | CAPITAL | NEW | N/A | USD/teraBtu | us | us | 19133141798.6151
commercial space heating | Reference Commercial Distillate Boiler | 2032 | CAPITAL | REPLACEMENT | N/A | USD/teraBtu | us | us | 19133141798.6151
commercial space heating | Reference Commercial Distillate Boiler | 2032 | FIXED_OM | NEW | N/A | USD/teraBtu | us | us | 182220398.082
commercial space heating | Reference Commercial Distillate Boiler | 2032 | FIXED_OM | REPLACEMENT | N/A | USD/teraBtu | us | us | 182220398.082
commercial space heating | Reference Commercial Distillate Boiler | 2032 | INSTALLATION | NEW | N/A | USD/teraBtu | us | us | 3044152532.6648
commercial space heating | Reference Commercial Distillate Boiler | 2032 | INSTALLATION | REPLACEMENT | N/A | USD/teraBtu | us | us | 3044152532.6648
commercial space heating | Reference Commercial Distillate Boiler | 2033 | CAPITAL | NEW | N/A | USD/teraBtu | us | us | 19133141798.6151
commercial space heating | Reference Commercial Distillate Boiler | 2033 | CAPITAL | REPLACEMENT | N/A | USD/teraBtu | us | us | 19133141798.6151
commercial space heating | Reference Commercial Distillate Boiler | 2033 | FIXED_OM | NEW | N/A | USD/teraBtu | us | us | 182220398.082
commercial space heating | Reference Commercial Distillate Boiler | 2033 | FIXED_OM | REPLACEMENT | N/A | USD/teraBtu | us | us | 182220398.082
commercial space heating | Reference Commercial Distillate Boiler | 2033 | INSTALLATION | NEW | N/A | USD/teraBtu | us | us | 3044152532.6648
commercial space heating | Reference Commercial Distillate Boiler | 2033 | INSTALLATION | REPLACEMENT | N/A | USD/teraBtu | us | us | 3044152532.6648
commercial space heating | Reference Commercial Distillate Boiler | 2034 | CAPITAL | NEW | N/A | USD/teraBtu | us | us | 19133141798.6151
commercial space heating | Reference Commercial Distillate Boiler | 2034 | CAPITAL | REPLACEMENT | N/A | USD/teraBtu | us | us | 19133141798.6151
commercial space heating | Reference Commercial Distillate Boiler | 2034 | FIXED_OM | NEW | N/A | USD/teraBtu | us | us | 182220398.082
commercial space heating | Reference Commercial Distillate Boiler | 2034 | FIXED_OM | REPLACEMENT | N/A | USD/teraBtu | us | us | 182220398.082
commercial space heating | Reference Commercial Distillate Boiler | 2034 | INSTALLATION | NEW | N/A | USD/teraBtu | us | us | 3044152532.6648
commercial space heating | Reference Commercial Distillate Boiler | 2034 | INSTALLATION | REPLACEMENT | N/A | USD/teraBtu | us | us | 3044152532.6648
commercial space heating | Reference Commercial Distillate Boiler | 2035 | CAPITAL | NEW | N/A | USD/teraBtu | us | us | 19133141798.6151
commercial space heating | Reference Commercial Distillate Boiler | 2035 | CAPITAL | REPLACEMENT | N/A | USD/teraBtu | us | us | 19133141798.6151
commercial space heating | Reference Commercial Distillate Boiler | 2035 | FIXED_OM | NEW | N/A | USD/teraBtu | us | us | 182220398.082
commercial space heating | Reference Commercial Distillate Boiler | 2035 | FIXED_OM | REPLACEMENT | N/A | USD/teraBtu | us | us | 182220398.082
commercial space heating | Reference Commercial Distillate Boiler | 2035 | INSTALLATION | NEW | N/A | USD/teraBtu | us | us | 3044152532.6648
commercial space heating | Reference Commercial Distillate Boiler | 2035 | INSTALLATION | REPLACEMENT | N/A | USD/teraBtu | us | us | 3044152532.6648
commercial space heating | Reference Commercial Distillate Boiler | 2036 | CAPITAL | NEW | N/A | USD/teraBtu | us | us | 19133141798.6151
commercial space heating | Reference Commercial Distillate Boiler | 2036 | CAPITAL | REPLACEMENT | N/A | USD/teraBtu | us | us | 19133141798.6151
commercial space heating | Reference Commercial Distillate Boiler | 2036 | FIXED_OM | NEW | N/A | USD/teraBtu | us | us | 182220398.082
commercial space heating | Reference Commercial Distillate Boiler | 2036 | FIXED_OM | REPLACEMENT | N/A | USD/teraBtu | us | us | 182220398.082
commercial space heating | Reference Commercial Distillate Boiler | 2036 | INSTALLATION | NEW | N/A | USD/teraBtu | us | us | 3044152532.6648
commercial space heating | Reference Commercial Distillate Boiler | 2036 | INSTALLATION | REPLACEMENT | N/A | USD/teraBtu | us | us | 3044152532.6648
commercial space heating | Reference Commercial Distillate Boiler | 2037 | CAPITAL | NEW | N/A | USD/teraBtu | us | us | 19133141798.6151
commercial space heating | Reference Commercial Distillate Boiler | 2037 | CAPITAL | REPLACEMENT | N/A | USD/teraBtu | us | us | 19133141798.6151
commercial space heating | Reference Commercial Distillate Boiler | 2037 | FIXED_OM | NEW | N/A | USD/teraBtu | us | us | 182220398.082
commercial space heating | Reference Commercial Distillate Boiler | 2037 | FIXED_OM | REPLACEMENT | N/A | USD/teraBtu | us | us | 182220398.082
commercial space heating | Reference Commercial Distillate Boiler | 2037 | INSTALLATION | NEW | N/A | USD/teraBtu | us | us | 3044152532.6648
commercial space heating | Reference Commercial Distillate Boiler | 2037 | INSTALLATION | REPLACEMENT | N/A | USD/teraBtu | us | us | 3044152532.6648
commercial space heating | Reference Commercial Distillate Boiler | 2038 | CAPITAL | NEW | N/A | USD/teraBtu | us | us | 19133141798.6151
commercial space heating | Reference Commercial Distillate Boiler | 2038 | CAPITAL | REPLACEMENT | N/A | USD/teraBtu | us | us | 19133141798.6151
commercial space heating | Reference Commercial Distillate Boiler | 2038 | FIXED_OM | NEW | N/A | USD/teraBtu | us | us | 182220398.082
commercial space heating | Reference Commercial Distillate Boiler | 2038 | FIXED_OM | REPLACEMENT | N/A | USD/teraBtu | us | us | 182220398.082
commercial space heating | Reference Commercial Distillate Boiler | 2038 | INSTALLATION | NEW | N/A | USD/teraBtu | us | us | 3044152532.6648
commercial space heating | Reference Commercial Distillate Boiler | 2038 | INSTALLATION | REPLACEMENT | N/A | USD/teraBtu | us | us | 3044152532.6648
commercial space heating | Reference Commercial Distillate Boiler | 2039 | CAPITAL | NEW | N/A | USD/teraBtu | us | us | 19133141798.6151
commercial space heating | Reference Commercial Distillate Boiler | 2039 | CAPITAL | REPLACEMENT | N/A | USD/teraBtu | us | us | 19133141798.6151
commercial space heating | Reference Commercial Distillate Boiler | 2039 | FIXED_OM | NEW | N/A | USD/teraBtu | us | us | 182220398.082
commercial space heating | Reference Commercial Distillate Boiler | 2039 | FIXED_OM | REPLACEMENT | N/A | USD/teraBtu | us | us | 182220398.082
commercial space heating | Reference Commercial Distillate Boiler | 2039 | INSTALLATION | NEW | N/A | USD/teraBtu | us | us | 3044152532.6648
commercial space heating | Reference Commercial Distillate Boiler | 2039 | INSTALLATION | REPLACEMENT | N/A | USD/teraBtu | us | us | 3044152532.6648
commercial space heating | Reference Commercial Distillate Boiler | 2040 | CAPITAL | NEW | N/A | USD/teraBtu | us | us | 19133141798.6151
commercial space heating | Reference Commercial Distillate Boiler | 2040 | CAPITAL | REPLACEMENT | N/A | USD/teraBtu | us | us | 19133141798.6151
commercial space heating | Reference Commercial Distillate Boiler | 2040 | FIXED_OM | NEW | N/A | USD/teraBtu | us | us | 182220398.082
commercial space heating | Reference Commercial Distillate Boiler | 2040 | FIXED_OM | REPLACEMENT | N/A | USD/teraBtu | us | us | 182220398.082
commercial space heating | Reference Commercial Distillate Boiler | 2040 | INSTALLATION | NEW | N/A | USD/teraBtu | us | us | 3044152532.6648
commercial space heating | Reference Commercial Distillate Boiler | 2040 | INSTALLATION | REPLACEMENT | N/A | USD/teraBtu | us | us | 3044152532.6648
commercial space heating | Reference Commercial Distillate Boiler | 2041 | CAPITAL | NEW | N/A | USD/teraBtu | us | us | 19133141798.6151
commercial space heating | Reference Commercial Distillate Boiler | 2041 | CAPITAL | REPLACEMENT | N/A | USD/teraBtu | us | us | 19133141798.6151
commercial space heating | Reference Commercial Distillate Boiler | 2041 | FIXED_OM | NEW | N/A | USD/teraBtu | us | us | 182220398.082
commercial space heating | Reference Commercial Distillate Boiler | 2041 | FIXED_OM | REPLACEMENT | N/A | USD/teraBtu | us | us | 182220398.082
commercial space heating | Reference Commercial Distillate Boiler | 2041 | INSTALLATION | NEW | N/A | USD/teraBtu | us | us | 3044152532.6648
commercial space heating | Reference Commercial Distillate Boiler | 2041 | INSTALLATION | REPLACEMENT | N/A | USD/teraBtu | us | us | 3044152532.6648
commercial space heating | Reference Commercial Distillate Boiler | 2042 | CAPITAL | NEW | N/A | USD/teraBtu | us | us | 19133141798.6151
commercial space heating | Reference Commercial Distillate Boiler | 2042 | CAPITAL | REPLACEMENT | N/A | USD/teraBtu | us | us | 19133141798.6151
commercial space heating | Reference Commercial Distillate Boiler | 2042 | FIXED_OM | NEW | N/A | USD/teraBtu | us | us | 182220398.082
commercial space heating | Reference Commercial Distillate Boiler | 2042 | FIXED_OM | REPLACEMENT | N/A | USD/teraBtu | us | us | 182220398.082
commercial space heating | Reference Commercial Distillate Boiler | 2042 | INSTALLATION | NEW | N/A | USD/teraBtu | us | us | 3044152532.6648
commercial space heating | Reference Commercial Distillate Boiler | 2042 | INSTALLATION | REPLACEMENT | N/A | USD/teraBtu | us | us | 3044152532.6648
commercial space heating | Reference Commercial Distillate Boiler | 2043 | CAPITAL | NEW | N/A | USD/teraBtu | us | us | 19133141798.6151
commercial space heating | Reference Commercial Distillate Boiler | 2043 | CAPITAL | REPLACEMENT | N/A | USD/teraBtu | us | us | 19133141798.6151
commercial space heating | Reference Commercial Distillate Boiler | 2043 | FIXED_OM | NEW | N/A | USD/teraBtu | us | us | 182220398.082
commercial space heating | Reference Commercial Distillate Boiler | 2043 | FIXED_OM | REPLACEMENT | N/A | USD/teraBtu | us | us | 182220398.082
commercial space heating | Reference Commercial Distillate Boiler | 2043 | INSTALLATION | NEW | N/A | USD/teraBtu | us | us | 3044152532.6648
commercial space heating | Reference Commercial Distillate Boiler | 2043 | INSTALLATION | REPLACEMENT | N/A | USD/teraBtu | us | us | 3044152532.6648
commercial space heating | Reference Commercial Distillate Boiler | 2044 | CAPITAL | NEW | N/A | USD/teraBtu | us | us | 19133141798.6151
commercial space heating | Reference Commercial Distillate Boiler | 2044 | CAPITAL | REPLACEMENT | N/A | USD/teraBtu | us | us | 19133141798.6151
commercial space heating | Reference Commercial Distillate Boiler | 2044 | FIXED_OM | NEW | N/A | USD/teraBtu | us | us | 182220398.082
commercial space heating | Reference Commercial Distillate Boiler | 2044 | FIXED_OM | REPLACEMENT | N/A | USD/teraBtu | us | us | 182220398.082
commercial space heating | Reference Commercial Distillate Boiler | 2044 | INSTALLATION | NEW | N/A | USD/teraBtu | us | us | 3044152532.6648
commercial space heating | Reference Commercial Distillate Boiler | 2044 | INSTALLATION | REPLACEMENT | N/A | USD/teraBtu | us | us | 3044152532.6648
commercial space heating | Reference Commercial Distillate Boiler | 2045 | CAPITAL | NEW | N/A | USD/teraBtu | us | us | 19133141798.6151
commercial space heating | Reference Commercial Distillate Boiler | 2045 | CAPITAL | REPLACEMENT | N/A | USD/teraBtu | us | us | 19133141798.6151
commercial space heating | Reference Commercial Distillate Boiler | 2045 | FIXED_OM | NEW | N/A | USD/teraBtu | us | us | 182220398.082
commercial space heating | Reference Commercial Distillate Boiler | 2045 | FIXED_OM | REPLACEMENT | N/A | USD/teraBtu | us | us | 182220398.082
commercial space heating | Reference Commercial Distillate Boiler | 2045 | INSTALLATION | NEW | N/A | USD/teraBtu | us | us | 3044152532.6648
commercial space heating | Reference Commercial Distillate Boiler | 2045 | INSTALLATION | REPLACEMENT | N/A | USD/teraBtu | us | us | 3044152532.6648
commercial space heating | Reference Commercial Distillate Boiler | 2046 | CAPITAL | NEW | N/A | USD/teraBtu | us | us | 19133141798.6151
commercial space heating | Reference Commercial Distillate Boiler | 2046 | CAPITAL | REPLACEMENT | N/A | USD/teraBtu | us | us | 19133141798.6151
commercial space heating | Reference Commercial Distillate Boiler | 2046 | FIXED_OM | NEW | N/A | USD/teraBtu | us | us | 182220398.082
commercial space heating | Reference Commercial Distillate Boiler | 2046 | FIXED_OM | REPLACEMENT | N/A | USD/teraBtu | us | us | 182220398.082
commercial space heating | Reference Commercial Distillate Boiler | 2046 | INSTALLATION | NEW | N/A | USD/teraBtu | us | us | 3044152532.6648
commercial space heating | Reference Commercial Distillate Boiler | 2046 | INSTALLATION | REPLACEMENT | N/A | USD/teraBtu | us | us | 3044152532.6648
commercial space heating | Reference Commercial Distillate Boiler | 2047 | CAPITAL | NEW | N/A | USD/teraBtu | us | us | 19133141798.6151
commercial space heating | Reference Commercial Distillate Boiler | 2047 | CAPITAL | REPLACEMENT | N/A | USD/teraBtu | us | us | 19133141798.6151
commercial space heating | Reference Commercial Distillate Boiler | 2047 | FIXED_OM | NEW | N/A | USD/teraBtu | us | us | 182220398.082
commercial space heating | Reference Commercial Distillate Boiler | 2047 | FIXED_OM | REPLACEMENT | N/A | USD/teraBtu | us | us | 182220398.082
commercial space heating | Reference Commercial Distillate Boiler | 2047 | INSTALLATION | NEW | N/A | USD/teraBtu | us | us | 3044152532.6648
commercial space heating | Reference Commercial Distillate Boiler | 2047 | INSTALLATION | REPLACEMENT | N/A | USD/teraBtu | us | us | 3044152532.6648
commercial space heating | Reference Commercial Distillate Boiler | 2048 | CAPITAL | NEW | N/A | USD/teraBtu | us | us | 19133141798.6151
commercial space heating | Reference Commercial Distillate Boiler | 2048 | CAPITAL | REPLACEMENT | N/A | USD/teraBtu | us | us | 19133141798.6151
commercial space heating | Reference Commercial Distillate Boiler | 2048 | FIXED_OM | NEW | N/A | USD/teraBtu | us | us | 182220398.082
commercial space heating | Reference Commercial Distillate Boiler | 2048 | FIXED_OM | REPLACEMENT | N/A | USD/teraBtu | us | us | 182220398.082
commercial space heating | Reference Commercial Distillate Boiler | 2048 | INSTALLATION | NEW | N/A | USD/teraBtu | us | us | 3044152532.6648
commercial space heating | Reference Commercial Distillate Boiler | 2048 | INSTALLATION | REPLACEMENT | N/A | USD/teraBtu | us | us | 3044152532.6648
commercial space heating | Reference Commercial Distillate Boiler | 2049 | CAPITAL | NEW | N/A | USD/teraBtu | us | us | 19133141798.6151
commercial space heating | Reference Commercial Distillate Boiler | 2049 | CAPITAL | REPLACEMENT | N/A | USD/teraBtu | us | us | 19133141798.6151
commercial space heating | Reference Commercial Distillate Boiler | 2049 | FIXED_OM | NEW | N/A | USD/teraBtu | us | us | 182220398.082
commercial space heating | Reference Commercial Distillate Boiler | 2049 | FIXED_OM | REPLACEMENT | N/A | USD/teraBtu | us | us | 182220398.082
commercial space heating | Reference Commercial Distillate Boiler | 2049 | INSTALLATION | NEW | N/A | USD/teraBtu | us | us | 3044152532.6648
commercial space heating | Reference Commercial Distillate Boiler | 2049 | INSTALLATION | REPLACEMENT | N/A | USD/teraBtu | us | us | 3044152532.6648
commercial space heating | Reference Commercial Distillate Boiler | 2050 | CAPITAL | NEW | N/A | USD/teraBtu | us | us | 19133141798.6151
commercial space heating | Reference Commercial Distillate Boiler | 2050 | CAPITAL | REPLACEMENT | N/A | USD/teraBtu | us | us | 19133141798.6151
commercial space heating | Reference Commercial Distillate Boiler | 2050 | FIXED_OM | NEW | N/A | USD/teraBtu | us | us | 182220398.082
commercial space heating | Reference Commercial Distillate Boiler | 2050 | FIXED_OM | REPLACEMENT | N/A | USD/teraBtu | us | us | 182220398.082
commercial space heating | Reference Commercial Distillate Boiler | 2050 | INSTALLATION | NEW | N/A | USD/teraBtu | us | us | 3044152532.6648
commercial space heating | Reference Commercial Distillate Boiler | 2050 | INSTALLATION | REPLACEMENT | N/A | USD/teraBtu | us | us | 3044152532.6648
commercial space heating | Reference Commercial Distillate Furnace | 2020 | CAPITAL | NEW | N/A | USD/teraBtu | us | us | 14620507234.3479
commercial space heating | Reference Commercial Distillate Furnace | 2020 | CAPITAL | REPLACEMENT | N/A | USD/teraBtu | us | us | 14620507234.3479
commercial space heating | Reference Commercial Distillate Furnace | 2020 | FIXED_OM | NEW | N/A | USD/teraBtu | us | us | 1082603541.5463
commercial space heating | Reference Commercial Distillate Furnace | 2020 | FIXED_OM | REPLACEMENT | N/A | USD/teraBtu | us | us | 1082603541.5463
commercial space heating | Reference Commercial Distillate Furnace | 2020 | INSTALLATION | NEW | N/A | USD/teraBtu | us | us | 814632367.8962
commercial space heating | Reference Commercial Distillate Furnace | 2020 | INSTALLATION | REPLACEMENT | N/A | USD/teraBtu | us | us | 814632367.8962
commercial space heating | Reference Commercial Distillate Furnace | 2021 | CAPITAL | NEW | N/A | USD/teraBtu | us | us | 14620507234.3479
commercial space heating | Reference Commercial Distillate Furnace | 2021 | CAPITAL | REPLACEMENT | N/A | USD/teraBtu | us | us | 14620507234.3479
commercial space heating | Reference Commercial Distillate Furnace | 2021 | FIXED_OM | NEW | N/A | USD/teraBtu | us | us | 1082603541.5463
commercial space heating | Reference Commercial Distillate Furnace | 2021 | FIXED_OM | REPLACEMENT | N/A | USD/teraBtu | us | us | 1082603541.5463
commercial space heating | Reference Commercial Distillate Furnace | 2021 | INSTALLATION | NEW | N/A | USD/teraBtu | us | us | 814632367.8962
commercial space heating | Reference Commercial Distillate Furnace | 2021 | INSTALLATION | REPLACEMENT | N/A | USD/teraBtu | us | us | 814632367.8962
commercial space heating | Reference Commercial Distillate Furnace | 2022 | CAPITAL | NEW | N/A | USD/teraBtu | us | us | 14620507234.3479
commercial space heating | Reference Commercial Distillate Furnace | 2022 | CAPITAL | REPLACEMENT | N/A | USD/teraBtu | us | us | 14620507234.3479
commercial space heating | Reference Commercial Distillate Furnace | 2022 | FIXED_OM | NEW | N/A | USD/teraBtu | us | us | 1082603541.5463
commercial space heating | Reference Commercial Distillate Furnace | 2022 | FIXED_OM | REPLACEMENT | N/A | USD/teraBtu | us | us | 1082603541.5463
commercial space heating | Reference Commercial Distillate Furnace | 2022 | INSTALLATION | NEW | N/A | USD/teraBtu | us | us | 814632367.8962
commercial space heating | Reference Commercial Distillate Furnace | 2022 | INSTALLATION | REPLACEMENT | N/A | USD/teraBtu | us | us | 814632367.8962
commercial space heating | Reference Commercial Distillate Furnace | 2023 | CAPITAL | NEW | N/A | USD/teraBtu | us | us | 14620507234.3479
commercial space heating | Reference Commercial Distillate Furnace | 2023 | CAPITAL | REPLACEMENT | N/A | USD/teraBtu | us | us | 14620507234.3479
commercial space heating | Reference Commercial Distillate Furnace | 2023 | FIXED_OM | NEW | N/A | USD/teraBtu | us | us | 1082603541.5463
commercial space heating | Reference Commercial Distillate Furnace | 2023 | FIXED_OM | REPLACEMENT | N/A | USD/teraBtu | us | us | 1082603541.5463
commercial space heating | Reference Commercial Distillate Furnace | 2023 | INSTALLATION | NEW | N/A | USD/teraBtu | us | us | 814632367.8962
commercial space heating | Reference Commercial Distillate Furnace | 2023 | INSTALLATION | REPLACEMENT | N/A | USD/teraBtu | us | us | 814632367.8962
commercial space heating | Reference Commercial Distillate Furnace | 2024 | CAPITAL | NEW | N/A | USD/teraBtu | us | us | 14620507234.3479
commercial space heating | Reference Commercial Distillate Furnace | 2024 | CAPITAL | REPLACEMENT | N/A | USD/teraBtu | us | us | 14620507234.3479
commercial space heating | Reference Commercial Distillate Furnace | 2024 | FIXED_OM | NEW | N/A | USD/teraBtu | us | us | 1082603541.5463
commercial space heating | Reference Commercial Distillate Furnace | 2024 | FIXED_OM | REPLACEMENT | N/A | USD/teraBtu | us | us | 1082603541.5463
commercial space heating | Reference Commercial Distillate Furnace | 2024 | INSTALLATION | NEW | N/A | USD/teraBtu | us | us | 814632367.8962
commercial space heating | Reference Commercial Distillate Furnace | 2024 | INSTALLATION | REPLACEMENT | N/A | USD/teraBtu | us | us | 814632367.8962
commercial space heating | Reference Commercial Distillate Furnace | 2025 | CAPITAL | NEW | N/A | USD/teraBtu | us | us | 14620507234.3479
commercial space heating | Reference Commercial Distillate Furnace | 2025 | CAPITAL | REPLACEMENT | N/A | USD/teraBtu | us | us | 14620507234.3479
commercial space heating | Reference Commercial Distillate Furnace | 2025 | FIXED_OM | NEW | N/A | USD/teraBtu | us | us | 1082603541.5463
commercial space heating | Reference Commercial Distillate Furnace | 2025 | FIXED_OM | REPLACEMENT | N/A | USD/teraBtu | us | us | 1082603541.5463
commercial space heating | Reference Commercial Distillate Furnace | 2025 | INSTALLATION | NEW | N/A | USD/teraBtu | us | us | 814632367.8962
commercial space heating | Reference Commercial Distillate Furnace | 2025 | INSTALLATION | REPLACEMENT | N/A | USD/teraBtu | us | us | 814632367.8962
commercial space heating | Reference Commercial Distillate Furnace | 2026 | CAPITAL | NEW | N/A | USD/teraBtu | us | us | 14620507234.3479
commercial space heating | Reference Commercial Distillate Furnace | 2026 | CAPITAL | REPLACEMENT | N/A | USD/teraBtu | us | us | 14620507234.3479
commercial space heating | Reference Commercial Distillate Furnace | 2026 | FIXED_OM | NEW | N/A | USD/teraBtu | us | us | 1082603541.5463
commercial space heating | Reference Commercial Distillate Furnace | 2026 | FIXED_OM | REPLACEMENT | N/A | USD/teraBtu | us | us | 1082603541.5463
commercial space heating | Reference Commercial Distillate Furnace | 2026 | INSTALLATION | NEW | N/A | USD/teraBtu | us | us | 814632367.8962
commercial space heating | Reference Commercial Distillate Furnace | 2026 | INSTALLATION | REPLACEMENT | N/A | USD/teraBtu | us | us | 814632367.8962
commercial space heating | Reference Commercial Distillate Furnace | 2027 | CAPITAL | NEW | N/A | USD/teraBtu | us | us | 14620507234.3479
commercial space heating | Reference Commercial Distillate Furnace | 2027 | CAPITAL | REPLACEMENT | N/A | USD/teraBtu | us | us | 14620507234.3479
commercial space heating | Reference Commercial Distillate Furnace | 2027 | FIXED_OM | NEW | N/A | USD/teraBtu | us | us | 1082603541.5463
commercial space heating | Reference Commercial Distillate Furnace | 2027 | FIXED_OM | REPLACEMENT | N/A | USD/teraBtu | us | us | 1082603541.5463
commercial space heating | Reference Commercial Distillate Furnace | 2027 | INSTALLATION | NEW | N/A | USD/teraBtu | us | us | 814632367.8962
commercial space heating | Reference Commercial Distillate Furnace | 2027 | INSTALLATION | REPLACEMENT | N/A | USD/teraBtu | us | us | 814632367.8962
commercial space heating | Reference Commercial Distillate Furnace | 2028 | CAPITAL | NEW | N/A | USD/teraBtu | us | us | 14620507234.3479
commercial space heating | Reference Commercial Distillate Furnace | 2028 | CAPITAL | REPLACEMENT | N/A | USD/teraBtu | us | us | 14620507234.3479
commercial space heating | Reference Commercial Distillate Furnace | 2028 | FIXED_OM | NEW | N/A | USD/teraBtu | us | us | 1082603541.5463
commercial space heating | Reference Commercial Distillate Furnace | 2028 | FIXED_OM | REPLACEMENT | N/A | USD/teraBtu | us | us | 1082603541.5463
commercial space heating | Reference Commercial Distillate Furnace | 2028 | INSTALLATION | NEW | N/A | USD/teraBtu | us | us | 814632367.8962
commercial space heating | Reference Commercial Distillate Furnace | 2028 | INSTALLATION | REPLACEMENT | N/A | USD/teraBtu | us | us | 814632367.8962
commercial space heating | Reference Commercial Distillate Furnace | 2029 | CAPITAL | NEW | N/A | USD/teraBtu | us | us | 14620507234.3479
commercial space heating | Reference Commercial Distillate Furnace | 2029 | CAPITAL | REPLACEMENT | N/A | USD/teraBtu | us | us | 14620507234.3479
commercial space heating | Reference Commercial Distillate Furnace | 2029 | FIXED_OM | NEW | N/A | USD/teraBtu | us | us | 1082603541.5463
commercial space heating | Reference Commercial Distillate Furnace | 2029 | FIXED_OM | REPLACEMENT | N/A | USD/teraBtu | us | us | 1082603541.5463
commercial space heating | Reference Commercial Distillate Furnace | 2029 | INSTALLATION | NEW | N/A | USD/teraBtu | us | us | 814632367.8962
commercial space heating | Reference Commercial Distillate Furnace | 2029 | INSTALLATION | REPLACEMENT | N/A | USD/teraBtu | us | us | 814632367.8962
commercial space heating | Reference Commercial Distillate Furnace | 2030 | CAPITAL | NEW | N/A | USD/teraBtu | us | us | 14620507234.3479
commercial space heating | Reference Commercial Distillate Furnace | 2030 | CAPITAL | REPLACEMENT | N/A | USD/teraBtu | us | us | 14620507234.3479
commercial space heating | Reference Commercial Distillate Furnace | 2030 | FIXED_OM | NEW | N/A | USD/teraBtu | us | us | 1082603541.5463
commercial space heating | Reference Commercial Distillate Furnace | 2030 | FIXED_OM | REPLACEMENT | N/A | USD/teraBtu | us | us | 1082603541.5463
commercial space heating | Reference Commercial Distillate Furnace | 2030 | INSTALLATION | NEW | N/A | USD/teraBtu | us | us | 814632367.8962
commercial space heating | Reference Commercial Distillate Furnace | 2030 | INSTALLATION | REPLACEMENT | N/A | USD/teraBtu | us | us | 814632367.8962
commercial space heating | Reference Commercial Distillate Furnace | 2031 | CAPITAL | NEW | N/A | USD/teraBtu | us | us | 14620507234.3479
commercial space heating | Reference Commercial Distillate Furnace | 2031 | CAPITAL | REPLACEMENT | N/A | USD/teraBtu | us | us | 14620507234.3479
commercial space heating | Reference Commercial Distillate Furnace | 2031 | FIXED_OM | NEW | N/A | USD/teraBtu | us | us | 1082603541.5463
commercial space heating | Reference Commercial Distillate Furnace | 2031 | FIXED_OM | REPLACEMENT | N/A | USD/teraBtu | us | us | 1082603541.5463
commercial space heating | Reference Commercial Distillate Furnace | 2031 | INSTALLATION | NEW | N/A | USD/teraBtu | us | us | 814632367.8962
commercial space heating | Reference Commercial Distillate Furnace | 2031 | INSTALLATION | REPLACEMENT | N/A | USD/teraBtu | us | us | 814632367.8962
commercial space heating | Reference Commercial Distillate Furnace | 2032 | CAPITAL | NEW | N/A | USD/teraBtu | us | us | 14620507234.3479
commercial space heating | Reference Commercial Distillate Furnace | 2032 | CAPITAL | REPLACEMENT | N/A | USD/teraBtu | us | us | 14620507234.3479
commercial space heating | Reference Commercial Distillate Furnace | 2032 | FIXED_OM | NEW | N/A | USD/teraBtu | us | us | 1082603541.5463
commercial space heating | Reference Commercial Distillate Furnace | 2032 | FIXED_OM | REPLACEMENT | N/A | USD/teraBtu | us | us | 1082603541.5463
commercial space heating | Reference Commercial Distillate Furnace | 2032 | INSTALLATION | NEW | N/A | USD/teraBtu | us | us | 814632367.8962
commercial space heating | Reference Commercial Distillate Furnace | 2032 | INSTALLATION | REPLACEMENT | N/A | USD/teraBtu | us | us | 814632367.8962
commercial space heating | Reference Commercial Distillate Furnace | 2033 | CAPITAL | NEW | N/A | USD/teraBtu | us | us | 14620507234.3479
commercial space heating | Reference Commercial Distillate Furnace | 2033 | CAPITAL | REPLACEMENT | N/A | USD/teraBtu | us | us | 14620507234.3479
commercial space heating | Reference Commercial Distillate Furnace | 2033 | FIXED_OM | NEW | N/A | USD/teraBtu | us | us | 1082603541.5463
commercial space heating | Reference Commercial Distillate Furnace | 2033 | FIXED_OM | REPLACEMENT | N/A | USD/teraBtu | us | us | 1082603541.5463
commercial space heating | Reference Commercial Distillate Furnace | 2033 | INSTALLATION | NEW | N/A | USD/teraBtu | us | us | 814632367.8962
commercial space heating | Reference Commercial Distillate Furnace | 2033 | INSTALLATION | REPLACEMENT | N/A | USD/teraBtu | us | us | 814632367.8962
commercial space heating | Reference Commercial Distillate Furnace | 2034 | CAPITAL | NEW | N/A | USD/teraBtu | us | us | 14620507234.3479
commercial space heating | Reference Commercial Distillate Furnace | 2034 | CAPITAL | REPLACEMENT | N/A | USD/teraBtu | us | us | 14620507234.3479
commercial space heating | Reference Commercial Distillate Furnace | 2034 | FIXED_OM | NEW | N/A | USD/teraBtu | us | us | 1082603541.5463
commercial space heating | Reference Commercial Distillate Furnace | 2034 | FIXED_OM | REPLACEMENT | N/A | USD/teraBtu | us | us | 1082603541.5463
commercial space heating | Reference Commercial Distillate Furnace | 2034 | INSTALLATION | NEW | N/A | USD/teraBtu | us | us | 814632367.8962
commercial space heating | Reference Commercial Distillate Furnace | 2034 | INSTALLATION | REPLACEMENT | N/A | USD/teraBtu | us | us | 814632367.8962
commercial space heating | Reference Commercial Distillate Furnace | 2035 | CAPITAL | NEW | N/A | USD/teraBtu | us | us | 14620507234.3479
commercial space heating | Reference Commercial Distillate Furnace | 2035 | CAPITAL | REPLACEMENT | N/A | USD/teraBtu | us | us | 14620507234.3479
commercial space heating | Reference Commercial Distillate Furnace | 2035 | FIXED_OM | NEW | N/A | USD/teraBtu | us | us | 1082603541.5463
commercial space heating | Reference Commercial Distillate Furnace | 2035 | FIXED_OM | REPLACEMENT | N/A | USD/teraBtu | us | us | 1082603541.5463
commercial space heating | Reference Commercial Distillate Furnace | 2035 | INSTALLATION | NEW | N/A | USD/teraBtu | us | us | 814632367.8962
commercial space heating | Reference Commercial Distillate Furnace | 2035 | INSTALLATION | REPLACEMENT | N/A | USD/teraBtu | us | us | 814632367.8962
commercial space heating | Reference Commercial Distillate Furnace | 2036 | CAPITAL | NEW | N/A | USD/teraBtu | us | us | 14620507234.3479
commercial space heating | Reference Commercial Distillate Furnace | 2036 | CAPITAL | REPLACEMENT | N/A | USD/teraBtu | us | us | 14620507234.3479
commercial space heating | Reference Commercial Distillate Furnace | 2036 | FIXED_OM | NEW | N/A | USD/teraBtu | us | us | 1082603541.5463
commercial space heating | Reference Commercial Distillate Furnace | 2036 | FIXED_OM | REPLACEMENT | N/A | USD/teraBtu | us | us | 1082603541.5463
commercial space heating | Reference Commercial Distillate Furnace | 2036 | INSTALLATION | NEW | N/A | USD/teraBtu | us | us | 814632367.8962
commercial space heating | Reference Commercial Distillate Furnace | 2036 | INSTALLATION | REPLACEMENT | N/A | USD/teraBtu | us | us | 814632367.8962
commercial space heating | Reference Commercial Distillate Furnace | 2037 | CAPITAL | NEW | N/A | USD/teraBtu | us | us | 14620507234.3479
commercial space heating | Reference Commercial Distillate Furnace | 2037 | CAPITAL | REPLACEMENT | N/A | USD/teraBtu | us | us | 14620507234.3479
commercial space heating | Reference Commercial Distillate Furnace | 2037 | FIXED_OM | NEW | N/A | USD/teraBtu | us | us | 1082603541.5463
commercial space heating | Reference Commercial Distillate Furnace | 2037 | FIXED_OM | REPLACEMENT | N/A | USD/teraBtu | us | us | 1082603541.5463
commercial space heating | Reference Commercial Distillate Furnace | 2037 | INSTALLATION | NEW | N/A | USD/teraBtu | us | us | 814632367.8962
commercial space heating | Reference Commercial Distillate Furnace | 2037 | INSTALLATION | REPLACEMENT | N/A | USD/teraBtu | us | us | 814632367.8962
commercial space heating | Reference Commercial Distillate Furnace | 2038 | CAPITAL | NEW | N/A | USD/teraBtu | us | us | 14620507234.3479
commercial space heating | Reference Commercial Distillate Furnace | 2038 | CAPITAL | REPLACEMENT | N/A | USD/teraBtu | us | us | 14620507234.3479
commercial space heating | Reference Commercial Distillate Furnace | 2038 | FIXED_OM | NEW | N/A | USD/teraBtu | us | us | 1082603541.5463
commercial space heating | Reference Commercial Distillate Furnace | 2038 | FIXED_OM | REPLACEMENT | N/A | USD/teraBtu | us | us | 1082603541.5463
commercial space heating | Reference Commercial Distillate Furnace | 2038 | INSTALLATION | NEW | N/A | USD/teraBtu | us | us | 814632367.8962
commercial space heating | Reference Commercial Distillate Furnace | 2038 | INSTALLATION | REPLACEMENT | N/A | USD/teraBtu | us | us | 814632367.8962
commercial space heating | Reference Commercial Distillate Furnace | 2039 | CAPITAL | NEW | N/A | USD/teraBtu | us | us | 14620507234.3479
commercial space heating | Reference Commercial Distillate Furnace | 2039 | CAPITAL | REPLACEMENT | N/A | USD/teraBtu | us | us | 14620507234.3479
commercial space heating | Reference Commercial Distillate Furnace | 2039 | FIXED_OM | NEW | N/A | USD/teraBtu | us | us | 1082603541.5463
commercial space heating | Reference Commercial Distillate Furnace | 2039 | FIXED_OM | REPLACEMENT | N/A | USD/teraBtu | us | us | 1082603541.5463
commercial space heating | Reference Commercial Distillate Furnace | 2039 | INSTALLATION | NEW | N/A | USD/teraBtu | us | us | 814632367.8962
commercial space heating | Reference Commercial Distillate Furnace | 2039 | INSTALLATION | REPLACEMENT | N/A | USD/teraBtu | us | us | 814632367.8962
commercial space heating | Reference Commercial Distillate Furnace | 2040 | CAPITAL | NEW | N/A | USD/teraBtu | us | us | 14620507234.3479
commercial space heating | Reference Commercial Distillate Furnace | 2040 | CAPITAL | REPLACEMENT | N/A | USD/teraBtu | us | us | 14620507234.3479
commercial space heating | Reference Commercial Distillate Furnace | 2040 | FIXED_OM | NEW | N/A | USD/teraBtu | us | us | 1082603541.5463
commercial space heating | Reference Commercial Distillate Furnace | 2040 | FIXED_OM | REPLACEMENT | N/A | USD/teraBtu | us | us | 1082603541.5463
commercial space heating | Reference Commercial Distillate Furnace | 2040 | INSTALLATION | NEW | N/A | USD/teraBtu | us | us | 814632367.8962
commercial space heating | Reference Commercial Distillate Furnace | 2040 | INSTALLATION | REPLACEMENT | N/A | USD/teraBtu | us | us | 814632367.8962
commercial space heating | Reference Commercial Distillate Furnace | 2041 | CAPITAL | NEW | N/A | USD/teraBtu | us | us | 14620507234.3479
commercial space heating | Reference Commercial Distillate Furnace | 2041 | CAPITAL | REPLACEMENT | N/A | USD/teraBtu | us | us | 14620507234.3479
commercial space heating | Reference Commercial Distillate Furnace | 2041 | FIXED_OM | NEW | N/A | USD/teraBtu | us | us | 1082603541.5463
commercial space heating | Reference Commercial Distillate Furnace | 2041 | FIXED_OM | REPLACEMENT | N/A | USD/teraBtu | us | us | 1082603541.5463
commercial space heating | Reference Commercial Distillate Furnace | 2041 | INSTALLATION | NEW | N/A | USD/teraBtu | us | us | 814632367.8962
commercial space heating | Reference Commercial Distillate Furnace | 2041 | INSTALLATION | REPLACEMENT | N/A | USD/teraBtu | us | us | 814632367.8962
commercial space heating | Reference Commercial Distillate Furnace | 2042 | CAPITAL | NEW | N/A | USD/teraBtu | us | us | 14620507234.3479
commercial space heating | Reference Commercial Distillate Furnace | 2042 | CAPITAL | REPLACEMENT | N/A | USD/teraBtu | us | us | 14620507234.3479
commercial space heating | Reference Commercial Distillate Furnace | 2042 | FIXED_OM | NEW | N/A | USD/teraBtu | us | us | 1082603541.5463
commercial space heating | Reference Commercial Distillate Furnace | 2042 | FIXED_OM | REPLACEMENT | N/A | USD/teraBtu | us | us | 1082603541.5463
commercial space heating | Reference Commercial Distillate Furnace | 2042 | INSTALLATION | NEW | N/A | USD/teraBtu | us | us | 814632367.8962
commercial space heating | Reference Commercial Distillate Furnace | 2042 | INSTALLATION | REPLACEMENT | N/A | USD/teraBtu | us | us | 814632367.8962
commercial space heating | Reference Commercial Distillate Furnace | 2043 | CAPITAL | NEW | N/A | USD/teraBtu | us | us | 14620507234.3479
commercial space heating | Reference Commercial Distillate Furnace | 2043 | CAPITAL | REPLACEMENT | N/A | USD/teraBtu | us | us | 14620507234.3479
commercial space heating | Reference Commercial Distillate Furnace | 2043 | FIXED_OM | NEW | N/A | USD/teraBtu | us | us | 1082603541.5463
commercial space heating | Reference Commercial Distillate Furnace | 2043 | FIXED_OM | REPLACEMENT | N/A | USD/teraBtu | us | us | 1082603541.5463
commercial space heating | Reference Commercial Distillate Furnace | 2043 | INSTALLATION | NEW | N/A | USD/teraBtu | us | us | 814632367.8962
commercial space heating | Reference Commercial Distillate Furnace | 2043 | INSTALLATION | REPLACEMENT | N/A | USD/teraBtu | us | us | 814632367.8962
commercial space heating | Reference Commercial Distillate Furnace | 2044 | CAPITAL | NEW | N/A | USD/teraBtu | us | us | 14620507234.3479
commercial space heating | Reference Commercial Distillate Furnace | 2044 | CAPITAL | REPLACEMENT | N/A | USD/teraBtu | us | us | 14620507234.3479
commercial space heating | Reference Commercial Distillate Furnace | 2044 | FIXED_OM | NEW | N/A | USD/teraBtu | us | us | 1082603541.5463
commercial space heating | Reference Commercial Distillate Furnace | 2044 | FIXED_OM | REPLACEMENT | N/A | USD/teraBtu | us | us | 1082603541.5463
commercial space heating | Reference Commercial Distillate Furnace | 2044 | INSTALLATION | NEW | N/A | USD/teraBtu | us | us | 814632367.8962
commercial space heating | Reference Commercial Distillate Furnace | 2044 | INSTALLATION | REPLACEMENT | N/A | USD/teraBtu | us | us | 814632367.8962
commercial space heating | Reference Commercial Distillate Furnace | 2045 | CAPITAL | NEW | N/A | USD/teraBtu | us | us | 14620507234.3479
commercial space heating | Reference Commercial Distillate Furnace | 2045 | CAPITAL | REPLACEMENT | N/A | USD/teraBtu | us | us | 14620507234.3479
commercial space heating | Reference Commercial Distillate Furnace | 2045 | FIXED_OM | NEW | N/A | USD/teraBtu | us | us | 1082603541.5463
commercial space heating | Reference Commercial Distillate Furnace | 2045 | FIXED_OM | REPLACEMENT | N/A | USD/teraBtu | us | us | 1082603541.5463
commercial space heating | Reference Commercial Distillate Furnace | 2045 | INSTALLATION | NEW | N/A | USD/teraBtu | us | us | 814632367.8962
commercial space heating | Reference Commercial Distillate Furnace | 2045 | INSTALLATION | REPLACEMENT | N/A | USD/teraBtu | us | us | 814632367.8962
commercial space heating | Reference Commercial Distillate Furnace | 2046 | CAPITAL | NEW | N/A | USD/teraBtu | us | us | 14620507234.3479
commercial space heating | Reference Commercial Distillate Furnace | 2046 | CAPITAL | REPLACEMENT | N/A | USD/teraBtu | us | us | 14620507234.3479
commercial space heating | Reference Commercial Distillate Furnace | 2046 | FIXED_OM | NEW | N/A | USD/teraBtu | us | us | 1082603541.5463
commercial space heating | Reference Commercial Distillate Furnace | 2046 | FIXED_OM | REPLACEMENT | N/A | USD/teraBtu | us | us | 1082603541.5463
commercial space heating | Reference Commercial Distillate Furnace | 2046 | INSTALLATION | NEW | N/A | USD/teraBtu | us | us | 814632367.8962
commercial space heating | Reference Commercial Distillate Furnace | 2046 | INSTALLATION | REPLACEMENT | N/A | USD/teraBtu | us | us | 814632367.8962
commercial space heating | Reference Commercial Distillate Furnace | 2047 | CAPITAL | NEW | N/A | USD/teraBtu | us | us | 14620507234.3479
commercial space heating | Reference Commercial Distillate Furnace | 2047 | CAPITAL | REPLACEMENT | N/A | USD/teraBtu | us | us | 14620507234.3479
commercial space heating | Reference Commercial Distillate Furnace | 2047 | FIXED_OM | NEW | N/A | USD/teraBtu | us | us | 1082603541.5463
commercial space heating | Reference Commercial Distillate Furnace | 2047 | FIXED_OM | REPLACEMENT | N/A | USD/teraBtu | us | us | 1082603541.5463
commercial space heating | Reference Commercial Distillate Furnace | 2047 | INSTALLATION | NEW | N/A | USD/teraBtu | us | us | 814632367.8962
commercial space heating | Reference Commercial Distillate Furnace | 2047 | INSTALLATION | REPLACEMENT | N/A | USD/teraBtu | us | us | 814632367.8962
commercial space heating | Reference Commercial Distillate Furnace | 2048 | CAPITAL | NEW | N/A | USD/teraBtu | us | us | 14620507234.3479
commercial space heating | Reference Commercial Distillate Furnace | 2048 | CAPITAL | REPLACEMENT | N/A | USD/teraBtu | us | us | 14620507234.3479
commercial space heating | Reference Commercial Distillate Furnace | 2048 | FIXED_OM | NEW | N/A | USD/teraBtu | us | us | 1082603541.5463
commercial space heating | Reference Commercial Distillate Furnace | 2048 | FIXED_OM | REPLACEMENT | N/A | USD/teraBtu | us | us | 1082603541.5463
commercial space heating | Reference Commercial Distillate Furnace | 2048 | INSTALLATION | NEW | N/A | USD/teraBtu | us | us | 814632367.8962
commercial space heating | Reference Commercial Distillate Furnace | 2048 | INSTALLATION | REPLACEMENT | N/A | USD/teraBtu | us | us | 814632367.8962
commercial space heating | Reference Commercial Distillate Furnace | 2049 | CAPITAL | NEW | N/A | USD/teraBtu | us | us | 14620507234.3479
commercial space heating | Reference Commercial Distillate Furnace | 2049 | CAPITAL | REPLACEMENT | N/A | USD/teraBtu | us | us | 14620507234.3479
commercial space heating | Reference Commercial Distillate Furnace | 2049 | FIXED_OM | NEW | N/A | USD/teraBtu | us | us | 1082603541.5463
commercial space heating | Reference Commercial Distillate Furnace | 2049 | FIXED_OM | REPLACEMENT | N/A | USD/teraBtu | us | us | 1082603541.5463
commercial space heating | Reference Commercial Distillate Furnace | 2049 | INSTALLATION | NEW | N/A | USD/teraBtu | us | us | 814632367.8962
commercial space heating | Reference Commercial Distillate Furnace | 2049 | INSTALLATION | REPLACEMENT | N/A | USD/teraBtu | us | us | 814632367.8962
commercial space heating | Reference Commercial Distillate Furnace | 2050 | CAPITAL | NEW | N/A | USD/teraBtu | us | us | 14620507234.3479
commercial space heating | Reference Commercial Distillate Furnace | 2050 | CAPITAL | REPLACEMENT | N/A | USD/teraBtu | us | us | 14620507234.3479
commercial space heating | Reference Commercial Distillate Furnace | 2050 | FIXED_OM | NEW | N/A | USD/teraBtu | us | us | 1082603541.5463
commercial space heating | Reference Commercial Distillate Furnace | 2050 | FIXED_OM | REPLACEMENT | N/A | USD/teraBtu | us | us | 1082603541.5463
commercial space heating | Reference Commercial Distillate Furnace | 2050 | INSTALLATION | NEW | N/A | USD/teraBtu | us | us | 814632367.8962
commercial space heating | Reference Commercial Distillate Furnace | 2050 | INSTALLATION | REPLACEMENT | N/A | USD/teraBtu | us | us | 814632367.8962
commercial space heating | Reference Commercial Gas Boiler | 2020 | CAPITAL | NEW | N/A | USD/teraBtu | us | us | 27054369691.7113
commercial space heating | Reference Commercial Gas Boiler | 2020 | CAPITAL | REPLACEMENT | N/A | USD/teraBtu | us | us | 27054369691.7113
commercial space heating | Reference Commercial Gas Boiler | 2020 | FIXED_OM | NEW | N/A | USD/teraBtu | us | us | 782475827.0582
commercial space heating | Reference Commercial Gas Boiler | 2020 | FIXED_OM | REPLACEMENT | N/A | USD/teraBtu | us | us | 782475827.0582
commercial space heating | Reference Commercial Gas Boiler | 2020 | INSTALLATION | NEW | N/A | USD/teraBtu | us | us | 7910509046.1501
commercial space heating | Reference Commercial Gas Boiler | 2020 | INSTALLATION | REPLACEMENT | N/A | USD/teraBtu | us | us | 7910509046.1501
commercial space heating | Reference Commercial Gas Boiler | 2021 | CAPITAL | NEW | N/A | USD/teraBtu | us | us | 27091885656.0223
commercial space heating | Reference Commercial Gas Boiler | 2021 | CAPITAL | REPLACEMENT | N/A | USD/teraBtu | us | us | 27091885656.0223
commercial space heating | Reference Commercial Gas Boiler | 2021 | FIXED_OM | NEW | N/A | USD/teraBtu | us | us | 781403942.3636
commercial space heating | Reference Commercial Gas Boiler | 2021 | FIXED_OM | REPLACEMENT | N/A | USD/teraBtu | us | us | 781403942.3636
commercial space heating | Reference Commercial Gas Boiler | 2021 | INSTALLATION | NEW | N/A | USD/teraBtu | us | us | 7920156008.4016
commercial space heating | Reference Commercial Gas Boiler | 2021 | INSTALLATION | REPLACEMENT | N/A | USD/teraBtu | us | us | 7920156008.4016
commercial space heating | Reference Commercial Gas Boiler | 2022 | CAPITAL | NEW | N/A | USD/teraBtu | us | us | 27129401620.3333
commercial space heating | Reference Commercial Gas Boiler | 2022 | CAPITAL | REPLACEMENT | N/A | USD/teraBtu | us | us | 27129401620.3333
commercial space heating | Reference Commercial Gas Boiler | 2022 | FIXED_OM | NEW | N/A | USD/teraBtu | us | us | 780332057.669
commercial space heating | Reference Commercial Gas Boiler | 2022 | FIXED_OM | REPLACEMENT | N/A | USD/teraBtu | us | us | 780332057.669
commercial space heating | Reference Commercial Gas Boiler | 2022 | INSTALLATION | NEW | N/A | USD/teraBtu | us | us | 7929802970.653
commercial space heating | Reference Commercial Gas Boiler | 2022 | INSTALLATION | REPLACEMENT | N/A | USD/teraBtu | us | us | 7929802970.653
commercial space heating | Reference Commercial Gas Boiler | 2023 | CAPITAL | NEW | N/A | USD/teraBtu | us | us | 27166917584.6443
commercial space heating | Reference Commercial Gas Boiler | 2023 | CAPITAL | REPLACEMENT | N/A | USD/teraBtu | us | us | 27166917584.6443
commercial space heating | Reference Commercial Gas Boiler | 2023 | FIXED_OM | NEW | N/A | USD/teraBtu | us | us | 779260172.9744
commercial space heating | Reference Commercial Gas Boiler | 2023 | FIXED_OM | REPLACEMENT | N/A | USD/teraBtu | us | us | 779260172.9744
commercial space heating | Reference Commercial Gas Boiler | 2023 | INSTALLATION | NEW | N/A | USD/teraBtu | us | us | 7939449932.9044
commercial space heating | Reference Commercial Gas Boiler | 2023 | INSTALLATION | REPLACEMENT | N/A | USD/teraBtu | us | us | 7939449932.9044
commercial space heating | Reference Commercial Gas Boiler | 2024 | CAPITAL | NEW | N/A | USD/teraBtu | us | us | 27204433548.9553
commercial space heating | Reference Commercial Gas Boiler | 2024 | CAPITAL | REPLACEMENT | N/A | USD/teraBtu | us | us | 27204433548.9553
commercial space heating | Reference Commercial Gas Boiler | 2024 | FIXED_OM | NEW | N/A | USD/teraBtu | us | us | 778188288.2798
commercial space heating | Reference Commercial Gas Boiler | 2024 | FIXED_OM | REPLACEMENT | N/A | USD/teraBtu | us | us | 778188288.2798
commercial space heating | Reference Commercial Gas Boiler | 2024 | INSTALLATION | NEW | N/A | USD/teraBtu | us | us | 7949096895.1558
commercial space heating | Reference Commercial Gas Boiler | 2024 | INSTALLATION | REPLACEMENT | N/A | USD/teraBtu | us | us | 7949096895.1558
commercial space heating | Reference Commercial Gas Boiler | 2025 | CAPITAL | NEW | N/A | USD/teraBtu | us | us | 27241949513.2664
commercial space heating | Reference Commercial Gas Boiler | 2025 | CAPITAL | REPLACEMENT | N/A | USD/teraBtu | us | us | 27241949513.2664
commercial space heating | Reference Commercial Gas Boiler | 2025 | FIXED_OM | NEW | N/A | USD/teraBtu | us | us | 777116403.5852
commercial space heating | Reference Commercial Gas Boiler | 2025 | FIXED_OM | REPLACEMENT | N/A | USD/teraBtu | us | us | 777116403.5852
commercial space heating | Reference Commercial Gas Boiler | 2025 | INSTALLATION | NEW | N/A | USD/teraBtu | us | us | 7958743857.4072
commercial space heating | Reference Commercial Gas Boiler | 2025 | INSTALLATION | REPLACEMENT | N/A | USD/teraBtu | us | us | 7958743857.4072
commercial space heating | Reference Commercial Gas Boiler | 2026 | CAPITAL | NEW | N/A | USD/teraBtu | us | us | 27279465477.5774
commercial space heating | Reference Commercial Gas Boiler | 2026 | CAPITAL | REPLACEMENT | N/A | USD/teraBtu | us | us | 27279465477.5774
commercial space heating | Reference Commercial Gas Boiler | 2026 | FIXED_OM | NEW | N/A | USD/teraBtu | us | us | 776044518.8906
commercial space heating | Reference Commercial Gas Boiler | 2026 | FIXED_OM | REPLACEMENT | N/A | USD/teraBtu | us | us | 776044518.8906
commercial space heating | Reference Commercial Gas Boiler | 2026 | INSTALLATION | NEW | N/A | USD/teraBtu | us | us | 7968390819.6586
commercial space heating | Reference Commercial Gas Boiler | 2026 | INSTALLATION | REPLACEMENT | N/A | USD/teraBtu | us | us | 7968390819.6586
commercial space heating | Reference Commercial Gas Boiler | 2027 | CAPITAL | NEW | N/A | USD/teraBtu | us | us | 27316981441.8884
commercial space heating | Reference Commercial Gas Boiler | 2027 | CAPITAL | REPLACEMENT | N/A | USD/teraBtu | us | us | 27316981441.8884
commercial space heating | Reference Commercial Gas Boiler | 2027 | FIXED_OM | NEW | N/A | USD/teraBtu | us | us | 774972634.196
commercial space heating | Reference Commercial Gas Boiler | 2027 | FIXED_OM | REPLACEMENT | N/A | USD/teraBtu | us | us | 774972634.196
commercial space heating | Reference Commercial Gas Boiler | 2027 | INSTALLATION | NEW | N/A | USD/teraBtu | us | us | 7978037781.91
commercial space heating | Reference Commercial Gas Boiler | 2027 | INSTALLATION | REPLACEMENT | N/A | USD/teraBtu | us | us | 7978037781.91
commercial space heating | Reference Commercial Gas Boiler | 2028 | CAPITAL | NEW | N/A | USD/teraBtu | us | us | 27354497406.1994
commercial space heating | Reference Commercial Gas Boiler | 2028 | CAPITAL | REPLACEMENT | N/A | USD/teraBtu | us | us | 27354497406.1994
commercial space heating | Reference Commercial Gas Boiler | 2028 | FIXED_OM | NEW | N/A | USD/teraBtu | us | us | 773900749.5014
commercial space heating | Reference Commercial Gas Boiler | 2028 | FIXED_OM | REPLACEMENT | N/A | USD/teraBtu | us | us | 773900749.5014
commercial space heating | Reference Commercial Gas Boiler | 2028 | INSTALLATION | NEW | N/A | USD/teraBtu | us | us | 7987684744.1614
commercial space heating | Reference Commercial Gas Boiler | 2028 | INSTALLATION | REPLACEMENT | N/A | USD/teraBtu | us | us | 7987684744.1614
commercial space heating | Reference Commercial Gas Boiler | 2029 | CAPITAL | NEW | N/A | USD/teraBtu | us | us | 27392013370.5104
commercial space heating | Reference Commercial Gas Boiler | 2029 | CAPITAL | REPLACEMENT | N/A | USD/teraBtu | us | us | 27392013370.5104
commercial space heating | Reference Commercial Gas Boiler | 2029 | FIXED_OM | NEW | N/A | USD/teraBtu | us | us | 772828864.8068
commercial space heating | Reference Commercial Gas Boiler | 2029 | FIXED_OM | REPLACEMENT | N/A | USD/teraBtu | us | us | 772828864.8068
commercial space heating | Reference Commercial Gas Boiler | 2029 | INSTALLATION | NEW | N/A | USD/teraBtu | us | us | 7997331706.4128
commercial space heating | Reference Commercial Gas Boiler | 2029 | INSTALLATION | REPLACEMENT | N/A | USD/teraBtu | us | us | 7997331706.4128
commercial space heating | Reference Commercial Gas Boiler | 2030 | CAPITAL | NEW | N/A | USD/teraBtu | us | us | 27429529334.8214
commercial space heating | Reference Commercial Gas Boiler | 2030 | CAPITAL | REPLACEMENT | N/A | USD/teraBtu | us | us | 27429529334.8214
commercial space heating | Reference Commercial Gas Boiler | 2030 | FIXED_OM | NEW | N/A | USD/teraBtu | us | us | 771756980.1122
commercial space heating | Reference Commercial Gas Boiler | 2030 | FIXED_OM | REPLACEMENT | N/A | USD/teraBtu | us | us | 771756980.1122
commercial space heating | Reference Commercial Gas Boiler | 2030 | INSTALLATION | NEW | N/A | USD/teraBtu | us | us | 8006978668.6642
commercial space heating | Reference Commercial Gas Boiler | 2030 | INSTALLATION | REPLACEMENT | N/A | USD/teraBtu | us | us | 8006978668.6642
commercial space heating | Reference Commercial Gas Boiler | 2031 | CAPITAL | NEW | N/A | USD/teraBtu | us | us | 27429529334.8214
commercial space heating | Reference Commercial Gas Boiler | 2031 | CAPITAL | REPLACEMENT | N/A | USD/teraBtu | us | us | 27429529334.8214
commercial space heating | Reference Commercial Gas Boiler | 2031 | FIXED_OM | NEW | N/A | USD/teraBtu | us | us | 771756980.1122
commercial space heating | Reference Commercial Gas Boiler | 2031 | FIXED_OM | REPLACEMENT | N/A | USD/teraBtu | us | us | 771756980.1122
commercial space heating | Reference Commercial Gas Boiler | 2031 | INSTALLATION | NEW | N/A | USD/teraBtu | us | us | 8006978668.6642
commercial space heating | Reference Commercial Gas Boiler | 2031 | INSTALLATION | REPLACEMENT | N/A | USD/teraBtu | us | us | 8006978668.6642
commercial space heating | Reference Commercial Gas Boiler | 2032 | CAPITAL | NEW | N/A | USD/teraBtu | us | us | 27429529334.8214
commercial space heating | Reference Commercial Gas Boiler | 2032 | CAPITAL | REPLACEMENT | N/A | USD/teraBtu | us | us | 27429529334.8214
commercial space heating | Reference Commercial Gas Boiler | 2032 | FIXED_OM | NEW | N/A | USD/teraBtu | us | us | 771756980.1122
commercial space heating | Reference Commercial Gas Boiler | 2032 | FIXED_OM | REPLACEMENT | N/A | USD/teraBtu | us | us | 771756980.1122
commercial space heating | Reference Commercial Gas Boiler | 2032 | INSTALLATION | NEW | N/A | USD/teraBtu | us | us | 8006978668.6642
commercial space heating | Reference Commercial Gas Boiler | 2032 | INSTALLATION | REPLACEMENT | N/A | USD/teraBtu | us | us | 8006978668.6642
commercial space heating | Reference Commercial Gas Boiler | 2033 | CAPITAL | NEW | N/A | USD/teraBtu | us | us | 27429529334.8214
commercial space heating | Reference Commercial Gas Boiler | 2033 | CAPITAL | REPLACEMENT | N/A | USD/teraBtu | us | us | 27429529334.8214
commercial space heating | Reference Commercial Gas Boiler | 2033 | FIXED_OM | NEW | N/A | USD/teraBtu | us | us | 771756980.1122
commercial space heating | Reference Commercial Gas Boiler | 2033 | FIXED_OM | REPLACEMENT | N/A | USD/teraBtu | us | us | 771756980.1122
commercial space heating | Reference Commercial Gas Boiler | 2033 | INSTALLATION | NEW | N/A | USD/teraBtu | us | us | 8006978668.6642
commercial space heating | Reference Commercial Gas Boiler | 2033 | INSTALLATION | REPLACEMENT | N/A | USD/teraBtu | us | us | 8006978668.6642
commercial space heating | Reference Commercial Gas Boiler | 2034 | CAPITAL | NEW | N/A | USD/teraBtu | us | us | 27429529334.8214
commercial space heating | Reference Commercial Gas Boiler | 2034 | CAPITAL | REPLACEMENT | N/A | USD/teraBtu | us | us | 27429529334.8214
commercial space heating | Reference Commercial Gas Boiler | 2034 | FIXED_OM | NEW | N/A | USD/teraBtu | us | us | 771756980.1122
commercial space heating | Reference Commercial Gas Boiler | 2034 | FIXED_OM | REPLACEMENT | N/A | USD/teraBtu | us | us | 771756980.1122
commercial space heating | Reference Commercial Gas Boiler | 2034 | INSTALLATION | NEW | N/A | USD/teraBtu | us | us | 8006978668.6642
commercial space heating | Reference Commercial Gas Boiler | 2034 | INSTALLATION | REPLACEMENT | N/A | USD/teraBtu | us | us | 8006978668.6642
commercial space heating | Reference Commercial Gas Boiler | 2035 | CAPITAL | NEW | N/A | USD/teraBtu | us | us | 27429529334.8214
commercial space heating | Reference Commercial Gas Boiler | 2035 | CAPITAL | REPLACEMENT | N/A | USD/teraBtu | us | us | 27429529334.8214
commercial space heating | Reference Commercial Gas Boiler | 2035 | FIXED_OM | NEW | N/A | USD/teraBtu | us | us | 771756980.1122
commercial space heating | Reference Commercial Gas Boiler | 2035 | FIXED_OM | REPLACEMENT | N/A | USD/teraBtu | us | us | 771756980.1122
commercial space heating | Reference Commercial Gas Boiler | 2035 | INSTALLATION | NEW | N/A | USD/teraBtu | us | us | 8006978668.6642
commercial space heating | Reference Commercial Gas Boiler | 2035 | INSTALLATION | REPLACEMENT | N/A | USD/teraBtu | us | us | 8006978668.6642
commercial space heating | Reference Commercial Gas Boiler | 2036 | CAPITAL | NEW | N/A | USD/teraBtu | us | us | 27429529334.8214
commercial space heating | Reference Commercial Gas Boiler | 2036 | CAPITAL | REPLACEMENT | N/A | USD/teraBtu | us | us | 27429529334.8214
commercial space heating | Reference Commercial Gas Boiler | 2036 | FIXED_OM | NEW | N/A | USD/teraBtu | us | us | 771756980.1122
commercial space heating | Reference Commercial Gas Boiler | 2036 | FIXED_OM | REPLACEMENT | N/A | USD/teraBtu | us | us | 771756980.1122
commercial space heating | Reference Commercial Gas Boiler | 2036 | INSTALLATION | NEW | N/A | USD/teraBtu | us | us | 8006978668.6642
commercial space heating | Reference Commercial Gas Boiler | 2036 | INSTALLATION | REPLACEMENT | N/A | USD/teraBtu | us | us | 8006978668.6642
commercial space heating | Reference Commercial Gas Boiler | 2037 | CAPITAL | NEW | N/A | USD/teraBtu | us | us | 27429529334.8214
commercial space heating | Reference Commercial Gas Boiler | 2037 | CAPITAL | REPLACEMENT | N/A | USD/teraBtu | us | us | 27429529334.8214
commercial space heating | Reference Commercial Gas Boiler | 2037 | FIXED_OM | NEW | N/A | USD/teraBtu | us | us | 771756980.1122
commercial space heating | Reference Commercial Gas Boiler | 2037 | FIXED_OM | REPLACEMENT | N/A | USD/teraBtu | us | us | 771756980.1122
commercial space heating | Reference Commercial Gas Boiler | 2037 | INSTALLATION | NEW | N/A | USD/teraBtu | us | us | 8006978668.6642
commercial space heating | Reference Commercial Gas Boiler | 2037 | INSTALLATION | REPLACEMENT | N/A | USD/teraBtu | us | us | 8006978668.6642
commercial space heating | Reference Commercial Gas Boiler | 2038 | CAPITAL | NEW | N/A | USD/teraBtu | us | us | 27429529334.8214
commercial space heating | Reference Commercial Gas Boiler | 2038 | CAPITAL | REPLACEMENT | N/A | USD/teraBtu | us | us | 27429529334.8214
commercial space heating | Reference Commercial Gas Boiler | 2038 | FIXED_OM | NEW | N/A | USD/teraBtu | us | us | 771756980.1122
commercial space heating | Reference Commercial Gas Boiler | 2038 | FIXED_OM | REPLACEMENT | N/A | USD/teraBtu | us | us | 771756980.1122
commercial space heating | Reference Commercial Gas Boiler | 2038 | INSTALLATION | NEW | N/A | USD/teraBtu | us | us | 8006978668.6642
commercial space heating | Reference Commercial Gas Boiler | 2038 | INSTALLATION | REPLACEMENT | N/A | USD/teraBtu | us | us | 8006978668.6642
commercial space heating | Reference Commercial Gas Boiler | 2039 | CAPITAL | NEW | N/A | USD/teraBtu | us | us | 27429529334.8214
commercial space heating | Reference Commercial Gas Boiler | 2039 | CAPITAL | REPLACEMENT | N/A | USD/teraBtu | us | us | 27429529334.8214
commercial space heating | Reference Commercial Gas Boiler | 2039 | FIXED_OM | NEW | N/A | USD/teraBtu | us | us | 771756980.1122
commercial space heating | Reference Commercial Gas Boiler | 2039 | FIXED_OM | REPLACEMENT | N/A | USD/teraBtu | us | us | 771756980.1122
commercial space heating | Reference Commercial Gas Boiler | 2039 | INSTALLATION | NEW | N/A | USD/teraBtu | us | us | 8006978668.6642
commercial space heating | Reference Commercial Gas Boiler | 2039 | INSTALLATION | REPLACEMENT | N/A | USD/teraBtu | us | us | 8006978668.6642
commercial space heating | Reference Commercial Gas Boiler | 2040 | CAPITAL | NEW | N/A | USD/teraBtu | us | us | 27429529334.8214
commercial space heating | Reference Commercial Gas Boiler | 2040 | CAPITAL | REPLACEMENT | N/A | USD/teraBtu | us | us | 27429529334.8214
commercial space heating | Reference Commercial Gas Boiler | 2040 | FIXED_OM | NEW | N/A | USD/teraBtu | us | us | 771756980.1122
commercial space heating | Reference Commercial Gas Boiler | 2040 | FIXED_OM | REPLACEMENT | N/A | USD/teraBtu | us | us | 771756980.1122
commercial space heating | Reference Commercial Gas Boiler | 2040 | INSTALLATION | NEW | N/A | USD/teraBtu | us | us | 8006978668.6642
commercial space heating | Reference Commercial Gas Boiler | 2040 | INSTALLATION | REPLACEMENT | N/A | USD/teraBtu | us | us | 8006978668.6642
commercial space heating | Reference Commercial Gas Boiler | 2041 | CAPITAL | NEW | N/A | USD/teraBtu | us | us | 27429529334.8214
commercial space heating | Reference Commercial Gas Boiler | 2041 | CAPITAL | REPLACEMENT | N/A | USD/teraBtu | us | us | 27429529334.8214
commercial space heating | Reference Commercial Gas Boiler | 2041 | FIXED_OM | NEW | N/A | USD/teraBtu | us | us | 771756980.1122
commercial space heating | Reference Commercial Gas Boiler | 2041 | FIXED_OM | REPLACEMENT | N/A | USD/teraBtu | us | us | 771756980.1122
commercial space heating | Reference Commercial Gas Boiler | 2041 | INSTALLATION | NEW | N/A | USD/teraBtu | us | us | 8006978668.6642
commercial space heating | Reference Commercial Gas Boiler | 2041 | INSTALLATION | REPLACEMENT | N/A | USD/teraBtu | us | us | 8006978668.6642
commercial space heating | Reference Commercial Gas Boiler | 2042 | CAPITAL | NEW | N/A | USD/teraBtu | us | us | 27429529334.8214
commercial space heating | Reference Commercial Gas Boiler | 2042 | CAPITAL | REPLACEMENT | N/A | USD/teraBtu | us | us | 27429529334.8214
commercial space heating | Reference Commercial Gas Boiler | 2042 | FIXED_OM | NEW | N/A | USD/teraBtu | us | us | 771756980.1122
commercial space heating | Reference Commercial Gas Boiler | 2042 | FIXED_OM | REPLACEMENT | N/A | USD/teraBtu | us | us | 771756980.1122
commercial space heating | Reference Commercial Gas Boiler | 2042 | INSTALLATION | NEW | N/A | USD/teraBtu | us | us | 8006978668.6642
commercial space heating | Reference Commercial Gas Boiler | 2042 | INSTALLATION | REPLACEMENT | N/A | USD/teraBtu | us | us | 8006978668.6642
commercial space heating | Reference Commercial Gas Boiler | 2043 | CAPITAL | NEW | N/A | USD/teraBtu | us | us | 27429529334.8214
commercial space heating | Reference Commercial Gas Boiler | 2043 | CAPITAL | REPLACEMENT | N/A | USD/teraBtu | us | us | 27429529334.8214
commercial space heating | Reference Commercial Gas Boiler | 2043 | FIXED_OM | NEW | N/A | USD/teraBtu | us | us | 771756980.1122
commercial space heating | Reference Commercial Gas Boiler | 2043 | FIXED_OM | REPLACEMENT | N/A | USD/teraBtu | us | us | 771756980.1122
commercial space heating | Reference Commercial Gas Boiler | 2043 | INSTALLATION | NEW | N/A | USD/teraBtu | us | us | 8006978668.6642
commercial space heating | Reference Commercial Gas Boiler | 2043 | INSTALLATION | REPLACEMENT | N/A | USD/teraBtu | us | us | 8006978668.6642
commercial space heating | Reference Commercial Gas Boiler | 2044 | CAPITAL | NEW | N/A | USD/teraBtu | us | us | 27429529334.8214
commercial space heating | Reference Commercial Gas Boiler | 2044 | CAPITAL | REPLACEMENT | N/A | USD/teraBtu | us | us | 27429529334.8214
commercial space heating | Reference Commercial Gas Boiler | 2044 | FIXED_OM | NEW | N/A | USD/teraBtu | us | us | 771756980.1122
commercial space heating | Reference Commercial Gas Boiler | 2044 | FIXED_OM | REPLACEMENT | N/A | USD/teraBtu | us | us | 771756980.1122
commercial space heating | Reference Commercial Gas Boiler | 2044 | INSTALLATION | NEW | N/A | USD/teraBtu | us | us | 8006978668.6642
commercial space heating | Reference Commercial Gas Boiler | 2044 | INSTALLATION | REPLACEMENT | N/A | USD/teraBtu | us | us | 8006978668.6642
commercial space heating | Reference Commercial Gas Boiler | 2045 | CAPITAL | NEW | N/A | USD/teraBtu | us | us | 27429529334.8214
commercial space heating | Reference Commercial Gas Boiler | 2045 | CAPITAL | REPLACEMENT | N/A | USD/teraBtu | us | us | 27429529334.8214
commercial space heating | Reference Commercial Gas Boiler | 2045 | FIXED_OM | NEW | N/A | USD/teraBtu | us | us | 771756980.1122
commercial space heating | Reference Commercial Gas Boiler | 2045 | FIXED_OM | REPLACEMENT | N/A | USD/teraBtu | us | us | 771756980.1122
commercial space heating | Reference Commercial Gas Boiler | 2045 | INSTALLATION | NEW | N/A | USD/teraBtu | us | us | 8006978668.6642
commercial space heating | Reference Commercial Gas Boiler | 2045 | INSTALLATION | REPLACEMENT | N/A | USD/teraBtu | us | us | 8006978668.6642
commercial space heating | Reference Commercial Gas Boiler | 2046 | CAPITAL | NEW | N/A | USD/teraBtu | us | us | 27429529334.8214
commercial space heating | Reference Commercial Gas Boiler | 2046 | CAPITAL | REPLACEMENT | N/A | USD/teraBtu | us | us | 27429529334.8214
commercial space heating | Reference Commercial Gas Boiler | 2046 | FIXED_OM | NEW | N/A | USD/teraBtu | us | us | 771756980.1122
commercial space heating | Reference Commercial Gas Boiler | 2046 | FIXED_OM | REPLACEMENT | N/A | USD/teraBtu | us | us | 771756980.1122
commercial space heating | Reference Commercial Gas Boiler | 2046 | INSTALLATION | NEW | N/A | USD/teraBtu | us | us | 8006978668.6642
commercial space heating | Reference Commercial Gas Boiler | 2046 | INSTALLATION | REPLACEMENT | N/A | USD/teraBtu | us | us | 8006978668.6642
commercial space heating | Reference Commercial Gas Boiler | 2047 | CAPITAL | NEW | N/A | USD/teraBtu | us | us | 27429529334.8214
commercial space heating | Reference Commercial Gas Boiler | 2047 | CAPITAL | REPLACEMENT | N/A | USD/teraBtu | us | us | 27429529334.8214
commercial space heating | Reference Commercial Gas Boiler | 2047 | FIXED_OM | NEW | N/A | USD/teraBtu | us | us | 771756980.1122
commercial space heating | Reference Commercial Gas Boiler | 2047 | FIXED_OM | REPLACEMENT | N/A | USD/teraBtu | us | us | 771756980.1122
commercial space heating | Reference Commercial Gas Boiler | 2047 | INSTALLATION | NEW | N/A | USD/teraBtu | us | us | 8006978668.6642
commercial space heating | Reference Commercial Gas Boiler | 2047 | INSTALLATION | REPLACEMENT | N/A | USD/teraBtu | us | us | 8006978668.6642
commercial space heating | Reference Commercial Gas Boiler | 2048 | CAPITAL | NEW | N/A | USD/teraBtu | us | us | 27429529334.8214
commercial space heating | Reference Commercial Gas Boiler | 2048 | CAPITAL | REPLACEMENT | N/A | USD/teraBtu | us | us | 27429529334.8214
commercial space heating | Reference Commercial Gas Boiler | 2048 | FIXED_OM | NEW | N/A | USD/teraBtu | us | us | 771756980.1122
commercial space heating | Reference Commercial Gas Boiler | 2048 | FIXED_OM | REPLACEMENT | N/A | USD/teraBtu | us | us | 771756980.1122
commercial space heating | Reference Commercial Gas Boiler | 2048 | INSTALLATION | NEW | N/A | USD/teraBtu | us | us | 8006978668.6642
commercial space heating | Reference Commercial Gas Boiler | 2048 | INSTALLATION | REPLACEMENT | N/A | USD/teraBtu | us | us | 8006978668.6642
commercial space heating | Reference Commercial Gas Boiler | 2049 | CAPITAL | NEW | N/A | USD/teraBtu | us | us | 27429529334.8214
commercial space heating | Reference Commercial Gas Boiler | 2049 | CAPITAL | REPLACEMENT | N/A | USD/teraBtu | us | us | 27429529334.8214
commercial space heating | Reference Commercial Gas Boiler | 2049 | FIXED_OM | NEW | N/A | USD/teraBtu | us | us | 771756980.1122
commercial space heating | Reference Commercial Gas Boiler | 2049 | FIXED_OM | REPLACEMENT | N/A | USD/teraBtu | us | us | 771756980.1122
commercial space heating | Reference Commercial Gas Boiler | 2049 | INSTALLATION | NEW | N/A | USD/teraBtu | us | us | 8006978668.6642
commercial space heating | Reference Commercial Gas Boiler | 2049 | INSTALLATION | REPLACEMENT | N/A | USD/teraBtu | us | us | 8006978668.6642
commercial space heating | Reference Commercial Gas Boiler | 2050 | CAPITAL | NEW | N/A | USD/teraBtu | us | us | 27429529334.8214
commercial space heating | Reference Commercial Gas Boiler | 2050 | CAPITAL | REPLACEMENT | N/A | USD/teraBtu | us | us | 27429529334.8214
commercial space heating | Reference Commercial Gas Boiler | 2050 | FIXED_OM | NEW | N/A | USD/teraBtu | us | us | 771756980.1122
commercial space heating | Reference Commercial Gas Boiler | 2050 | FIXED_OM | REPLACEMENT | N/A | USD/teraBtu | us | us | 771756980.1122
commercial space heating | Reference Commercial Gas Boiler | 2050 | INSTALLATION | NEW | N/A | USD/teraBtu | us | us | 8006978668.6642
commercial space heating | Reference Commercial Gas Boiler | 2050 | INSTALLATION | REPLACEMENT | N/A | USD/teraBtu | us | us | 8006978668.6642
commercial space heating | Reference Commercial Gas Furnace | 2020 | CAPITAL | NEW | N/A | USD/teraBtu | us | us | 10943942731.8689
commercial space heating | Reference Commercial Gas Furnace | 2020 | CAPITAL | REPLACEMENT | N/A | USD/teraBtu | us | us | 10943942731.8689
commercial space heating | Reference Commercial Gas Furnace | 2020 | FIXED_OM | NEW | N/A | USD/teraBtu | us | us | 1104041235.4383
commercial space heating | Reference Commercial Gas Furnace | 2020 | FIXED_OM | REPLACEMENT | N/A | USD/teraBtu | us | us | 1104041235.4383
commercial space heating | Reference Commercial Gas Furnace | 2020 | INSTALLATION | NEW | N/A | USD/teraBtu | us | us | 793194674.0042
commercial space heating | Reference Commercial Gas Furnace | 2020 | INSTALLATION | REPLACEMENT | N/A | USD/teraBtu | us | us | 793194674.0042
commercial space heating | Reference Commercial Gas Furnace | 2021 | CAPITAL | NEW | N/A | USD/teraBtu | us | us | 10943942731.8689
commercial space heating | Reference Commercial Gas Furnace | 2021 | CAPITAL | REPLACEMENT | N/A | USD/teraBtu | us | us | 10943942731.8689
commercial space heating | Reference Commercial Gas Furnace | 2021 | FIXED_OM | NEW | N/A | USD/teraBtu | us | us | 1104041235.4383
commercial space heating | Reference Commercial Gas Furnace | 2021 | FIXED_OM | REPLACEMENT | N/A | USD/teraBtu | us | us | 1104041235.4383
commercial space heating | Reference Commercial Gas Furnace | 2021 | INSTALLATION | NEW | N/A | USD/teraBtu | us | us | 793194674.0042
commercial space heating | Reference Commercial Gas Furnace | 2021 | INSTALLATION | REPLACEMENT | N/A | USD/teraBtu | us | us | 793194674.0042
commercial space heating | Reference Commercial Gas Furnace | 2022 | CAPITAL | NEW | N/A | USD/teraBtu | us | us | 10943942731.8689
commercial space heating | Reference Commercial Gas Furnace | 2022 | CAPITAL | REPLACEMENT | N/A | USD/teraBtu | us | us | 10943942731.8689
commercial space heating | Reference Commercial Gas Furnace | 2022 | FIXED_OM | NEW | N/A | USD/teraBtu | us | us | 1104041235.4383
commercial space heating | Reference Commercial Gas Furnace | 2022 | FIXED_OM | REPLACEMENT | N/A | USD/teraBtu | us | us | 1104041235.4383
commercial space heating | Reference Commercial Gas Furnace | 2022 | INSTALLATION | NEW | N/A | USD/teraBtu | us | us | 793194674.0042
commercial space heating | Reference Commercial Gas Furnace | 2022 | INSTALLATION | REPLACEMENT | N/A | USD/teraBtu | us | us | 793194674.0042
commercial space heating | Reference Commercial Gas Furnace | 2023 | CAPITAL | NEW | N/A | USD/teraBtu | us | us | 10943942731.8689
commercial space heating | Reference Commercial Gas Furnace | 2023 | CAPITAL | REPLACEMENT | N/A | USD/teraBtu | us | us | 10943942731.8689
commercial space heating | Reference Commercial Gas Furnace | 2023 | FIXED_OM | NEW | N/A | USD/teraBtu | us | us | 1104041235.4383
commercial space heating | Reference Commercial Gas Furnace | 2023 | FIXED_OM | REPLACEMENT | N/A | USD/teraBtu | us | us | 1104041235.4383
commercial space heating | Reference Commercial Gas Furnace | 2023 | INSTALLATION | NEW | N/A | USD/teraBtu | us | us | 793194674.0042
commercial space heating | Reference Commercial Gas Furnace | 2023 | INSTALLATION | REPLACEMENT | N/A | USD/teraBtu | us | us | 793194674.0042
commercial space heating | Reference Commercial Gas Furnace | 2024 | CAPITAL | NEW | N/A | USD/teraBtu | us | us | 10943942731.8689
commercial space heating | Reference Commercial Gas Furnace | 2024 | CAPITAL | REPLACEMENT | N/A | USD/teraBtu | us | us | 10943942731.8689
commercial space heating | Reference Commercial Gas Furnace | 2024 | FIXED_OM | NEW | N/A | USD/teraBtu | us | us | 1104041235.4383
commercial space heating | Reference Commercial Gas Furnace | 2024 | FIXED_OM | REPLACEMENT | N/A | USD/teraBtu | us | us | 1104041235.4383
commercial space heating | Reference Commercial Gas Furnace | 2024 | INSTALLATION | NEW | N/A | USD/teraBtu | us | us | 793194674.0042
commercial space heating | Reference Commercial Gas Furnace | 2024 | INSTALLATION | REPLACEMENT | N/A | USD/teraBtu | us | us | 793194674.0042
commercial space heating | Reference Commercial Gas Furnace | 2025 | CAPITAL | NEW | N/A | USD/teraBtu | us | us | 10943942731.8689
commercial space heating | Reference Commercial Gas Furnace | 2025 | CAPITAL | REPLACEMENT | N/A | USD/teraBtu | us | us | 10943942731.8689
commercial space heating | Reference Commercial Gas Furnace | 2025 | FIXED_OM | NEW | N/A | USD/teraBtu | us | us | 1104041235.4383
commercial space heating | Reference Commercial Gas Furnace | 2025 | FIXED_OM | REPLACEMENT | N/A | USD/teraBtu | us | us | 1104041235.4383
commercial space heating | Reference Commercial Gas Furnace | 2025 | INSTALLATION | NEW | N/A | USD/teraBtu | us | us | 793194674.0042
commercial space heating | Reference Commercial Gas Furnace | 2025 | INSTALLATION | REPLACEMENT | N/A | USD/teraBtu | us | us | 793194674.0042
commercial space heating | Reference Commercial Gas Furnace | 2026 | CAPITAL | NEW | N/A | USD/teraBtu | us | us | 10943942731.8689
commercial space heating | Reference Commercial Gas Furnace | 2026 | CAPITAL | REPLACEMENT | N/A | USD/teraBtu | us | us | 10943942731.8689
commercial space heating | Reference Commercial Gas Furnace | 2026 | FIXED_OM | NEW | N/A | USD/teraBtu | us | us | 1104041235.4383
commercial space heating | Reference Commercial Gas Furnace | 2026 | FIXED_OM | REPLACEMENT | N/A | USD/teraBtu | us | us | 1104041235.4383
commercial space heating | Reference Commercial Gas Furnace | 2026 | INSTALLATION | NEW | N/A | USD/teraBtu | us | us | 793194674.0042
commercial space heating | Reference Commercial Gas Furnace | 2026 | INSTALLATION | REPLACEMENT | N/A | USD/teraBtu | us | us | 793194674.0042
commercial space heating | Reference Commercial Gas Furnace | 2027 | CAPITAL | NEW | N/A | USD/teraBtu | us | us | 10943942731.8689
commercial space heating | Reference Commercial Gas Furnace | 2027 | CAPITAL | REPLACEMENT | N/A | USD/teraBtu | us | us | 10943942731.8689
commercial space heating | Reference Commercial Gas Furnace | 2027 | FIXED_OM | NEW | N/A | USD/teraBtu | us | us | 1104041235.4383
commercial space heating | Reference Commercial Gas Furnace | 2027 | FIXED_OM | REPLACEMENT | N/A | USD/teraBtu | us | us | 1104041235.4383
commercial space heating | Reference Commercial Gas Furnace | 2027 | INSTALLATION | NEW | N/A | USD/teraBtu | us | us | 793194674.0042
commercial space heating | Reference Commercial Gas Furnace | 2027 | INSTALLATION | REPLACEMENT | N/A | USD/teraBtu | us | us | 793194674.0042
commercial space heating | Reference Commercial Gas Furnace | 2028 | CAPITAL | NEW | N/A | USD/teraBtu | us | us | 10943942731.8689
commercial space heating | Reference Commercial Gas Furnace | 2028 | CAPITAL | REPLACEMENT | N/A | USD/teraBtu | us | us | 10943942731.8689
commercial space heating | Reference Commercial Gas Furnace | 2028 | FIXED_OM | NEW | N/A | USD/teraBtu | us | us | 1104041235.4383
commercial space heating | Reference Commercial Gas Furnace | 2028 | FIXED_OM | REPLACEMENT | N/A | USD/teraBtu | us | us | 1104041235.4383
commercial space heating | Reference Commercial Gas Furnace | 2028 | INSTALLATION | NEW | N/A | USD/teraBtu | us | us | 793194674.0042
commercial space heating | Reference Commercial Gas Furnace | 2028 | INSTALLATION | REPLACEMENT | N/A | USD/teraBtu | us | us | 793194674.0042
commercial space heating | Reference Commercial Gas Furnace | 2029 | CAPITAL | NEW | N/A | USD/teraBtu | us | us | 10943942731.8689
commercial space heating | Reference Commercial Gas Furnace | 2029 | CAPITAL | REPLACEMENT | N/A | USD/teraBtu | us | us | 10943942731.8689
commercial space heating | Reference Commercial Gas Furnace | 2029 | FIXED_OM | NEW | N/A | USD/teraBtu | us | us | 1104041235.4383
commercial space heating | Reference Commercial Gas Furnace | 2029 | FIXED_OM | REPLACEMENT | N/A | USD/teraBtu | us | us | 1104041235.4383
commercial space heating | Reference Commercial Gas Furnace | 2029 | INSTALLATION | NEW | N/A | USD/teraBtu | us | us | 793194674.0042
commercial space heating | Reference Commercial Gas Furnace | 2029 | INSTALLATION | REPLACEMENT | N/A | USD/teraBtu | us | us | 793194674.0042
commercial space heating | Reference Commercial Gas Furnace | 2030 | CAPITAL | NEW | N/A | USD/teraBtu | us | us | 10943942731.8689
commercial space heating | Reference Commercial Gas Furnace | 2030 | CAPITAL | REPLACEMENT | N/A | USD/teraBtu | us | us | 10943942731.8689
commercial space heating | Reference Commercial Gas Furnace | 2030 | FIXED_OM | NEW | N/A | USD/teraBtu | us | us | 1104041235.4383
commercial space heating | Reference Commercial Gas Furnace | 2030 | FIXED_OM | REPLACEMENT | N/A | USD/teraBtu | us | us | 1104041235.4383
commercial space heating | Reference Commercial Gas Furnace | 2030 | INSTALLATION | NEW | N/A | USD/teraBtu | us | us | 793194674.0042
commercial space heating | Reference Commercial Gas Furnace | 2030 | INSTALLATION | REPLACEMENT | N/A | USD/teraBtu | us | us | 793194674.0042
commercial space heating | Reference Commercial Gas Furnace | 2031 | CAPITAL | NEW | N/A | USD/teraBtu | us | us | 10943942731.8689
commercial space heating | Reference Commercial Gas Furnace | 2031 | CAPITAL | REPLACEMENT | N/A | USD/teraBtu | us | us | 10943942731.8689
commercial space heating | Reference Commercial Gas Furnace | 2031 | FIXED_OM | NEW | N/A | USD/teraBtu | us | us | 1104041235.4383
commercial space heating | Reference Commercial Gas Furnace | 2031 | FIXED_OM | REPLACEMENT | N/A | USD/teraBtu | us | us | 1104041235.4383
commercial space heating | Reference Commercial Gas Furnace | 2031 | INSTALLATION | NEW | N/A | USD/teraBtu | us | us | 793194674.0042
commercial space heating | Reference Commercial Gas Furnace | 2031 | INSTALLATION | REPLACEMENT | N/A | USD/teraBtu | us | us | 793194674.0042
commercial space heating | Reference Commercial Gas Furnace | 2032 | CAPITAL | NEW | N/A | USD/teraBtu | us | us | 10943942731.8689
commercial space heating | Reference Commercial Gas Furnace | 2032 | CAPITAL | REPLACEMENT | N/A | USD/teraBtu | us | us | 10943942731.8689
commercial space heating | Reference Commercial Gas Furnace | 2032 | FIXED_OM | NEW | N/A | USD/teraBtu | us | us | 1104041235.4383
commercial space heating | Reference Commercial Gas Furnace | 2032 | FIXED_OM | REPLACEMENT | N/A | USD/teraBtu | us | us | 1104041235.4383
commercial space heating | Reference Commercial Gas Furnace | 2032 | INSTALLATION | NEW | N/A | USD/teraBtu | us | us | 793194674.0042
commercial space heating | Reference Commercial Gas Furnace | 2032 | INSTALLATION | REPLACEMENT | N/A | USD/teraBtu | us | us | 793194674.0042
commercial space heating | Reference Commercial Gas Furnace | 2033 | CAPITAL | NEW | N/A | USD/teraBtu | us | us | 10943942731.8689
commercial space heating | Reference Commercial Gas Furnace | 2033 | CAPITAL | REPLACEMENT | N/A | USD/teraBtu | us | us | 10943942731.8689
commercial space heating | Reference Commercial Gas Furnace | 2033 | FIXED_OM | NEW | N/A | USD/teraBtu | us | us | 1104041235.4383
commercial space heating | Reference Commercial Gas Furnace | 2033 | FIXED_OM | REPLACEMENT | N/A | USD/teraBtu | us | us | 1104041235.4383
commercial space heating | Reference Commercial Gas Furnace | 2033 | INSTALLATION | NEW | N/A | USD/teraBtu | us | us | 793194674.0042
commercial space heating | Reference Commercial Gas Furnace | 2033 | INSTALLATION | REPLACEMENT | N/A | USD/teraBtu | us | us | 793194674.0042
commercial space heating | Reference Commercial Gas Furnace | 2034 | CAPITAL | NEW | N/A | USD/teraBtu | us | us | 10943942731.8689
commercial space heating | Reference Commercial Gas Furnace | 2034 | CAPITAL | REPLACEMENT | N/A | USD/teraBtu | us | us | 10943942731.8689
commercial space heating | Reference Commercial Gas Furnace | 2034 | FIXED_OM | NEW | N/A | USD/teraBtu | us | us | 1104041235.4383
commercial space heating | Reference Commercial Gas Furnace | 2034 | FIXED_OM | REPLACEMENT | N/A | USD/teraBtu | us | us | 1104041235.4383
commercial space heating | Reference Commercial Gas Furnace | 2034 | INSTALLATION | NEW | N/A | USD/teraBtu | us | us | 793194674.0042
commercial space heating | Reference Commercial Gas Furnace | 2034 | INSTALLATION | REPLACEMENT | N/A | USD/teraBtu | us | us | 793194674.0042
commercial space heating | Reference Commercial Gas Furnace | 2035 | CAPITAL | NEW | N/A | USD/teraBtu | us | us | 10943942731.8689
commercial space heating | Reference Commercial Gas Furnace | 2035 | CAPITAL | REPLACEMENT | N/A | USD/teraBtu | us | us | 10943942731.8689
commercial space heating | Reference Commercial Gas Furnace | 2035 | FIXED_OM | NEW | N/A | USD/teraBtu | us | us | 1104041235.4383
commercial space heating | Reference Commercial Gas Furnace | 2035 | FIXED_OM | REPLACEMENT | N/A | USD/teraBtu | us | us | 1104041235.4383
commercial space heating | Reference Commercial Gas Furnace | 2035 | INSTALLATION | NEW | N/A | USD/teraBtu | us | us | 793194674.0042
commercial space heating | Reference Commercial Gas Furnace | 2035 | INSTALLATION | REPLACEMENT | N/A | USD/teraBtu | us | us | 793194674.0042
commercial space heating | Reference Commercial Gas Furnace | 2036 | CAPITAL | NEW | N/A | USD/teraBtu | us | us | 10943942731.8689
commercial space heating | Reference Commercial Gas Furnace | 2036 | CAPITAL | REPLACEMENT | N/A | USD/teraBtu | us | us | 10943942731.8689
commercial space heating | Reference Commercial Gas Furnace | 2036 | FIXED_OM | NEW | N/A | USD/teraBtu | us | us | 1104041235.4383
commercial space heating | Reference Commercial Gas Furnace | 2036 | FIXED_OM | REPLACEMENT | N/A | USD/teraBtu | us | us | 1104041235.4383
commercial space heating | Reference Commercial Gas Furnace | 2036 | INSTALLATION | NEW | N/A | USD/teraBtu | us | us | 793194674.0042
commercial space heating | Reference Commercial Gas Furnace | 2036 | INSTALLATION | REPLACEMENT | N/A | USD/teraBtu | us | us | 793194674.0042
commercial space heating | Reference Commercial Gas Furnace | 2037 | CAPITAL | NEW | N/A | USD/teraBtu | us | us | 10943942731.8689
commercial space heating | Reference Commercial Gas Furnace | 2037 | CAPITAL | REPLACEMENT | N/A | USD/teraBtu | us | us | 10943942731.8689
commercial space heating | Reference Commercial Gas Furnace | 2037 | FIXED_OM | NEW | N/A | USD/teraBtu | us | us | 1104041235.4383
commercial space heating | Reference Commercial Gas Furnace | 2037 | FIXED_OM | REPLACEMENT | N/A | USD/teraBtu | us | us | 1104041235.4383
commercial space heating | Reference Commercial Gas Furnace | 2037 | INSTALLATION | NEW | N/A | USD/teraBtu | us | us | 793194674.0042
commercial space heating | Reference Commercial Gas Furnace | 2037 | INSTALLATION | REPLACEMENT | N/A | USD/teraBtu | us | us | 793194674.0042
commercial space heating | Reference Commercial Gas Furnace | 2038 | CAPITAL | NEW | N/A | USD/teraBtu | us | us | 10943942731.8689
commercial space heating | Reference Commercial Gas Furnace | 2038 | CAPITAL | REPLACEMENT | N/A | USD/teraBtu | us | us | 10943942731.8689
commercial space heating | Reference Commercial Gas Furnace | 2038 | FIXED_OM | NEW | N/A | USD/teraBtu | us | us | 1104041235.4383
commercial space heating | Reference Commercial Gas Furnace | 2038 | FIXED_OM | REPLACEMENT | N/A | USD/teraBtu | us | us | 1104041235.4383
commercial space heating | Reference Commercial Gas Furnace | 2038 | INSTALLATION | NEW | N/A | USD/teraBtu | us | us | 793194674.0042
commercial space heating | Reference Commercial Gas Furnace | 2038 | INSTALLATION | REPLACEMENT | N/A | USD/teraBtu | us | us | 793194674.0042
commercial space heating | Reference Commercial Gas Furnace | 2039 | CAPITAL | NEW | N/A | USD/teraBtu | us | us | 10943942731.8689
commercial space heating | Reference Commercial Gas Furnace | 2039 | CAPITAL | REPLACEMENT | N/A | USD/teraBtu | us | us | 10943942731.8689
commercial space heating | Reference Commercial Gas Furnace | 2039 | FIXED_OM | NEW | N/A | USD/teraBtu | us | us | 1104041235.4383
commercial space heating | Reference Commercial Gas Furnace | 2039 | FIXED_OM | REPLACEMENT | N/A | USD/teraBtu | us | us | 1104041235.4383
commercial space heating | Reference Commercial Gas Furnace | 2039 | INSTALLATION | NEW | N/A | USD/teraBtu | us | us | 793194674.0042
commercial space heating | Reference Commercial Gas Furnace | 2039 | INSTALLATION | REPLACEMENT | N/A | USD/teraBtu | us | us | 793194674.0042
commercial space heating | Reference Commercial Gas Furnace | 2040 | CAPITAL | NEW | N/A | USD/teraBtu | us | us | 10943942731.8689
commercial space heating | Reference Commercial Gas Furnace | 2040 | CAPITAL | REPLACEMENT | N/A | USD/teraBtu | us | us | 10943942731.8689
commercial space heating | Reference Commercial Gas Furnace | 2040 | FIXED_OM | NEW | N/A | USD/teraBtu | us | us | 1104041235.4383
commercial space heating | Reference Commercial Gas Furnace | 2040 | FIXED_OM | REPLACEMENT | N/A | USD/teraBtu | us | us | 1104041235.4383
commercial space heating | Reference Commercial Gas Furnace | 2040 | INSTALLATION | NEW | N/A | USD/teraBtu | us | us | 793194674.0042
commercial space heating | Reference Commercial Gas Furnace | 2040 | INSTALLATION | REPLACEMENT | N/A | USD/teraBtu | us | us | 793194674.0042
commercial space heating | Reference Commercial Gas Furnace | 2041 | CAPITAL | NEW | N/A | USD/teraBtu | us | us | 10943942731.8689
commercial space heating | Reference Commercial Gas Furnace | 2041 | CAPITAL | REPLACEMENT | N/A | USD/teraBtu | us | us | 10943942731.8689
commercial space heating | Reference Commercial Gas Furnace | 2041 | FIXED_OM | NEW | N/A | USD/teraBtu | us | us | 1104041235.4383
commercial space heating | Reference Commercial Gas Furnace | 2041 | FIXED_OM | REPLACEMENT | N/A | USD/teraBtu | us | us | 1104041235.4383
commercial space heating | Reference Commercial Gas Furnace | 2041 | INSTALLATION | NEW | N/A | USD/teraBtu | us | us | 793194674.0042
commercial space heating | Reference Commercial Gas Furnace | 2041 | INSTALLATION | REPLACEMENT | N/A | USD/teraBtu | us | us | 793194674.0042
commercial space heating | Reference Commercial Gas Furnace | 2042 | CAPITAL | NEW | N/A | USD/teraBtu | us | us | 10943942731.8689
commercial space heating | Reference Commercial Gas Furnace | 2042 | CAPITAL | REPLACEMENT | N/A | USD/teraBtu | us | us | 10943942731.8689
commercial space heating | Reference Commercial Gas Furnace | 2042 | FIXED_OM | NEW | N/A | USD/teraBtu | us | us | 1104041235.4383
commercial space heating | Reference Commercial Gas Furnace | 2042 | FIXED_OM | REPLACEMENT | N/A | USD/teraBtu | us | us | 1104041235.4383
commercial space heating | Reference Commercial Gas Furnace | 2042 | INSTALLATION | NEW | N/A | USD/teraBtu | us | us | 793194674.0042
commercial space heating | Reference Commercial Gas Furnace | 2042 | INSTALLATION | REPLACEMENT | N/A | USD/teraBtu | us | us | 793194674.0042
commercial space heating | Reference Commercial Gas Furnace | 2043 | CAPITAL | NEW | N/A | USD/teraBtu | us | us | 10943942731.8689
commercial space heating | Reference Commercial Gas Furnace | 2043 | CAPITAL | REPLACEMENT | N/A | USD/teraBtu | us | us | 10943942731.8689
commercial space heating | Reference Commercial Gas Furnace | 2043 | FIXED_OM | NEW | N/A | USD/teraBtu | us | us | 1104041235.4383
commercial space heating | Reference Commercial Gas Furnace | 2043 | FIXED_OM | REPLACEMENT | N/A | USD/teraBtu | us | us | 1104041235.4383
commercial space heating | Reference Commercial Gas Furnace | 2043 | INSTALLATION | NEW | N/A | USD/teraBtu | us | us | 793194674.0042
commercial space heating | Reference Commercial Gas Furnace | 2043 | INSTALLATION | REPLACEMENT | N/A | USD/teraBtu | us | us | 793194674.0042
commercial space heating | Reference Commercial Gas Furnace | 2044 | CAPITAL | NEW | N/A | USD/teraBtu | us | us | 10943942731.8689
commercial space heating | Reference Commercial Gas Furnace | 2044 | CAPITAL | REPLACEMENT | N/A | USD/teraBtu | us | us | 10943942731.8689
commercial space heating | Reference Commercial Gas Furnace | 2044 | FIXED_OM | NEW | N/A | USD/teraBtu | us | us | 1104041235.4383
commercial space heating | Reference Commercial Gas Furnace | 2044 | FIXED_OM | REPLACEMENT | N/A | USD/teraBtu | us | us | 1104041235.4383
commercial space heating | Reference Commercial Gas Furnace | 2044 | INSTALLATION | NEW | N/A | USD/teraBtu | us | us | 793194674.0042
commercial space heating | Reference Commercial Gas Furnace | 2044 | INSTALLATION | REPLACEMENT | N/A | USD/teraBtu | us | us | 793194674.0042
commercial space heating | Reference Commercial Gas Furnace | 2045 | CAPITAL | NEW | N/A | USD/teraBtu | us | us | 10943942731.8689
commercial space heating | Reference Commercial Gas Furnace | 2045 | CAPITAL | REPLACEMENT | N/A | USD/teraBtu | us | us | 10943942731.8689
commercial space heating | Reference Commercial Gas Furnace | 2045 | FIXED_OM | NEW | N/A | USD/teraBtu | us | us | 1104041235.4383
commercial space heating | Reference Commercial Gas Furnace | 2045 | FIXED_OM | REPLACEMENT | N/A | USD/teraBtu | us | us | 1104041235.4383
commercial space heating | Reference Commercial Gas Furnace | 2045 | INSTALLATION | NEW | N/A | USD/teraBtu | us | us | 793194674.0042
commercial space heating | Reference Commercial Gas Furnace | 2045 | INSTALLATION | REPLACEMENT | N/A | USD/teraBtu | us | us | 793194674.0042
commercial space heating | Reference Commercial Gas Furnace | 2046 | CAPITAL | NEW | N/A | USD/teraBtu | us | us | 10943942731.8689
commercial space heating | Reference Commercial Gas Furnace | 2046 | CAPITAL | REPLACEMENT | N/A | USD/teraBtu | us | us | 10943942731.8689
commercial space heating | Reference Commercial Gas Furnace | 2046 | FIXED_OM | NEW | N/A | USD/teraBtu | us | us | 1104041235.4383
commercial space heating | Reference Commercial Gas Furnace | 2046 | FIXED_OM | REPLACEMENT | N/A | USD/teraBtu | us | us | 1104041235.4383
commercial space heating | Reference Commercial Gas Furnace | 2046 | INSTALLATION | NEW | N/A | USD/teraBtu | us | us | 793194674.0042
commercial space heating | Reference Commercial Gas Furnace | 2046 | INSTALLATION | REPLACEMENT | N/A | USD/teraBtu | us | us | 793194674.0042
commercial space heating | Reference Commercial Gas Furnace | 2047 | CAPITAL | NEW | N/A | USD/teraBtu | us | us | 10943942731.8689
commercial space heating | Reference Commercial Gas Furnace | 2047 | CAPITAL | REPLACEMENT | N/A | USD/teraBtu | us | us | 10943942731.8689
commercial space heating | Reference Commercial Gas Furnace | 2047 | FIXED_OM | NEW | N/A | USD/teraBtu | us | us | 1104041235.4383
commercial space heating | Reference Commercial Gas Furnace | 2047 | FIXED_OM | REPLACEMENT | N/A | USD/teraBtu | us | us | 1104041235.4383
commercial space heating | Reference Commercial Gas Furnace | 2047 | INSTALLATION | NEW | N/A | USD/teraBtu | us | us | 793194674.0042
commercial space heating | Reference Commercial Gas Furnace | 2047 | INSTALLATION | REPLACEMENT | N/A | USD/teraBtu | us | us | 793194674.0042
commercial space heating | Reference Commercial Gas Furnace | 2048 | CAPITAL | NEW | N/A | USD/teraBtu | us | us | 10943942731.8689
commercial space heating | Reference Commercial Gas Furnace | 2048 | CAPITAL | REPLACEMENT | N/A | USD/teraBtu | us | us | 10943942731.8689
commercial space heating | Reference Commercial Gas Furnace | 2048 | FIXED_OM | NEW | N/A | USD/teraBtu | us | us | 1104041235.4383
commercial space heating | Reference Commercial Gas Furnace | 2048 | FIXED_OM | REPLACEMENT | N/A | USD/teraBtu | us | us | 1104041235.4383
commercial space heating | Reference Commercial Gas Furnace | 2048 | INSTALLATION | NEW | N/A | USD/teraBtu | us | us | 793194674.0042
commercial space heating | Reference Commercial Gas Furnace | 2048 | INSTALLATION | REPLACEMENT | N/A | USD/teraBtu | us | us | 793194674.0042
commercial space heating | Reference Commercial Gas Furnace | 2049 | CAPITAL | NEW | N/A | USD/teraBtu | us | us | 10943942731.8689
commercial space heating | Reference Commercial Gas Furnace | 2049 | CAPITAL | REPLACEMENT | N/A | USD/teraBtu | us | us | 10943942731.8689
commercial space heating | Reference Commercial Gas Furnace | 2049 | FIXED_OM | NEW | N/A | USD/teraBtu | us | us | 1104041235.4383
commercial space heating | Reference Commercial Gas Furnace | 2049 | FIXED_OM | REPLACEMENT | N/A | USD/teraBtu | us | us | 1104041235.4383
commercial space heating | Reference Commercial Gas Furnace | 2049 | INSTALLATION | NEW | N/A | USD/teraBtu | us | us | 793194674.0042
commercial space heating | Reference Commercial Gas Furnace | 2049 | INSTALLATION | REPLACEMENT | N/A | USD/teraBtu | us | us | 793194674.0042
commercial space heating | Reference Commercial Gas Furnace | 2050 | CAPITAL | NEW | N/A | USD/teraBtu | us | us | 10943942731.8689
commercial space heating | Reference Commercial Gas Furnace | 2050 | CAPITAL | REPLACEMENT | N/A | USD/teraBtu | us | us | 10943942731.8689
commercial space heating | Reference Commercial Gas Furnace | 2050 | FIXED_OM | NEW | N/A | USD/teraBtu | us | us | 1104041235.4383
commercial space heating | Reference Commercial Gas Furnace | 2050 | FIXED_OM | REPLACEMENT | N/A | USD/teraBtu | us | us | 1104041235.4383
commercial space heating | Reference Commercial Gas Furnace | 2050 | INSTALLATION | NEW | N/A | USD/teraBtu | us | us | 793194674.0042
commercial space heating | Reference Commercial Gas Furnace | 2050 | INSTALLATION | REPLACEMENT | N/A | USD/teraBtu | us | us | 793194674.0042
commercial space heating | Reference Commercial Gas Heat Pump - Heating | 2020 | CAPITAL | NEW | N/A | USD/teraBtu | us | us | 133985586825.036
commercial space heating | Reference Commercial Gas Heat Pump - Heating | 2020 | CAPITAL | REPLACEMENT | N/A | USD/teraBtu | us | us | 133985586825.036
commercial space heating | Reference Commercial Gas Heat Pump - Heating | 2020 | FIXED_OM | NEW | N/A | USD/teraBtu | us | us | 2636836348.7167
commercial space heating | Reference Commercial Gas Heat Pump - Heating | 2020 | FIXED_OM | REPLACEMENT | N/A | USD/teraBtu | us | us | 2636836348.7167
commercial space heating | Reference Commercial Gas Heat Pump - Heating | 2020 | INSTALLATION | NEW | N/A | USD/teraBtu | us | us | 26797117365.0072
commercial space heating | Reference Commercial Gas Heat Pump - Heating | 2020 | INSTALLATION | REPLACEMENT | N/A | USD/teraBtu | us | us | 26797117365.0072
commercial space heating | Reference Commercial Gas Heat Pump - Heating | 2021 | CAPITAL | NEW | N/A | USD/teraBtu | us | us | 133985586825.036
commercial space heating | Reference Commercial Gas Heat Pump - Heating | 2021 | CAPITAL | REPLACEMENT | N/A | USD/teraBtu | us | us | 133985586825.036
commercial space heating | Reference Commercial Gas Heat Pump - Heating | 2021 | FIXED_OM | NEW | N/A | USD/teraBtu | us | us | 2636836348.7167
commercial space heating | Reference Commercial Gas Heat Pump - Heating | 2021 | FIXED_OM | REPLACEMENT | N/A | USD/teraBtu | us | us | 2636836348.7167
commercial space heating | Reference Commercial Gas Heat Pump - Heating | 2021 | INSTALLATION | NEW | N/A | USD/teraBtu | us | us | 26797117365.0072
commercial space heating | Reference Commercial Gas Heat Pump - Heating | 2021 | INSTALLATION | REPLACEMENT | N/A | USD/teraBtu | us | us | 26797117365.0072
commercial space heating | Reference Commercial Gas Heat Pump - Heating | 2022 | CAPITAL | NEW | N/A | USD/teraBtu | us | us | 133985586825.036
commercial space heating | Reference Commercial Gas Heat Pump - Heating | 2022 | CAPITAL | REPLACEMENT | N/A | USD/teraBtu | us | us | 133985586825.036
commercial space heating | Reference Commercial Gas Heat Pump - Heating | 2022 | FIXED_OM | NEW | N/A | USD/teraBtu | us | us | 2636836348.7167
commercial space heating | Reference Commercial Gas Heat Pump - Heating | 2022 | FIXED_OM | REPLACEMENT | N/A | USD/teraBtu | us | us | 2636836348.7167
commercial space heating | Reference Commercial Gas Heat Pump - Heating | 2022 | INSTALLATION | NEW | N/A | USD/teraBtu | us | us | 26797117365.0072
commercial space heating | Reference Commercial Gas Heat Pump - Heating | 2022 | INSTALLATION | REPLACEMENT | N/A | USD/teraBtu | us | us | 26797117365.0072
commercial space heating | Reference Commercial Gas Heat Pump - Heating | 2023 | CAPITAL | NEW | N/A | USD/teraBtu | us | us | 133985586825.036
commercial space heating | Reference Commercial Gas Heat Pump - Heating | 2023 | CAPITAL | REPLACEMENT | N/A | USD/teraBtu | us | us | 133985586825.036
commercial space heating | Reference Commercial Gas Heat Pump - Heating | 2023 | FIXED_OM | NEW | N/A | USD/teraBtu | us | us | 2636836348.7167
commercial space heating | Reference Commercial Gas Heat Pump - Heating | 2023 | FIXED_OM | REPLACEMENT | N/A | USD/teraBtu | us | us | 2636836348.7167
commercial space heating | Reference Commercial Gas Heat Pump - Heating | 2023 | INSTALLATION | NEW | N/A | USD/teraBtu | us | us | 26797117365.0072
commercial space heating | Reference Commercial Gas Heat Pump - Heating | 2023 | INSTALLATION | REPLACEMENT | N/A | USD/teraBtu | us | us | 26797117365.0072
commercial space heating | Reference Commercial Gas Heat Pump - Heating | 2024 | CAPITAL | NEW | N/A | USD/teraBtu | us | us | 133985586825.036
commercial space heating | Reference Commercial Gas Heat Pump - Heating | 2024 | CAPITAL | REPLACEMENT | N/A | USD/teraBtu | us | us | 133985586825.036
commercial space heating | Reference Commercial Gas Heat Pump - Heating | 2024 | FIXED_OM | NEW | N/A | USD/teraBtu | us | us | 2636836348.7167
commercial space heating | Reference Commercial Gas Heat Pump - Heating | 2024 | FIXED_OM | REPLACEMENT | N/A | USD/teraBtu | us | us | 2636836348.7167
commercial space heating | Reference Commercial Gas Heat Pump - Heating | 2024 | INSTALLATION | NEW | N/A | USD/teraBtu | us | us | 26797117365.0072
commercial space heating | Reference Commercial Gas Heat Pump - Heating | 2024 | INSTALLATION | REPLACEMENT | N/A | USD/teraBtu | us | us | 26797117365.0072
commercial space heating | Reference Commercial Gas Heat Pump - Heating | 2025 | CAPITAL | NEW | N/A | USD/teraBtu | us | us | 133985586825.036
commercial space heating | Reference Commercial Gas Heat Pump - Heating | 2025 | CAPITAL | REPLACEMENT | N/A | USD/teraBtu | us | us | 133985586825.036
commercial space heating | Reference Commercial Gas Heat Pump - Heating | 2025 | FIXED_OM | NEW | N/A | USD/teraBtu | us | us | 2636836348.7167
commercial space heating | Reference Commercial Gas Heat Pump - Heating | 2025 | FIXED_OM | REPLACEMENT | N/A | USD/teraBtu | us | us | 2636836348.7167
commercial space heating | Reference Commercial Gas Heat Pump - Heating | 2025 | INSTALLATION | NEW | N/A | USD/teraBtu | us | us | 26797117365.0072
commercial space heating | Reference Commercial Gas Heat Pump - Heating | 2025 | INSTALLATION | REPLACEMENT | N/A | USD/teraBtu | us | us | 26797117365.0072
commercial space heating | Reference Commercial Gas Heat Pump - Heating | 2026 | CAPITAL | NEW | N/A | USD/teraBtu | us | us | 133985586825.036
commercial space heating | Reference Commercial Gas Heat Pump - Heating | 2026 | CAPITAL | REPLACEMENT | N/A | USD/teraBtu | us | us | 133985586825.036
commercial space heating | Reference Commercial Gas Heat Pump - Heating | 2026 | FIXED_OM | NEW | N/A | USD/teraBtu | us | us | 2636836348.7167
commercial space heating | Reference Commercial Gas Heat Pump - Heating | 2026 | FIXED_OM | REPLACEMENT | N/A | USD/teraBtu | us | us | 2636836348.7167
commercial space heating | Reference Commercial Gas Heat Pump - Heating | 2026 | INSTALLATION | NEW | N/A | USD/teraBtu | us | us | 26797117365.0072
commercial space heating | Reference Commercial Gas Heat Pump - Heating | 2026 | INSTALLATION | REPLACEMENT | N/A | USD/teraBtu | us | us | 26797117365.0072
commercial space heating | Reference Commercial Gas Heat Pump - Heating | 2027 | CAPITAL | NEW | N/A | USD/teraBtu | us | us | 133985586825.036
commercial space heating | Reference Commercial Gas Heat Pump - Heating | 2027 | CAPITAL | REPLACEMENT | N/A | USD/teraBtu | us | us | 133985586825.036
commercial space heating | Reference Commercial Gas Heat Pump - Heating | 2027 | FIXED_OM | NEW | N/A | USD/teraBtu | us | us | 2636836348.7167
commercial space heating | Reference Commercial Gas Heat Pump - Heating | 2027 | FIXED_OM | REPLACEMENT | N/A | USD/teraBtu | us | us | 2636836348.7167
commercial space heating | Reference Commercial Gas Heat Pump - Heating | 2027 | INSTALLATION | NEW | N/A | USD/teraBtu | us | us | 26797117365.0072
commercial space heating | Reference Commercial Gas Heat Pump - Heating | 2027 | INSTALLATION | REPLACEMENT | N/A | USD/teraBtu | us | us | 26797117365.0072
commercial space heating | Reference Commercial Gas Heat Pump - Heating | 2028 | CAPITAL | NEW | N/A | USD/teraBtu | us | us | 133985586825.036
commercial space heating | Reference Commercial Gas Heat Pump - Heating | 2028 | CAPITAL | REPLACEMENT | N/A | USD/teraBtu | us | us | 133985586825.036
commercial space heating | Reference Commercial Gas Heat Pump - Heating | 2028 | FIXED_OM | NEW | N/A | USD/teraBtu | us | us | 2636836348.7167
commercial space heating | Reference Commercial Gas Heat Pump - Heating | 2028 | FIXED_OM | REPLACEMENT | N/A | USD/teraBtu | us | us | 2636836348.7167
commercial space heating | Reference Commercial Gas Heat Pump - Heating | 2028 | INSTALLATION | NEW | N/A | USD/teraBtu | us | us | 26797117365.0072
commercial space heating | Reference Commercial Gas Heat Pump - Heating | 2028 | INSTALLATION | REPLACEMENT | N/A | USD/teraBtu | us | us | 26797117365.0072
commercial space heating | Reference Commercial Gas Heat Pump - Heating | 2029 | CAPITAL | NEW | N/A | USD/teraBtu | us | us | 133985586825.036
commercial space heating | Reference Commercial Gas Heat Pump - Heating | 2029 | CAPITAL | REPLACEMENT | N/A | USD/teraBtu | us | us | 133985586825.036
commercial space heating | Reference Commercial Gas Heat Pump - Heating | 2029 | FIXED_OM | NEW | N/A | USD/teraBtu | us | us | 2636836348.7167
commercial space heating | Reference Commercial Gas Heat Pump - Heating | 2029 | FIXED_OM | REPLACEMENT | N/A | USD/teraBtu | us | us | 2636836348.7167
commercial space heating | Reference Commercial Gas Heat Pump - Heating | 2029 | INSTALLATION | NEW | N/A | USD/teraBtu | us | us | 26797117365.0072
commercial space heating | Reference Commercial Gas Heat Pump - Heating | 2029 | INSTALLATION | REPLACEMENT | N/A | USD/teraBtu | us | us | 26797117365.0072
commercial space heating | Reference Commercial Gas Heat Pump - Heating | 2030 | CAPITAL | NEW | N/A | USD/teraBtu | us | us | 133985586825.036
commercial space heating | Reference Commercial Gas Heat Pump - Heating | 2030 | CAPITAL | REPLACEMENT | N/A | USD/teraBtu | us | us | 133985586825.036
commercial space heating | Reference Commercial Gas Heat Pump - Heating | 2030 | FIXED_OM | NEW | N/A | USD/teraBtu | us | us | 2636836348.7167
commercial space heating | Reference Commercial Gas Heat Pump - Heating | 2030 | FIXED_OM | REPLACEMENT | N/A | USD/teraBtu | us | us | 2636836348.7167
commercial space heating | Reference Commercial Gas Heat Pump - Heating | 2030 | INSTALLATION | NEW | N/A | USD/teraBtu | us | us | 26797117365.0072
commercial space heating | Reference Commercial Gas Heat Pump - Heating | 2030 | INSTALLATION | REPLACEMENT | N/A | USD/teraBtu | us | us | 26797117365.0072
commercial space heating | Reference Commercial Gas Heat Pump - Heating | 2031 | CAPITAL | NEW | N/A | USD/teraBtu | us | us | 133985586825.036
commercial space heating | Reference Commercial Gas Heat Pump - Heating | 2031 | CAPITAL | REPLACEMENT | N/A | USD/teraBtu | us | us | 133985586825.036
commercial space heating | Reference Commercial Gas Heat Pump - Heating | 2031 | FIXED_OM | NEW | N/A | USD/teraBtu | us | us | 2636836348.7167
commercial space heating | Reference Commercial Gas Heat Pump - Heating | 2031 | FIXED_OM | REPLACEMENT | N/A | USD/teraBtu | us | us | 2636836348.7167
commercial space heating | Reference Commercial Gas Heat Pump - Heating | 2031 | INSTALLATION | NEW | N/A | USD/teraBtu | us | us | 26797117365.0072
commercial space heating | Reference Commercial Gas Heat Pump - Heating | 2031 | INSTALLATION | REPLACEMENT | N/A | USD/teraBtu | us | us | 26797117365.0072
commercial space heating | Reference Commercial Gas Heat Pump - Heating | 2032 | CAPITAL | NEW | N/A | USD/teraBtu | us | us | 133985586825.036
commercial space heating | Reference Commercial Gas Heat Pump - Heating | 2032 | CAPITAL | REPLACEMENT | N/A | USD/teraBtu | us | us | 133985586825.036
commercial space heating | Reference Commercial Gas Heat Pump - Heating | 2032 | FIXED_OM | NEW | N/A | USD/teraBtu | us | us | 2636836348.7167
commercial space heating | Reference Commercial Gas Heat Pump - Heating | 2032 | FIXED_OM | REPLACEMENT | N/A | USD/teraBtu | us | us | 2636836348.7167
commercial space heating | Reference Commercial Gas Heat Pump - Heating | 2032 | INSTALLATION | NEW | N/A | USD/teraBtu | us | us | 26797117365.0072
commercial space heating | Reference Commercial Gas Heat Pump - Heating | 2032 | INSTALLATION | REPLACEMENT | N/A | USD/teraBtu | us | us | 26797117365.0072
commercial space heating | Reference Commercial Gas Heat Pump - Heating | 2033 | CAPITAL | NEW | N/A | USD/teraBtu | us | us | 133985586825.036
commercial space heating | Reference Commercial Gas Heat Pump - Heating | 2033 | CAPITAL | REPLACEMENT | N/A | USD/teraBtu | us | us | 133985586825.036
commercial space heating | Reference Commercial Gas Heat Pump - Heating | 2033 | FIXED_OM | NEW | N/A | USD/teraBtu | us | us | 2636836348.7167
commercial space heating | Reference Commercial Gas Heat Pump - Heating | 2033 | FIXED_OM | REPLACEMENT | N/A | USD/teraBtu | us | us | 2636836348.7167
commercial space heating | Reference Commercial Gas Heat Pump - Heating | 2033 | INSTALLATION | NEW | N/A | USD/teraBtu | us | us | 26797117365.0072
commercial space heating | Reference Commercial Gas Heat Pump - Heating | 2033 | INSTALLATION | REPLACEMENT | N/A | USD/teraBtu | us | us | 26797117365.0072
commercial space heating | Reference Commercial Gas Heat Pump - Heating | 2034 | CAPITAL | NEW | N/A | USD/teraBtu | us | us | 133985586825.036
commercial space heating | Reference Commercial Gas Heat Pump - Heating | 2034 | CAPITAL | REPLACEMENT | N/A | USD/teraBtu | us | us | 133985586825.036
commercial space heating | Reference Commercial Gas Heat Pump - Heating | 2034 | FIXED_OM | NEW | N/A | USD/teraBtu | us | us | 2636836348.7167
commercial space heating | Reference Commercial Gas Heat Pump - Heating | 2034 | FIXED_OM | REPLACEMENT | N/A | USD/teraBtu | us | us | 2636836348.7167
commercial space heating | Reference Commercial Gas Heat Pump - Heating | 2034 | INSTALLATION | NEW | N/A | USD/teraBtu | us | us | 26797117365.0072
commercial space heating | Reference Commercial Gas Heat Pump - Heating | 2034 | INSTALLATION | REPLACEMENT | N/A | USD/teraBtu | us | us | 26797117365.0072
commercial space heating | Reference Commercial Gas Heat Pump - Heating | 2035 | CAPITAL | NEW | N/A | USD/teraBtu | us | us | 133985586825.036
commercial space heating | Reference Commercial Gas Heat Pump - Heating | 2035 | CAPITAL | REPLACEMENT | N/A | USD/teraBtu | us | us | 133985586825.036
commercial space heating | Reference Commercial Gas Heat Pump - Heating | 2035 | FIXED_OM | NEW | N/A | USD/teraBtu | us | us | 2636836348.7167
commercial space heating | Reference Commercial Gas Heat Pump - Heating | 2035 | FIXED_OM | REPLACEMENT | N/A | USD/teraBtu | us | us | 2636836348.7167
commercial space heating | Reference Commercial Gas Heat Pump - Heating | 2035 | INSTALLATION | NEW | N/A | USD/teraBtu | us | us | 26797117365.0072
commercial space heating | Reference Commercial Gas Heat Pump - Heating | 2035 | INSTALLATION | REPLACEMENT | N/A | USD/teraBtu | us | us | 26797117365.0072
commercial space heating | Reference Commercial Gas Heat Pump - Heating | 2036 | CAPITAL | NEW | N/A | USD/teraBtu | us | us | 133985586825.036
commercial space heating | Reference Commercial Gas Heat Pump - Heating | 2036 | CAPITAL | REPLACEMENT | N/A | USD/teraBtu | us | us | 133985586825.036
commercial space heating | Reference Commercial Gas Heat Pump - Heating | 2036 | FIXED_OM | NEW | N/A | USD/teraBtu | us | us | 2636836348.7167
commercial space heating | Reference Commercial Gas Heat Pump - Heating | 2036 | FIXED_OM | REPLACEMENT | N/A | USD/teraBtu | us | us | 2636836348.7167
commercial space heating | Reference Commercial Gas Heat Pump - Heating | 2036 | INSTALLATION | NEW | N/A | USD/teraBtu | us | us | 26797117365.0072
commercial space heating | Reference Commercial Gas Heat Pump - Heating | 2036 | INSTALLATION | REPLACEMENT | N/A | USD/teraBtu | us | us | 26797117365.0072
commercial space heating | Reference Commercial Gas Heat Pump - Heating | 2037 | CAPITAL | NEW | N/A | USD/teraBtu | us | us | 133985586825.036
commercial space heating | Reference Commercial Gas Heat Pump - Heating | 2037 | CAPITAL | REPLACEMENT | N/A | USD/teraBtu | us | us | 133985586825.036
commercial space heating | Reference Commercial Gas Heat Pump - Heating | 2037 | FIXED_OM | NEW | N/A | USD/teraBtu | us | us | 2636836348.7167
commercial space heating | Reference Commercial Gas Heat Pump - Heating | 2037 | FIXED_OM | REPLACEMENT | N/A | USD/teraBtu | us | us | 2636836348.7167
commercial space heating | Reference Commercial Gas Heat Pump - Heating | 2037 | INSTALLATION | NEW | N/A | USD/teraBtu | us | us | 26797117365.0072
commercial space heating | Reference Commercial Gas Heat Pump - Heating | 2037 | INSTALLATION | REPLACEMENT | N/A | USD/teraBtu | us | us | 26797117365.0072
commercial space heating | Reference Commercial Gas Heat Pump - Heating | 2038 | CAPITAL | NEW | N/A | USD/teraBtu | us | us | 133985586825.036
commercial space heating | Reference Commercial Gas Heat Pump - Heating | 2038 | CAPITAL | REPLACEMENT | N/A | USD/teraBtu | us | us | 133985586825.036
commercial space heating | Reference Commercial Gas Heat Pump - Heating | 2038 | FIXED_OM | NEW | N/A | USD/teraBtu | us | us | 2636836348.7167
commercial space heating | Reference Commercial Gas Heat Pump - Heating | 2038 | FIXED_OM | REPLACEMENT | N/A | USD/teraBtu | us | us | 2636836348.7167
commercial space heating | Reference Commercial Gas Heat Pump - Heating | 2038 | INSTALLATION | NEW | N/A | USD/teraBtu | us | us | 26797117365.0072
commercial space heating | Reference Commercial Gas Heat Pump - Heating | 2038 | INSTALLATION | REPLACEMENT | N/A | USD/teraBtu | us | us | 26797117365.0072
commercial space heating | Reference Commercial Gas Heat Pump - Heating | 2039 | CAPITAL | NEW | N/A | USD/teraBtu | us | us | 133985586825.036
commercial space heating | Reference Commercial Gas Heat Pump - Heating | 2039 | CAPITAL | REPLACEMENT | N/A | USD/teraBtu | us | us | 133985586825.036
commercial space heating | Reference Commercial Gas Heat Pump - Heating | 2039 | FIXED_OM | NEW | N/A | USD/teraBtu | us | us | 2636836348.7167
commercial space heating | Reference Commercial Gas Heat Pump - Heating | 2039 | FIXED_OM | REPLACEMENT | N/A | USD/teraBtu | us | us | 2636836348.7167
commercial space heating | Reference Commercial Gas Heat Pump - Heating | 2039 | INSTALLATION | NEW | N/A | USD/teraBtu | us | us | 26797117365.0072
commercial space heating | Reference Commercial Gas Heat Pump - Heating | 2039 | INSTALLATION | REPLACEMENT | N/A | USD/teraBtu | us | us | 26797117365.0072
commercial space heating | Reference Commercial Gas Heat Pump - Heating | 2040 | CAPITAL | NEW | N/A | USD/teraBtu | us | us | 133985586825.036
commercial space heating | Reference Commercial Gas Heat Pump - Heating | 2040 | CAPITAL | REPLACEMENT | N/A | USD/teraBtu | us | us | 133985586825.036
commercial space heating | Reference Commercial Gas Heat Pump - Heating | 2040 | FIXED_OM | NEW | N/A | USD/teraBtu | us | us | 2636836348.7167
commercial space heating | Reference Commercial Gas Heat Pump - Heating | 2040 | FIXED_OM | REPLACEMENT | N/A | USD/teraBtu | us | us | 2636836348.7167
commercial space heating | Reference Commercial Gas Heat Pump - Heating | 2040 | INSTALLATION | NEW | N/A | USD/teraBtu | us | us | 26797117365.0072
commercial space heating | Reference Commercial Gas Heat Pump - Heating | 2040 | INSTALLATION | REPLACEMENT | N/A | USD/teraBtu | us | us | 26797117365.0072
commercial space heating | Reference Commercial Gas Heat Pump - Heating | 2041 | CAPITAL | NEW | N/A | USD/teraBtu | us | us | 133985586825.036
commercial space heating | Reference Commercial Gas Heat Pump - Heating | 2041 | CAPITAL | REPLACEMENT | N/A | USD/teraBtu | us | us | 133985586825.036
commercial space heating | Reference Commercial Gas Heat Pump - Heating | 2041 | FIXED_OM | NEW | N/A | USD/teraBtu | us | us | 2636836348.7167
commercial space heating | Reference Commercial Gas Heat Pump - Heating | 2041 | FIXED_OM | REPLACEMENT | N/A | USD/teraBtu | us | us | 2636836348.7167
commercial space heating | Reference Commercial Gas Heat Pump - Heating | 2041 | INSTALLATION | NEW | N/A | USD/teraBtu | us | us | 26797117365.0072
commercial space heating | Reference Commercial Gas Heat Pump - Heating | 2041 | INSTALLATION | REPLACEMENT | N/A | USD/teraBtu | us | us | 26797117365.0072
commercial space heating | Reference Commercial Gas Heat Pump - Heating | 2042 | CAPITAL | NEW | N/A | USD/teraBtu | us | us | 133985586825.036
commercial space heating | Reference Commercial Gas Heat Pump - Heating | 2042 | CAPITAL | REPLACEMENT | N/A | USD/teraBtu | us | us | 133985586825.036
commercial space heating | Reference Commercial Gas Heat Pump - Heating | 2042 | FIXED_OM | NEW | N/A | USD/teraBtu | us | us | 2636836348.7167
commercial space heating | Reference Commercial Gas Heat Pump - Heating | 2042 | FIXED_OM | REPLACEMENT | N/A | USD/teraBtu | us | us | 2636836348.7167
commercial space heating | Reference Commercial Gas Heat Pump - Heating | 2042 | INSTALLATION | NEW | N/A | USD/teraBtu | us | us | 26797117365.0072
commercial space heating | Reference Commercial Gas Heat Pump - Heating | 2042 | INSTALLATION | REPLACEMENT | N/A | USD/teraBtu | us | us | 26797117365.0072
commercial space heating | Reference Commercial Gas Heat Pump - Heating | 2043 | CAPITAL | NEW | N/A | USD/teraBtu | us | us | 133985586825.036
commercial space heating | Reference Commercial Gas Heat Pump - Heating | 2043 | CAPITAL | REPLACEMENT | N/A | USD/teraBtu | us | us | 133985586825.036
commercial space heating | Reference Commercial Gas Heat Pump - Heating | 2043 | FIXED_OM | NEW | N/A | USD/teraBtu | us | us | 2636836348.7167
commercial space heating | Reference Commercial Gas Heat Pump - Heating | 2043 | FIXED_OM | REPLACEMENT | N/A | USD/teraBtu | us | us | 2636836348.7167
commercial space heating | Reference Commercial Gas Heat Pump - Heating | 2043 | INSTALLATION | NEW | N/A | USD/teraBtu | us | us | 26797117365.0072
commercial space heating | Reference Commercial Gas Heat Pump - Heating | 2043 | INSTALLATION | REPLACEMENT | N/A | USD/teraBtu | us | us | 26797117365.0072
commercial space heating | Reference Commercial Gas Heat Pump - Heating | 2044 | CAPITAL | NEW | N/A | USD/teraBtu | us | us | 133985586825.036
commercial space heating | Reference Commercial Gas Heat Pump - Heating | 2044 | CAPITAL | REPLACEMENT | N/A | USD/teraBtu | us | us | 133985586825.036
commercial space heating | Reference Commercial Gas Heat Pump - Heating | 2044 | FIXED_OM | NEW | N/A | USD/teraBtu | us | us | 2636836348.7167
commercial space heating | Reference Commercial Gas Heat Pump - Heating | 2044 | FIXED_OM | REPLACEMENT | N/A | USD/teraBtu | us | us | 2636836348.7167
commercial space heating | Reference Commercial Gas Heat Pump - Heating | 2044 | INSTALLATION | NEW | N/A | USD/teraBtu | us | us | 26797117365.0072
commercial space heating | Reference Commercial Gas Heat Pump - Heating | 2044 | INSTALLATION | REPLACEMENT | N/A | USD/teraBtu | us | us | 26797117365.0072
commercial space heating | Reference Commercial Gas Heat Pump - Heating | 2045 | CAPITAL | NEW | N/A | USD/teraBtu | us | us | 133985586825.036
commercial space heating | Reference Commercial Gas Heat Pump - Heating | 2045 | CAPITAL | REPLACEMENT | N/A | USD/teraBtu | us | us | 133985586825.036
commercial space heating | Reference Commercial Gas Heat Pump - Heating | 2045 | FIXED_OM | NEW | N/A | USD/teraBtu | us | us | 2636836348.7167
commercial space heating | Reference Commercial Gas Heat Pump - Heating | 2045 | FIXED_OM | REPLACEMENT | N/A | USD/teraBtu | us | us | 2636836348.7167
commercial space heating | Reference Commercial Gas Heat Pump - Heating | 2045 | INSTALLATION | NEW | N/A | USD/teraBtu | us | us | 26797117365.0072
commercial space heating | Reference Commercial Gas Heat Pump - Heating | 2045 | INSTALLATION | REPLACEMENT | N/A | USD/teraBtu | us | us | 26797117365.0072
commercial space heating | Reference Commercial Gas Heat Pump - Heating | 2046 | CAPITAL | NEW | N/A | USD/teraBtu | us | us | 133985586825.036
commercial space heating | Reference Commercial Gas Heat Pump - Heating | 2046 | CAPITAL | REPLACEMENT | N/A | USD/teraBtu | us | us | 133985586825.036
commercial space heating | Reference Commercial Gas Heat Pump - Heating | 2046 | FIXED_OM | NEW | N/A | USD/teraBtu | us | us | 2636836348.7167
commercial space heating | Reference Commercial Gas Heat Pump - Heating | 2046 | FIXED_OM | REPLACEMENT | N/A | USD/teraBtu | us | us | 2636836348.7167
commercial space heating | Reference Commercial Gas Heat Pump - Heating | 2046 | INSTALLATION | NEW | N/A | USD/teraBtu | us | us | 26797117365.0072
commercial space heating | Reference Commercial Gas Heat Pump - Heating | 2046 | INSTALLATION | REPLACEMENT | N/A | USD/teraBtu | us | us | 26797117365.0072
commercial space heating | Reference Commercial Gas Heat Pump - Heating | 2047 | CAPITAL | NEW | N/A | USD/teraBtu | us | us | 133985586825.036
commercial space heating | Reference Commercial Gas Heat Pump - Heating | 2047 | CAPITAL | REPLACEMENT | N/A | USD/teraBtu | us | us | 133985586825.036
commercial space heating | Reference Commercial Gas Heat Pump - Heating | 2047 | FIXED_OM | NEW | N/A | USD/teraBtu | us | us | 2636836348.7167
commercial space heating | Reference Commercial Gas Heat Pump - Heating | 2047 | FIXED_OM | REPLACEMENT | N/A | USD/teraBtu | us | us | 2636836348.7167
commercial space heating | Reference Commercial Gas Heat Pump - Heating | 2047 | INSTALLATION | NEW | N/A | USD/teraBtu | us | us | 26797117365.0072
commercial space heating | Reference Commercial Gas Heat Pump - Heating | 2047 | INSTALLATION | REPLACEMENT | N/A | USD/teraBtu | us | us | 26797117365.0072
commercial space heating | Reference Commercial Gas Heat Pump - Heating | 2048 | CAPITAL | NEW | N/A | USD/teraBtu | us | us | 133985586825.036
commercial space heating | Reference Commercial Gas Heat Pump - Heating | 2048 | CAPITAL | REPLACEMENT | N/A | USD/teraBtu | us | us | 133985586825.036
commercial space heating | Reference Commercial Gas Heat Pump - Heating | 2048 | FIXED_OM | NEW | N/A | USD/teraBtu | us | us | 2636836348.7167
commercial space heating | Reference Commercial Gas Heat Pump - Heating | 2048 | FIXED_OM | REPLACEMENT | N/A | USD/teraBtu | us | us | 2636836348.7167
commercial space heating | Reference Commercial Gas Heat Pump - Heating | 2048 | INSTALLATION | NEW | N/A | USD/teraBtu | us | us | 26797117365.0072
commercial space heating | Reference Commercial Gas Heat Pump - Heating | 2048 | INSTALLATION | REPLACEMENT | N/A | USD/teraBtu | us | us | 26797117365.0072
commercial space heating | Reference Commercial Gas Heat Pump - Heating | 2049 | CAPITAL | NEW | N/A | USD/teraBtu | us | us | 133985586825.036
commercial space heating | Reference Commercial Gas Heat Pump - Heating | 2049 | CAPITAL | REPLACEMENT | N/A | USD/teraBtu | us | us | 133985586825.036
commercial space heating | Reference Commercial Gas Heat Pump - Heating | 2049 | FIXED_OM | NEW | N/A | USD/teraBtu | us | us | 2636836348.7167
commercial space heating | Reference Commercial Gas Heat Pump - Heating | 2049 | FIXED_OM | REPLACEMENT | N/A | USD/teraBtu | us | us | 2636836348.7167
commercial space heating | Reference Commercial Gas Heat Pump - Heating | 2049 | INSTALLATION | NEW | N/A | USD/teraBtu | us | us | 26797117365.0072
commercial space heating | Reference Commercial Gas Heat Pump - Heating | 2049 | INSTALLATION | REPLACEMENT | N/A | USD/teraBtu | us | us | 26797117365.0072
commercial space heating | Reference Commercial Gas Heat Pump - Heating | 2050 | CAPITAL | NEW | N/A | USD/teraBtu | us | us | 133985586825.036
commercial space heating | Reference Commercial Gas Heat Pump - Heating | 2050 | CAPITAL | REPLACEMENT | N/A | USD/teraBtu | us | us | 133985586825.036
commercial space heating | Reference Commercial Gas Heat Pump - Heating | 2050 | FIXED_OM | NEW | N/A | USD/teraBtu | us | us | 2636836348.7167
commercial space heating | Reference Commercial Gas Heat Pump - Heating | 2050 | FIXED_OM | REPLACEMENT | N/A | USD/teraBtu | us | us | 2636836348.7167
commercial space heating | Reference Commercial Gas Heat Pump - Heating | 2050 | INSTALLATION | NEW | N/A | USD/teraBtu | us | us | 26797117365.0072
commercial space heating | Reference Commercial Gas Heat Pump - Heating | 2050 | INSTALLATION | REPLACEMENT | N/A | USD/teraBtu | us | us | 26797117365.0072
commercial space heating | Reference Commercial Ground Source Heat Pump - Heating | 2020 | CAPITAL | NEW | N/A | USD/teraBtu | us | us | 170386791053.662
commercial space heating | Reference Commercial Ground Source Heat Pump - Heating | 2020 | CAPITAL | REPLACEMENT | N/A | USD/teraBtu | us | us | 170386791053.662
commercial space heating | Reference Commercial Ground Source Heat Pump - Heating | 2020 | FIXED_OM | NEW | N/A | USD/teraBtu | us | us | 1677499547.0494
commercial space heating | Reference Commercial Ground Source Heat Pump - Heating | 2020 | FIXED_OM | REPLACEMENT | N/A | USD/teraBtu | us | us | 1677499547.0494
commercial space heating | Reference Commercial Ground Source Heat Pump - Heating | 2020 | INSTALLATION | NEW | N/A | USD/teraBtu | us | us | 105398422020.046
commercial space heating | Reference Commercial Ground Source Heat Pump - Heating | 2020 | INSTALLATION | REPLACEMENT | N/A | USD/teraBtu | us | us | 105398422020.046
commercial space heating | Reference Commercial Ground Source Heat Pump - Heating | 2021 | CAPITAL | NEW | N/A | USD/teraBtu | us | us | 170386791053.662
commercial space heating | Reference Commercial Ground Source Heat Pump - Heating | 2021 | CAPITAL | REPLACEMENT | N/A | USD/teraBtu | us | us | 170386791053.662
commercial space heating | Reference Commercial Ground Source Heat Pump - Heating | 2021 | FIXED_OM | NEW | N/A | USD/teraBtu | us | us | 1677499547.0494
commercial space heating | Reference Commercial Ground Source Heat Pump - Heating | 2021 | FIXED_OM | REPLACEMENT | N/A | USD/teraBtu | us | us | 1677499547.0494
commercial space heating | Reference Commercial Ground Source Heat Pump - Heating | 2021 | INSTALLATION | NEW | N/A | USD/teraBtu | us | us | 105398422020.046
commercial space heating | Reference Commercial Ground Source Heat Pump - Heating | 2021 | INSTALLATION | REPLACEMENT | N/A | USD/teraBtu | us | us | 105398422020.046
commercial space heating | Reference Commercial Ground Source Heat Pump - Heating | 2022 | CAPITAL | NEW | N/A | USD/teraBtu | us | us | 170386791053.662
commercial space heating | Reference Commercial Ground Source Heat Pump - Heating | 2022 | CAPITAL | REPLACEMENT | N/A | USD/teraBtu | us | us | 170386791053.662
commercial space heating | Reference Commercial Ground Source Heat Pump - Heating | 2022 | FIXED_OM | NEW | N/A | USD/teraBtu | us | us | 1677499547.0494
commercial space heating | Reference Commercial Ground Source Heat Pump - Heating | 2022 | FIXED_OM | REPLACEMENT | N/A | USD/teraBtu | us | us | 1677499547.0494
commercial space heating | Reference Commercial Ground Source Heat Pump - Heating | 2022 | INSTALLATION | NEW | N/A | USD/teraBtu | us | us | 105398422020.046
commercial space heating | Reference Commercial Ground Source Heat Pump - Heating | 2022 | INSTALLATION | REPLACEMENT | N/A | USD/teraBtu | us | us | 105398422020.046
commercial space heating | Reference Commercial Ground Source Heat Pump - Heating | 2023 | CAPITAL | NEW | N/A | USD/teraBtu | us | us | 170386791053.662
commercial space heating | Reference Commercial Ground Source Heat Pump - Heating | 2023 | CAPITAL | REPLACEMENT | N/A | USD/teraBtu | us | us | 170386791053.662
commercial space heating | Reference Commercial Ground Source Heat Pump - Heating | 2023 | FIXED_OM | NEW | N/A | USD/teraBtu | us | us | 1677499547.0494
commercial space heating | Reference Commercial Ground Source Heat Pump - Heating | 2023 | FIXED_OM | REPLACEMENT | N/A | USD/teraBtu | us | us | 1677499547.0494
commercial space heating | Reference Commercial Ground Source Heat Pump - Heating | 2023 | INSTALLATION | NEW | N/A | USD/teraBtu | us | us | 105398422020.046
commercial space heating | Reference Commercial Ground Source Heat Pump - Heating | 2023 | INSTALLATION | REPLACEMENT | N/A | USD/teraBtu | us | us | 105398422020.046
commercial space heating | Reference Commercial Ground Source Heat Pump - Heating | 2024 | CAPITAL | NEW | N/A | USD/teraBtu | us | us | 170386791053.662
commercial space heating | Reference Commercial Ground Source Heat Pump - Heating | 2024 | CAPITAL | REPLACEMENT | N/A | USD/teraBtu | us | us | 170386791053.662
commercial space heating | Reference Commercial Ground Source Heat Pump - Heating | 2024 | FIXED_OM | NEW | N/A | USD/teraBtu | us | us | 1677499547.0494
commercial space heating | Reference Commercial Ground Source Heat Pump - Heating | 2024 | FIXED_OM | REPLACEMENT | N/A | USD/teraBtu | us | us | 1677499547.0494
commercial space heating | Reference Commercial Ground Source Heat Pump - Heating | 2024 | INSTALLATION | NEW | N/A | USD/teraBtu | us | us | 105398422020.046
commercial space heating | Reference Commercial Ground Source Heat Pump - Heating | 2024 | INSTALLATION | REPLACEMENT | N/A | USD/teraBtu | us | us | 105398422020.046
commercial space heating | Reference Commercial Ground Source Heat Pump - Heating | 2025 | CAPITAL | NEW | N/A | USD/teraBtu | us | us | 170386791053.662
commercial space heating | Reference Commercial Ground Source Heat Pump - Heating | 2025 | CAPITAL | REPLACEMENT | N/A | USD/teraBtu | us | us | 170386791053.662
commercial space heating | Reference Commercial Ground Source Heat Pump - Heating | 2025 | FIXED_OM | NEW | N/A | USD/teraBtu | us | us | 1677499547.0494
commercial space heating | Reference Commercial Ground Source Heat Pump - Heating | 2025 | FIXED_OM | REPLACEMENT | N/A | USD/teraBtu | us | us | 1677499547.0494
commercial space heating | Reference Commercial Ground Source Heat Pump - Heating | 2025 | INSTALLATION | NEW | N/A | USD/teraBtu | us | us | 105398422020.046
commercial space heating | Reference Commercial Ground Source Heat Pump - Heating | 2025 | INSTALLATION | REPLACEMENT | N/A | USD/teraBtu | us | us | 105398422020.046
commercial space heating | Reference Commercial Ground Source Heat Pump - Heating | 2026 | CAPITAL | NEW | N/A | USD/teraBtu | us | us | 170386791053.662
commercial space heating | Reference Commercial Ground Source Heat Pump - Heating | 2026 | CAPITAL | REPLACEMENT | N/A | USD/teraBtu | us | us | 170386791053.662
commercial space heating | Reference Commercial Ground Source Heat Pump - Heating | 2026 | FIXED_OM | NEW | N/A | USD/teraBtu | us | us | 1677499547.0494
commercial space heating | Reference Commercial Ground Source Heat Pump - Heating | 2026 | FIXED_OM | REPLACEMENT | N/A | USD/teraBtu | us | us | 1677499547.0494
commercial space heating | Reference Commercial Ground Source Heat Pump - Heating | 2026 | INSTALLATION | NEW | N/A | USD/teraBtu | us | us | 105398422020.046
commercial space heating | Reference Commercial Ground Source Heat Pump - Heating | 2026 | INSTALLATION | REPLACEMENT | N/A | USD/teraBtu | us | us | 105398422020.046
commercial space heating | Reference Commercial Ground Source Heat Pump - Heating | 2027 | CAPITAL | NEW | N/A | USD/teraBtu | us | us | 170386791053.662
commercial space heating | Reference Commercial Ground Source Heat Pump - Heating | 2027 | CAPITAL | REPLACEMENT | N/A | USD/teraBtu | us | us | 170386791053.662
commercial space heating | Reference Commercial Ground Source Heat Pump - Heating | 2027 | FIXED_OM | NEW | N/A | USD/teraBtu | us | us | 1677499547.0494
commercial space heating | Reference Commercial Ground Source Heat Pump - Heating | 2027 | FIXED_OM | REPLACEMENT | N/A | USD/teraBtu | us | us | 1677499547.0494
commercial space heating | Reference Commercial Ground Source Heat Pump - Heating | 2027 | INSTALLATION | NEW | N/A | USD/teraBtu | us | us | 105398422020.046
commercial space heating | Reference Commercial Ground Source Heat Pump - Heating | 2027 | INSTALLATION | REPLACEMENT | N/A | USD/teraBtu | us | us | 105398422020.046
commercial space heating | Reference Commercial Ground Source Heat Pump - Heating | 2028 | CAPITAL | NEW | N/A | USD/teraBtu | us | us | 170386791053.662
commercial space heating | Reference Commercial Ground Source Heat Pump - Heating | 2028 | CAPITAL | REPLACEMENT | N/A | USD/teraBtu | us | us | 170386791053.662
commercial space heating | Reference Commercial Ground Source Heat Pump - Heating | 2028 | FIXED_OM | NEW | N/A | USD/teraBtu | us | us | 1677499547.0494
commercial space heating | Reference Commercial Ground Source Heat Pump - Heating | 2028 | FIXED_OM | REPLACEMENT | N/A | USD/teraBtu | us | us | 1677499547.0494
commercial space heating | Reference Commercial Ground Source Heat Pump - Heating | 2028 | INSTALLATION | NEW | N/A | USD/teraBtu | us | us | 105398422020.046
commercial space heating | Reference Commercial Ground Source Heat Pump - Heating | 2028 | INSTALLATION | REPLACEMENT | N/A | USD/teraBtu | us | us | 105398422020.046
commercial space heating | Reference Commercial Ground Source Heat Pump - Heating | 2029 | CAPITAL | NEW | N/A | USD/teraBtu | us | us | 170386791053.662
commercial space heating | Reference Commercial Ground Source Heat Pump - Heating | 2029 | CAPITAL | REPLACEMENT | N/A | USD/teraBtu | us | us | 170386791053.662
commercial space heating | Reference Commercial Ground Source Heat Pump - Heating | 2029 | FIXED_OM | NEW | N/A | USD/teraBtu | us | us | 1677499547.0494
commercial space heating | Reference Commercial Ground Source Heat Pump - Heating | 2029 | FIXED_OM | REPLACEMENT | N/A | USD/teraBtu | us | us | 1677499547.0494
commercial space heating | Reference Commercial Ground Source Heat Pump - Heating | 2029 | INSTALLATION | NEW | N/A | USD/teraBtu | us | us | 105398422020.046
commercial space heating | Reference Commercial Ground Source Heat Pump - Heating | 2029 | INSTALLATION | REPLACEMENT | N/A | USD/teraBtu | us | us | 105398422020.046
commercial space heating | Reference Commercial Ground Source Heat Pump - Heating | 2030 | CAPITAL | NEW | N/A | USD/teraBtu | us | us | 170386791053.662
commercial space heating | Reference Commercial Ground Source Heat Pump - Heating | 2030 | CAPITAL | REPLACEMENT | N/A | USD/teraBtu | us | us | 170386791053.662
commercial space heating | Reference Commercial Ground Source Heat Pump - Heating | 2030 | FIXED_OM | NEW | N/A | USD/teraBtu | us | us | 1677499547.0494
commercial space heating | Reference Commercial Ground Source Heat Pump - Heating | 2030 | FIXED_OM | REPLACEMENT | N/A | USD/teraBtu | us | us | 1677499547.0494
commercial space heating | Reference Commercial Ground Source Heat Pump - Heating | 2030 | INSTALLATION | NEW | N/A | USD/teraBtu | us | us | 105398422020.046
commercial space heating | Reference Commercial Ground Source Heat Pump - Heating | 2030 | INSTALLATION | REPLACEMENT | N/A | USD/teraBtu | us | us | 105398422020.046
commercial space heating | Reference Commercial Ground Source Heat Pump - Heating | 2031 | CAPITAL | NEW | N/A | USD/teraBtu | us | us | 170386791053.662
commercial space heating | Reference Commercial Ground Source Heat Pump - Heating | 2031 | CAPITAL | REPLACEMENT | N/A | USD/teraBtu | us | us | 170386791053.662
commercial space heating | Reference Commercial Ground Source Heat Pump - Heating | 2031 | FIXED_OM | NEW | N/A | USD/teraBtu | us | us | 1677499547.0494
commercial space heating | Reference Commercial Ground Source Heat Pump - Heating | 2031 | FIXED_OM | REPLACEMENT | N/A | USD/teraBtu | us | us | 1677499547.0494
commercial space heating | Reference Commercial Ground Source Heat Pump - Heating | 2031 | INSTALLATION | NEW | N/A | USD/teraBtu | us | us | 105398422020.046
commercial space heating | Reference Commercial Ground Source Heat Pump - Heating | 2031 | INSTALLATION | REPLACEMENT | N/A | USD/teraBtu | us | us | 105398422020.046
commercial space heating | Reference Commercial Ground Source Heat Pump - Heating | 2032 | CAPITAL | NEW | N/A | USD/teraBtu | us | us | 170386791053.662
commercial space heating | Reference Commercial Ground Source Heat Pump - Heating | 2032 | CAPITAL | REPLACEMENT | N/A | USD/teraBtu | us | us | 170386791053.662
commercial space heating | Reference Commercial Ground Source Heat Pump - Heating | 2032 | FIXED_OM | NEW | N/A | USD/teraBtu | us | us | 1677499547.0494
commercial space heating | Reference Commercial Ground Source Heat Pump - Heating | 2032 | FIXED_OM | REPLACEMENT | N/A | USD/teraBtu | us | us | 1677499547.0494
commercial space heating | Reference Commercial Ground Source Heat Pump - Heating | 2032 | INSTALLATION | NEW | N/A | USD/teraBtu | us | us | 105398422020.046
commercial space heating | Reference Commercial Ground Source Heat Pump - Heating | 2032 | INSTALLATION | REPLACEMENT | N/A | USD/teraBtu | us | us | 105398422020.046
commercial space heating | Reference Commercial Ground Source Heat Pump - Heating | 2033 | CAPITAL | NEW | N/A | USD/teraBtu | us | us | 170386791053.662
commercial space heating | Reference Commercial Ground Source Heat Pump - Heating | 2033 | CAPITAL | REPLACEMENT | N/A | USD/teraBtu | us | us | 170386791053.662
commercial space heating | Reference Commercial Ground Source Heat Pump - Heating | 2033 | FIXED_OM | NEW | N/A | USD/teraBtu | us | us | 1677499547.0494
commercial space heating | Reference Commercial Ground Source Heat Pump - Heating | 2033 | FIXED_OM | REPLACEMENT | N/A | USD/teraBtu | us | us | 1677499547.0494
commercial space heating | Reference Commercial Ground Source Heat Pump - Heating | 2033 | INSTALLATION | NEW | N/A | USD/teraBtu | us | us | 105398422020.046
commercial space heating | Reference Commercial Ground Source Heat Pump - Heating | 2033 | INSTALLATION | REPLACEMENT | N/A | USD/teraBtu | us | us | 105398422020.046
commercial space heating | Reference Commercial Ground Source Heat Pump - Heating | 2034 | CAPITAL | NEW | N/A | USD/teraBtu | us | us | 170386791053.662
commercial space heating | Reference Commercial Ground Source Heat Pump - Heating | 2034 | CAPITAL | REPLACEMENT | N/A | USD/teraBtu | us | us | 170386791053.662
commercial space heating | Reference Commercial Ground Source Heat Pump - Heating | 2034 | FIXED_OM | NEW | N/A | USD/teraBtu | us | us | 1677499547.0494
commercial space heating | Reference Commercial Ground Source Heat Pump - Heating | 2034 | FIXED_OM | REPLACEMENT | N/A | USD/teraBtu | us | us | 1677499547.0494
commercial space heating | Reference Commercial Ground Source Heat Pump - Heating | 2034 | INSTALLATION | NEW | N/A | USD/teraBtu | us | us | 105398422020.046
commercial space heating | Reference Commercial Ground Source Heat Pump - Heating | 2034 | INSTALLATION | REPLACEMENT | N/A | USD/teraBtu | us | us | 105398422020.046
commercial space heating | Reference Commercial Ground Source Heat Pump - Heating | 2035 | CAPITAL | NEW | N/A | USD/teraBtu | us | us | 170386791053.662
commercial space heating | Reference Commercial Ground Source Heat Pump - Heating | 2035 | CAPITAL | REPLACEMENT | N/A | USD/teraBtu | us | us | 170386791053.662
commercial space heating | Reference Commercial Ground Source Heat Pump - Heating | 2035 | FIXED_OM | NEW | N/A | USD/teraBtu | us | us | 1677499547.0494
commercial space heating | Reference Commercial Ground Source Heat Pump - Heating | 2035 | FIXED_OM | REPLACEMENT | N/A | USD/teraBtu | us | us | 1677499547.0494
commercial space heating | Reference Commercial Ground Source Heat Pump - Heating | 2035 | INSTALLATION | NEW | N/A | USD/teraBtu | us | us | 105398422020.046
commercial space heating | Reference Commercial Ground Source Heat Pump - Heating | 2035 | INSTALLATION | REPLACEMENT | N/A | USD/teraBtu | us | us | 105398422020.046
commercial space heating | Reference Commercial Ground Source Heat Pump - Heating | 2036 | CAPITAL | NEW | N/A | USD/teraBtu | us | us | 170386791053.662
commercial space heating | Reference Commercial Ground Source Heat Pump - Heating | 2036 | CAPITAL | REPLACEMENT | N/A | USD/teraBtu | us | us | 170386791053.662
commercial space heating | Reference Commercial Ground Source Heat Pump - Heating | 2036 | FIXED_OM | NEW | N/A | USD/teraBtu | us | us | 1677499547.0494
commercial space heating | Reference Commercial Ground Source Heat Pump - Heating | 2036 | FIXED_OM | REPLACEMENT | N/A | USD/teraBtu | us | us | 1677499547.0494
commercial space heating | Reference Commercial Ground Source Heat Pump - Heating | 2036 | INSTALLATION | NEW | N/A | USD/teraBtu | us | us | 105398422020.046
commercial space heating | Reference Commercial Ground Source Heat Pump - Heating | 2036 | INSTALLATION | REPLACEMENT | N/A | USD/teraBtu | us | us | 105398422020.046
commercial space heating | Reference Commercial Ground Source Heat Pump - Heating | 2037 | CAPITAL | NEW | N/A | USD/teraBtu | us | us | 170386791053.662
commercial space heating | Reference Commercial Ground Source Heat Pump - Heating | 2037 | CAPITAL | REPLACEMENT | N/A | USD/teraBtu | us | us | 170386791053.662
commercial space heating | Reference Commercial Ground Source Heat Pump - Heating | 2037 | FIXED_OM | NEW | N/A | USD/teraBtu | us | us | 1677499547.0494
commercial space heating | Reference Commercial Ground Source Heat Pump - Heating | 2037 | FIXED_OM | REPLACEMENT | N/A | USD/teraBtu | us | us | 1677499547.0494
commercial space heating | Reference Commercial Ground Source Heat Pump - Heating | 2037 | INSTALLATION | NEW | N/A | USD/teraBtu | us | us | 105398422020.046
commercial space heating | Reference Commercial Ground Source Heat Pump - Heating | 2037 | INSTALLATION | REPLACEMENT | N/A | USD/teraBtu | us | us | 105398422020.046
commercial space heating | Reference Commercial Ground Source Heat Pump - Heating | 2038 | CAPITAL | NEW | N/A | USD/teraBtu | us | us | 170386791053.662
commercial space heating | Reference Commercial Ground Source Heat Pump - Heating | 2038 | CAPITAL | REPLACEMENT | N/A | USD/teraBtu | us | us | 170386791053.662
commercial space heating | Reference Commercial Ground Source Heat Pump - Heating | 2038 | FIXED_OM | NEW | N/A | USD/teraBtu | us | us | 1677499547.0494
commercial space heating | Reference Commercial Ground Source Heat Pump - Heating | 2038 | FIXED_OM | REPLACEMENT | N/A | USD/teraBtu | us | us | 1677499547.0494
commercial space heating | Reference Commercial Ground Source Heat Pump - Heating | 2038 | INSTALLATION | NEW | N/A | USD/teraBtu | us | us | 105398422020.046
commercial space heating | Reference Commercial Ground Source Heat Pump - Heating | 2038 | INSTALLATION | REPLACEMENT | N/A | USD/teraBtu | us | us | 105398422020.046
commercial space heating | Reference Commercial Ground Source Heat Pump - Heating | 2039 | CAPITAL | NEW | N/A | USD/teraBtu | us | us | 170386791053.662
commercial space heating | Reference Commercial Ground Source Heat Pump - Heating | 2039 | CAPITAL | REPLACEMENT | N/A | USD/teraBtu | us | us | 170386791053.662
commercial space heating | Reference Commercial Ground Source Heat Pump - Heating | 2039 | FIXED_OM | NEW | N/A | USD/teraBtu | us | us | 1677499547.0494
commercial space heating | Reference Commercial Ground Source Heat Pump - Heating | 2039 | FIXED_OM | REPLACEMENT | N/A | USD/teraBtu | us | us | 1677499547.0494
commercial space heating | Reference Commercial Ground Source Heat Pump - Heating | 2039 | INSTALLATION | NEW | N/A | USD/teraBtu | us | us | 105398422020.046
commercial space heating | Reference Commercial Ground Source Heat Pump - Heating | 2039 | INSTALLATION | REPLACEMENT | N/A | USD/teraBtu | us | us | 105398422020.046
commercial space heating | Reference Commercial Ground Source Heat Pump - Heating | 2040 | CAPITAL | NEW | N/A | USD/teraBtu | us | us | 170386791053.662
commercial space heating | Reference Commercial Ground Source Heat Pump - Heating | 2040 | CAPITAL | REPLACEMENT | N/A | USD/teraBtu | us | us | 170386791053.662
commercial space heating | Reference Commercial Ground Source Heat Pump - Heating | 2040 | FIXED_OM | NEW | N/A | USD/teraBtu | us | us | 1677499547.0494
commercial space heating | Reference Commercial Ground Source Heat Pump - Heating | 2040 | FIXED_OM | REPLACEMENT | N/A | USD/teraBtu | us | us | 1677499547.0494
commercial space heating | Reference Commercial Ground Source Heat Pump - Heating | 2040 | INSTALLATION | NEW | N/A | USD/teraBtu | us | us | 105398422020.046
commercial space heating | Reference Commercial Ground Source Heat Pump - Heating | 2040 | INSTALLATION | REPLACEMENT | N/A | USD/teraBtu | us | us | 105398422020.046
commercial space heating | Reference Commercial Ground Source Heat Pump - Heating | 2041 | CAPITAL | NEW | N/A | USD/teraBtu | us | us | 170386791053.662
commercial space heating | Reference Commercial Ground Source Heat Pump - Heating | 2041 | CAPITAL | REPLACEMENT | N/A | USD/teraBtu | us | us | 170386791053.662
commercial space heating | Reference Commercial Ground Source Heat Pump - Heating | 2041 | FIXED_OM | NEW | N/A | USD/teraBtu | us | us | 1677499547.0494
commercial space heating | Reference Commercial Ground Source Heat Pump - Heating | 2041 | FIXED_OM | REPLACEMENT | N/A | USD/teraBtu | us | us | 1677499547.0494
commercial space heating | Reference Commercial Ground Source Heat Pump - Heating | 2041 | INSTALLATION | NEW | N/A | USD/teraBtu | us | us | 105398422020.046
commercial space heating | Reference Commercial Ground Source Heat Pump - Heating | 2041 | INSTALLATION | REPLACEMENT | N/A | USD/teraBtu | us | us | 105398422020.046
commercial space heating | Reference Commercial Ground Source Heat Pump - Heating | 2042 | CAPITAL | NEW | N/A | USD/teraBtu | us | us | 170386791053.662
commercial space heating | Reference Commercial Ground Source Heat Pump - Heating | 2042 | CAPITAL | REPLACEMENT | N/A | USD/teraBtu | us | us | 170386791053.662
commercial space heating | Reference Commercial Ground Source Heat Pump - Heating | 2042 | FIXED_OM | NEW | N/A | USD/teraBtu | us | us | 1677499547.0494
commercial space heating | Reference Commercial Ground Source Heat Pump - Heating | 2042 | FIXED_OM | REPLACEMENT | N/A | USD/teraBtu | us | us | 1677499547.0494
commercial space heating | Reference Commercial Ground Source Heat Pump - Heating | 2042 | INSTALLATION | NEW | N/A | USD/teraBtu | us | us | 105398422020.046
commercial space heating | Reference Commercial Ground Source Heat Pump - Heating | 2042 | INSTALLATION | REPLACEMENT | N/A | USD/teraBtu | us | us | 105398422020.046
commercial space heating | Reference Commercial Ground Source Heat Pump - Heating | 2043 | CAPITAL | NEW | N/A | USD/teraBtu | us | us | 170386791053.662
commercial space heating | Reference Commercial Ground Source Heat Pump - Heating | 2043 | CAPITAL | REPLACEMENT | N/A | USD/teraBtu | us | us | 170386791053.662
commercial space heating | Reference Commercial Ground Source Heat Pump - Heating | 2043 | FIXED_OM | NEW | N/A | USD/teraBtu | us | us | 1677499547.0494
commercial space heating | Reference Commercial Ground Source Heat Pump - Heating | 2043 | FIXED_OM | REPLACEMENT | N/A | USD/teraBtu | us | us | 1677499547.0494
commercial space heating | Reference Commercial Ground Source Heat Pump - Heating | 2043 | INSTALLATION | NEW | N/A | USD/teraBtu | us | us | 105398422020.046
commercial space heating | Reference Commercial Ground Source Heat Pump - Heating | 2043 | INSTALLATION | REPLACEMENT | N/A | USD/teraBtu | us | us | 105398422020.046
commercial space heating | Reference Commercial Ground Source Heat Pump - Heating | 2044 | CAPITAL | NEW | N/A | USD/teraBtu | us | us | 170386791053.662
commercial space heating | Reference Commercial Ground Source Heat Pump - Heating | 2044 | CAPITAL | REPLACEMENT | N/A | USD/teraBtu | us | us | 170386791053.662
commercial space heating | Reference Commercial Ground Source Heat Pump - Heating | 2044 | FIXED_OM | NEW | N/A | USD/teraBtu | us | us | 1677499547.0494