commercial space heating | Reference Commercial Ground Source Heat Pump - Heating | 2044 | FIXED_OM | REPLACEMENT | N/A | USD/teraBtu | us | us | 1677499547.0494
commercial space heating | Reference Commercial Ground Source Heat Pump - Heating | 2044 | INSTALLATION | NEW | N/A | USD/teraBtu | us | us | 105398422020.046
commercial space heating | Reference Commercial Ground Source Heat Pump - Heating | 2044 | INSTALLATION | REPLACEMENT | N/A | USD/teraBtu | us | us | 105398422020.046
commercial space heating | Reference Commercial Ground Source Heat Pump - Heating | 2045 | CAPITAL | NEW | N/A | USD/teraBtu | us | us | 170386791053.662
commercial space heating | Reference Commercial Ground Source Heat Pump - Heating | 2045 | CAPITAL | REPLACEMENT | N/A | USD/teraBtu | us | us | 170386791053.662
commercial space heating | Reference Commercial Ground Source Heat Pump - Heating | 2045 | FIXED_OM | NEW | N/A | USD/teraBtu | us | us | 1677499547.0494
commercial space heating | Reference Commercial Ground Source Heat Pump - Heating | 2045 | FIXED_OM | REPLACEMENT | N/A | USD/teraBtu | us | us | 1677499547.0494
commercial space heating | Reference Commercial Ground Source Heat Pump - Heating | 2045 | INSTALLATION | NEW | N/A | USD/teraBtu | us | us | 105398422020.046
commercial space heating | Reference Commercial Ground Source Heat Pump - Heating | 2045 | INSTALLATION | REPLACEMENT | N/A | USD/teraBtu | us | us | 105398422020.046
commercial space heating | Reference Commercial Ground Source Heat Pump - Heating | 2046 | CAPITAL | NEW | N/A | USD/teraBtu | us | us | 170386791053.662
commercial space heating | Reference Commercial Ground Source Heat Pump - Heating | 2046 | CAPITAL | REPLACEMENT | N/A | USD/teraBtu | us | us | 170386791053.662
commercial space heating | Reference Commercial Ground Source Heat Pump - Heating | 2046 | FIXED_OM | NEW | N/A | USD/teraBtu | us | us | 1677499547.0494
commercial space heating | Reference Commercial Ground Source Heat Pump - Heating | 2046 | FIXED_OM | REPLACEMENT | N/A | USD/teraBtu | us | us | 1677499547.0494
commercial space heating | Reference Commercial Ground Source Heat Pump - Heating | 2046 | INSTALLATION | NEW | N/A | USD/teraBtu | us | us | 105398422020.046
commercial space heating | Reference Commercial Ground Source Heat Pump - Heating | 2046 | INSTALLATION | REPLACEMENT | N/A | USD/teraBtu | us | us | 105398422020.046
commercial space heating | Reference Commercial Ground Source Heat Pump - Heating | 2047 | CAPITAL | NEW | N/A | USD/teraBtu | us | us | 170386791053.662
commercial space heating | Reference Commercial Ground Source Heat Pump - Heating | 2047 | CAPITAL | REPLACEMENT | N/A | USD/teraBtu | us | us | 170386791053.662
commercial space heating | Reference Commercial Ground Source Heat Pump - Heating | 2047 | FIXED_OM | NEW | N/A | USD/teraBtu | us | us | 1677499547.0494
commercial space heating | Reference Commercial Ground Source Heat Pump - Heating | 2047 | FIXED_OM | REPLACEMENT | N/A | USD/teraBtu | us | us | 1677499547.0494
commercial space heating | Reference Commercial Ground Source Heat Pump - Heating | 2047 | INSTALLATION | NEW | N/A | USD/teraBtu | us | us | 105398422020.046
commercial space heating | Reference Commercial Ground Source Heat Pump - Heating | 2047 | INSTALLATION | REPLACEMENT | N/A | USD/teraBtu | us | us | 105398422020.046
commercial space heating | Reference Commercial Ground Source Heat Pump - Heating | 2048 | CAPITAL | NEW | N/A | USD/teraBtu | us | us | 170386791053.662
commercial space heating | Reference Commercial Ground Source Heat Pump - Heating | 2048 | CAPITAL | REPLACEMENT | N/A | USD/teraBtu | us | us | 170386791053.662
commercial space heating | Reference Commercial Ground Source Heat Pump - Heating | 2048 | FIXED_OM | NEW | N/A | USD/teraBtu | us | us | 1677499547.0494
commercial space heating | Reference Commercial Ground Source Heat Pump - Heating | 2048 | FIXED_OM | REPLACEMENT | N/A | USD/teraBtu | us | us | 1677499547.0494
commercial space heating | Reference Commercial Ground Source Heat Pump - Heating | 2048 | INSTALLATION | NEW | N/A | USD/teraBtu | us | us | 105398422020.046
commercial space heating | Reference Commercial Ground Source Heat Pump - Heating | 2048 | INSTALLATION | REPLACEMENT | N/A | USD/teraBtu | us | us | 105398422020.046
commercial space heating | Reference Commercial Ground Source Heat Pump - Heating | 2049 | CAPITAL | NEW | N/A | USD/teraBtu | us | us | 170386791053.662
commercial space heating | Reference Commercial Ground Source Heat Pump - Heating | 2049 | CAPITAL | REPLACEMENT | N/A | USD/teraBtu | us | us | 170386791053.662
commercial space heating | Reference Commercial Ground Source Heat Pump - Heating | 2049 | FIXED_OM | NEW | N/A | USD/teraBtu | us | us | 1677499547.0494
commercial space heating | Reference Commercial Ground Source Heat Pump - Heating | 2049 | FIXED_OM | REPLACEMENT | N/A | USD/teraBtu | us | us | 1677499547.0494
commercial space heating | Reference Commercial Ground Source Heat Pump - Heating | 2049 | INSTALLATION | NEW | N/A | USD/teraBtu | us | us | 105398422020.046
commercial space heating | Reference Commercial Ground Source Heat Pump - Heating | 2049 | INSTALLATION | REPLACEMENT | N/A | USD/teraBtu | us | us | 105398422020.046
commercial space heating | Reference Commercial Ground Source Heat Pump - Heating | 2050 | CAPITAL | NEW | N/A | USD/teraBtu | us | us | 170386791053.662
commercial space heating | Reference Commercial Ground Source Heat Pump - Heating | 2050 | CAPITAL | REPLACEMENT | N/A | USD/teraBtu | us | us | 170386791053.662
commercial space heating | Reference Commercial Ground Source Heat Pump - Heating | 2050 | FIXED_OM | NEW | N/A | USD/teraBtu | us | us | 1677499547.0494
commercial space heating | Reference Commercial Ground Source Heat Pump - Heating | 2050 | FIXED_OM | REPLACEMENT | N/A | USD/teraBtu | us | us | 1677499547.0494
commercial space heating | Reference Commercial Ground Source Heat Pump - Heating | 2050 | INSTALLATION | NEW | N/A | USD/teraBtu | us | us | 105398422020.046
commercial space heating | Reference Commercial Ground Source Heat Pump - Heating | 2050 | INSTALLATION | REPLACEMENT | N/A | USD/teraBtu | us | us | 105398422020.046
commercial ventilation | High Efficiency Constant Air Commercial Ventilation System | 2020 | CAPITAL | NEW | N/A | USD/gigacubic_foot | us | us | 5905205721.798
commercial ventilation | High Efficiency Constant Air Commercial Ventilation System | 2020 | CAPITAL | REPLACEMENT | N/A | USD/gigacubic_foot | us | us | 5905205721.798
commercial ventilation | High Efficiency Constant Air Commercial Ventilation System | 2020 | FIXED_OM | NEW | N/A | USD/gigacubic_foot | us | us | 36904990.0351
commercial ventilation | High Efficiency Constant Air Commercial Ventilation System | 2020 | FIXED_OM | REPLACEMENT | N/A | USD/gigacubic_foot | us | us | 36904990.0351
commercial ventilation | High Efficiency Constant Air Commercial Ventilation System | 2021 | CAPITAL | NEW | N/A | USD/gigacubic_foot | us | us | 5905205721.798
commercial ventilation | High Efficiency Constant Air Commercial Ventilation System | 2021 | CAPITAL | REPLACEMENT | N/A | USD/gigacubic_foot | us | us | 5905205721.798
commercial ventilation | High Efficiency Constant Air Commercial Ventilation System | 2021 | FIXED_OM | NEW | N/A | USD/gigacubic_foot | us | us | 36904990.0351
commercial ventilation | High Efficiency Constant Air Commercial Ventilation System | 2021 | FIXED_OM | REPLACEMENT | N/A | USD/gigacubic_foot | us | us | 36904990.0351
commercial ventilation | High Efficiency Constant Air Commercial Ventilation System | 2022 | CAPITAL | NEW | N/A | USD/gigacubic_foot | us | us | 5905205721.798
commercial ventilation | High Efficiency Constant Air Commercial Ventilation System | 2022 | CAPITAL | REPLACEMENT | N/A | USD/gigacubic_foot | us | us | 5905205721.798
commercial ventilation | High Efficiency Constant Air Commercial Ventilation System | 2022 | FIXED_OM | NEW | N/A | USD/gigacubic_foot | us | us | 36904990.0351
commercial ventilation | High Efficiency Constant Air Commercial Ventilation System | 2022 | FIXED_OM | REPLACEMENT | N/A | USD/gigacubic_foot | us | us | 36904990.0351
commercial ventilation | High Efficiency Constant Air Commercial Ventilation System | 2023 | CAPITAL | NEW | N/A | USD/gigacubic_foot | us | us | 5905205721.798
commercial ventilation | High Efficiency Constant Air Commercial Ventilation System | 2023 | CAPITAL | REPLACEMENT | N/A | USD/gigacubic_foot | us | us | 5905205721.798
commercial ventilation | High Efficiency Constant Air Commercial Ventilation System | 2023 | FIXED_OM | NEW | N/A | USD/gigacubic_foot | us | us | 36904990.0351
commercial ventilation | High Efficiency Constant Air Commercial Ventilation System | 2023 | FIXED_OM | REPLACEMENT | N/A | USD/gigacubic_foot | us | us | 36904990.0351
commercial ventilation | High Efficiency Constant Air Commercial Ventilation System | 2024 | CAPITAL | NEW | N/A | USD/gigacubic_foot | us | us | 5905205721.798
commercial ventilation | High Efficiency Constant Air Commercial Ventilation System | 2024 | CAPITAL | REPLACEMENT | N/A | USD/gigacubic_foot | us | us | 5905205721.798
commercial ventilation | High Efficiency Constant Air Commercial Ventilation System | 2024 | FIXED_OM | NEW | N/A | USD/gigacubic_foot | us | us | 36904990.0351
commercial ventilation | High Efficiency Constant Air Commercial Ventilation System | 2024 | FIXED_OM | REPLACEMENT | N/A | USD/gigacubic_foot | us | us | 36904990.0351
commercial ventilation | High Efficiency Constant Air Commercial Ventilation System | 2025 | CAPITAL | NEW | N/A | USD/gigacubic_foot | us | us | 5905205721.798
commercial ventilation | High Efficiency Constant Air Commercial Ventilation System | 2025 | CAPITAL | REPLACEMENT | N/A | USD/gigacubic_foot | us | us | 5905205721.798
commercial ventilation | High Efficiency Constant Air Commercial Ventilation System | 2025 | FIXED_OM | NEW | N/A | USD/gigacubic_foot | us | us | 36904990.0351
commercial ventilation | High Efficiency Constant Air Commercial Ventilation System | 2025 | FIXED_OM | REPLACEMENT | N/A | USD/gigacubic_foot | us | us | 36904990.0351
commercial ventilation | High Efficiency Constant Air Commercial Ventilation System | 2026 | CAPITAL | NEW | N/A | USD/gigacubic_foot | us | us | 5905205721.798
commercial ventilation | High Efficiency Constant Air Commercial Ventilation System | 2026 | CAPITAL | REPLACEMENT | N/A | USD/gigacubic_foot | us | us | 5905205721.798
commercial ventilation | High Efficiency Constant Air Commercial Ventilation System | 2026 | FIXED_OM | NEW | N/A | USD/gigacubic_foot | us | us | 36904990.0351
commercial ventilation | High Efficiency Constant Air Commercial Ventilation System | 2026 | FIXED_OM | REPLACEMENT | N/A | USD/gigacubic_foot | us | us | 36904990.0351
commercial ventilation | High Efficiency Constant Air Commercial Ventilation System | 2027 | CAPITAL | NEW | N/A | USD/gigacubic_foot | us | us | 5905205721.798
commercial ventilation | High Efficiency Constant Air Commercial Ventilation System | 2027 | CAPITAL | REPLACEMENT | N/A | USD/gigacubic_foot | us | us | 5905205721.798
commercial ventilation | High Efficiency Constant Air Commercial Ventilation System | 2027 | FIXED_OM | NEW | N/A | USD/gigacubic_foot | us | us | 36904990.0351
commercial ventilation | High Efficiency Constant Air Commercial Ventilation System | 2027 | FIXED_OM | REPLACEMENT | N/A | USD/gigacubic_foot | us | us | 36904990.0351
commercial ventilation | High Efficiency Constant Air Commercial Ventilation System | 2028 | CAPITAL | NEW | N/A | USD/gigacubic_foot | us | us | 5905205721.798
commercial ventilation | High Efficiency Constant Air Commercial Ventilation System | 2028 | CAPITAL | REPLACEMENT | N/A | USD/gigacubic_foot | us | us | 5905205721.798
commercial ventilation | High Efficiency Constant Air Commercial Ventilation System | 2028 | FIXED_OM | NEW | N/A | USD/gigacubic_foot | us | us | 36904990.0351
commercial ventilation | High Efficiency Constant Air Commercial Ventilation System | 2028 | FIXED_OM | REPLACEMENT | N/A | USD/gigacubic_foot | us | us | 36904990.0351
commercial ventilation | High Efficiency Constant Air Commercial Ventilation System | 2029 | CAPITAL | NEW | N/A | USD/gigacubic_foot | us | us | 5905205721.798
commercial ventilation | High Efficiency Constant Air Commercial Ventilation System | 2029 | CAPITAL | REPLACEMENT | N/A | USD/gigacubic_foot | us | us | 5905205721.798
commercial ventilation | High Efficiency Constant Air Commercial Ventilation System | 2029 | FIXED_OM | NEW | N/A | USD/gigacubic_foot | us | us | 36904990.0351
commercial ventilation | High Efficiency Constant Air Commercial Ventilation System | 2029 | FIXED_OM | REPLACEMENT | N/A | USD/gigacubic_foot | us | us | 36904990.0351
commercial ventilation | High Efficiency Constant Air Commercial Ventilation System | 2030 | CAPITAL | NEW | N/A | USD/gigacubic_foot | us | us | 5905205721.798
commercial ventilation | High Efficiency Constant Air Commercial Ventilation System | 2030 | CAPITAL | REPLACEMENT | N/A | USD/gigacubic_foot | us | us | 5905205721.798
commercial ventilation | High Efficiency Constant Air Commercial Ventilation System | 2030 | FIXED_OM | NEW | N/A | USD/gigacubic_foot | us | us | 36904990.0351
commercial ventilation | High Efficiency Constant Air Commercial Ventilation System | 2030 | FIXED_OM | REPLACEMENT | N/A | USD/gigacubic_foot | us | us | 36904990.0351
commercial ventilation | High Efficiency Constant Air Commercial Ventilation System | 2031 | CAPITAL | NEW | N/A | USD/gigacubic_foot | us | us | 5905205721.798
commercial ventilation | High Efficiency Constant Air Commercial Ventilation System | 2031 | CAPITAL | REPLACEMENT | N/A | USD/gigacubic_foot | us | us | 5905205721.798
commercial ventilation | High Efficiency Constant Air Commercial Ventilation System | 2031 | FIXED_OM | NEW | N/A | USD/gigacubic_foot | us | us | 36904990.0351
commercial ventilation | High Efficiency Constant Air Commercial Ventilation System | 2031 | FIXED_OM | REPLACEMENT | N/A | USD/gigacubic_foot | us | us | 36904990.0351
commercial ventilation | High Efficiency Constant Air Commercial Ventilation System | 2032 | CAPITAL | NEW | N/A | USD/gigacubic_foot | us | us | 5905205721.798
commercial ventilation | High Efficiency Constant Air Commercial Ventilation System | 2032 | CAPITAL | REPLACEMENT | N/A | USD/gigacubic_foot | us | us | 5905205721.798
commercial ventilation | High Efficiency Constant Air Commercial Ventilation System | 2032 | FIXED_OM | NEW | N/A | USD/gigacubic_foot | us | us | 36904990.0351
commercial ventilation | High Efficiency Constant Air Commercial Ventilation System | 2032 | FIXED_OM | REPLACEMENT | N/A | USD/gigacubic_foot | us | us | 36904990.0351
commercial ventilation | High Efficiency Constant Air Commercial Ventilation System | 2033 | CAPITAL | NEW | N/A | USD/gigacubic_foot | us | us | 5905205721.798
commercial ventilation | High Efficiency Constant Air Commercial Ventilation System | 2033 | CAPITAL | REPLACEMENT | N/A | USD/gigacubic_foot | us | us | 5905205721.798
commercial ventilation | High Efficiency Constant Air Commercial Ventilation System | 2033 | FIXED_OM | NEW | N/A | USD/gigacubic_foot | us | us | 36904990.0351
commercial ventilation | High Efficiency Constant Air Commercial Ventilation System | 2033 | FIXED_OM | REPLACEMENT | N/A | USD/gigacubic_foot | us | us | 36904990.0351
commercial ventilation | High Efficiency Constant Air Commercial Ventilation System | 2034 | CAPITAL | NEW | N/A | USD/gigacubic_foot | us | us | 5905205721.798
commercial ventilation | High Efficiency Constant Air Commercial Ventilation System | 2034 | CAPITAL | REPLACEMENT | N/A | USD/gigacubic_foot | us | us | 5905205721.798
commercial ventilation | High Efficiency Constant Air Commercial Ventilation System | 2034 | FIXED_OM | NEW | N/A | USD/gigacubic_foot | us | us | 36904990.0351
commercial ventilation | High Efficiency Constant Air Commercial Ventilation System | 2034 | FIXED_OM | REPLACEMENT | N/A | USD/gigacubic_foot | us | us | 36904990.0351
commercial ventilation | High Efficiency Constant Air Commercial Ventilation System | 2035 | CAPITAL | NEW | N/A | USD/gigacubic_foot | us | us | 5905205721.798
commercial ventilation | High Efficiency Constant Air Commercial Ventilation System | 2035 | CAPITAL | REPLACEMENT | N/A | USD/gigacubic_foot | us | us | 5905205721.798
commercial ventilation | High Efficiency Constant Air Commercial Ventilation System | 2035 | FIXED_OM | NEW | N/A | USD/gigacubic_foot | us | us | 36904990.0351
commercial ventilation | High Efficiency Constant Air Commercial Ventilation System | 2035 | FIXED_OM | REPLACEMENT | N/A | USD/gigacubic_foot | us | us | 36904990.0351
commercial ventilation | High Efficiency Constant Air Commercial Ventilation System | 2036 | CAPITAL | NEW | N/A | USD/gigacubic_foot | us | us | 5905205721.798
commercial ventilation | High Efficiency Constant Air Commercial Ventilation System | 2036 | CAPITAL | REPLACEMENT | N/A | USD/gigacubic_foot | us | us | 5905205721.798
commercial ventilation | High Efficiency Constant Air Commercial Ventilation System | 2036 | FIXED_OM | NEW | N/A | USD/gigacubic_foot | us | us | 36904990.0351
commercial ventilation | High Efficiency Constant Air Commercial Ventilation System | 2036 | FIXED_OM | REPLACEMENT | N/A | USD/gigacubic_foot | us | us | 36904990.0351
commercial ventilation | High Efficiency Constant Air Commercial Ventilation System | 2037 | CAPITAL | NEW | N/A | USD/gigacubic_foot | us | us | 5905205721.798
commercial ventilation | High Efficiency Constant Air Commercial Ventilation System | 2037 | CAPITAL | REPLACEMENT | N/A | USD/gigacubic_foot | us | us | 5905205721.798
commercial ventilation | High Efficiency Constant Air Commercial Ventilation System | 2037 | FIXED_OM | NEW | N/A | USD/gigacubic_foot | us | us | 36904990.0351
commercial ventilation | High Efficiency Constant Air Commercial Ventilation System | 2037 | FIXED_OM | REPLACEMENT | N/A | USD/gigacubic_foot | us | us | 36904990.0351
commercial ventilation | High Efficiency Constant Air Commercial Ventilation System | 2038 | CAPITAL | NEW | N/A | USD/gigacubic_foot | us | us | 5905205721.798
commercial ventilation | High Efficiency Constant Air Commercial Ventilation System | 2038 | CAPITAL | REPLACEMENT | N/A | USD/gigacubic_foot | us | us | 5905205721.798
commercial ventilation | High Efficiency Constant Air Commercial Ventilation System | 2038 | FIXED_OM | NEW | N/A | USD/gigacubic_foot | us | us | 36904990.0351
commercial ventilation | High Efficiency Constant Air Commercial Ventilation System | 2038 | FIXED_OM | REPLACEMENT | N/A | USD/gigacubic_foot | us | us | 36904990.0351
commercial ventilation | High Efficiency Constant Air Commercial Ventilation System | 2039 | CAPITAL | NEW | N/A | USD/gigacubic_foot | us | us | 5905205721.798
commercial ventilation | High Efficiency Constant Air Commercial Ventilation System | 2039 | CAPITAL | REPLACEMENT | N/A | USD/gigacubic_foot | us | us | 5905205721.798
commercial ventilation | High Efficiency Constant Air Commercial Ventilation System | 2039 | FIXED_OM | NEW | N/A | USD/gigacubic_foot | us | us | 36904990.0351
commercial ventilation | High Efficiency Constant Air Commercial Ventilation System | 2039 | FIXED_OM | REPLACEMENT | N/A | USD/gigacubic_foot | us | us | 36904990.0351
commercial ventilation | High Efficiency Constant Air Commercial Ventilation System | 2040 | CAPITAL | NEW | N/A | USD/gigacubic_foot | us | us | 5905205721.798
commercial ventilation | High Efficiency Constant Air Commercial Ventilation System | 2040 | CAPITAL | REPLACEMENT | N/A | USD/gigacubic_foot | us | us | 5905205721.798
commercial ventilation | High Efficiency Constant Air Commercial Ventilation System | 2040 | FIXED_OM | NEW | N/A | USD/gigacubic_foot | us | us | 36904990.0351
commercial ventilation | High Efficiency Constant Air Commercial Ventilation System | 2040 | FIXED_OM | REPLACEMENT | N/A | USD/gigacubic_foot | us | us | 36904990.0351
commercial ventilation | High Efficiency Constant Air Commercial Ventilation System | 2041 | CAPITAL | NEW | N/A | USD/gigacubic_foot | us | us | 5905205721.798
commercial ventilation | High Efficiency Constant Air Commercial Ventilation System | 2041 | CAPITAL | REPLACEMENT | N/A | USD/gigacubic_foot | us | us | 5905205721.798
commercial ventilation | High Efficiency Constant Air Commercial Ventilation System | 2041 | FIXED_OM | NEW | N/A | USD/gigacubic_foot | us | us | 36904990.0351
commercial ventilation | High Efficiency Constant Air Commercial Ventilation System | 2041 | FIXED_OM | REPLACEMENT | N/A | USD/gigacubic_foot | us | us | 36904990.0351
commercial ventilation | High Efficiency Constant Air Commercial Ventilation System | 2042 | CAPITAL | NEW | N/A | USD/gigacubic_foot | us | us | 5905205721.798
commercial ventilation | High Efficiency Constant Air Commercial Ventilation System | 2042 | CAPITAL | REPLACEMENT | N/A | USD/gigacubic_foot | us | us | 5905205721.798
commercial ventilation | High Efficiency Constant Air Commercial Ventilation System | 2042 | FIXED_OM | NEW | N/A | USD/gigacubic_foot | us | us | 36904990.0351
commercial ventilation | High Efficiency Constant Air Commercial Ventilation System | 2042 | FIXED_OM | REPLACEMENT | N/A | USD/gigacubic_foot | us | us | 36904990.0351
commercial ventilation | High Efficiency Constant Air Commercial Ventilation System | 2043 | CAPITAL | NEW | N/A | USD/gigacubic_foot | us | us | 5905205721.798
commercial ventilation | High Efficiency Constant Air Commercial Ventilation System | 2043 | CAPITAL | REPLACEMENT | N/A | USD/gigacubic_foot | us | us | 5905205721.798
commercial ventilation | High Efficiency Constant Air Commercial Ventilation System | 2043 | FIXED_OM | NEW | N/A | USD/gigacubic_foot | us | us | 36904990.0351
commercial ventilation | High Efficiency Constant Air Commercial Ventilation System | 2043 | FIXED_OM | REPLACEMENT | N/A | USD/gigacubic_foot | us | us | 36904990.0351
commercial ventilation | High Efficiency Constant Air Commercial Ventilation System | 2044 | CAPITAL | NEW | N/A | USD/gigacubic_foot | us | us | 5905205721.798
commercial ventilation | High Efficiency Constant Air Commercial Ventilation System | 2044 | CAPITAL | REPLACEMENT | N/A | USD/gigacubic_foot | us | us | 5905205721.798
commercial ventilation | High Efficiency Constant Air Commercial Ventilation System | 2044 | FIXED_OM | NEW | N/A | USD/gigacubic_foot | us | us | 36904990.0351
commercial ventilation | High Efficiency Constant Air Commercial Ventilation System | 2044 | FIXED_OM | REPLACEMENT | N/A | USD/gigacubic_foot | us | us | 36904990.0351
commercial ventilation | High Efficiency Constant Air Commercial Ventilation System | 2045 | CAPITAL | NEW | N/A | USD/gigacubic_foot | us | us | 5905205721.798
commercial ventilation | High Efficiency Constant Air Commercial Ventilation System | 2045 | CAPITAL | REPLACEMENT | N/A | USD/gigacubic_foot | us | us | 5905205721.798
commercial ventilation | High Efficiency Constant Air Commercial Ventilation System | 2045 | FIXED_OM | NEW | N/A | USD/gigacubic_foot | us | us | 36904990.0351
commercial ventilation | High Efficiency Constant Air Commercial Ventilation System | 2045 | FIXED_OM | REPLACEMENT | N/A | USD/gigacubic_foot | us | us | 36904990.0351
commercial ventilation | High Efficiency Constant Air Commercial Ventilation System | 2046 | CAPITAL | NEW | N/A | USD/gigacubic_foot | us | us | 5905205721.798
commercial ventilation | High Efficiency Constant Air Commercial Ventilation System | 2046 | CAPITAL | REPLACEMENT | N/A | USD/gigacubic_foot | us | us | 5905205721.798
commercial ventilation | High Efficiency Constant Air Commercial Ventilation System | 2046 | FIXED_OM | NEW | N/A | USD/gigacubic_foot | us | us | 36904990.0351
commercial ventilation | High Efficiency Constant Air Commercial Ventilation System | 2046 | FIXED_OM | REPLACEMENT | N/A | USD/gigacubic_foot | us | us | 36904990.0351
commercial ventilation | High Efficiency Constant Air Commercial Ventilation System | 2047 | CAPITAL | NEW | N/A | USD/gigacubic_foot | us | us | 5905205721.798
commercial ventilation | High Efficiency Constant Air Commercial Ventilation System | 2047 | CAPITAL | REPLACEMENT | N/A | USD/gigacubic_foot | us | us | 5905205721.798
commercial ventilation | High Efficiency Constant Air Commercial Ventilation System | 2047 | FIXED_OM | NEW | N/A | USD/gigacubic_foot | us | us | 36904990.0351
commercial ventilation | High Efficiency Constant Air Commercial Ventilation System | 2047 | FIXED_OM | REPLACEMENT | N/A | USD/gigacubic_foot | us | us | 36904990.0351
commercial ventilation | High Efficiency Constant Air Commercial Ventilation System | 2048 | CAPITAL | NEW | N/A | USD/gigacubic_foot | us | us | 5905205721.798
commercial ventilation | High Efficiency Constant Air Commercial Ventilation System | 2048 | CAPITAL | REPLACEMENT | N/A | USD/gigacubic_foot | us | us | 5905205721.798
commercial ventilation | High Efficiency Constant Air Commercial Ventilation System | 2048 | FIXED_OM | NEW | N/A | USD/gigacubic_foot | us | us | 36904990.0351
commercial ventilation | High Efficiency Constant Air Commercial Ventilation System | 2048 | FIXED_OM | REPLACEMENT | N/A | USD/gigacubic_foot | us | us | 36904990.0351
commercial ventilation | High Efficiency Constant Air Commercial Ventilation System | 2049 | CAPITAL | NEW | N/A | USD/gigacubic_foot | us | us | 5905205721.798
commercial ventilation | High Efficiency Constant Air Commercial Ventilation System | 2049 | CAPITAL | REPLACEMENT | N/A | USD/gigacubic_foot | us | us | 5905205721.798
commercial ventilation | High Efficiency Constant Air Commercial Ventilation System | 2049 | FIXED_OM | NEW | N/A | USD/gigacubic_foot | us | us | 36904990.0351
commercial ventilation | High Efficiency Constant Air Commercial Ventilation System | 2049 | FIXED_OM | REPLACEMENT | N/A | USD/gigacubic_foot | us | us | 36904990.0351
commercial ventilation | High Efficiency Constant Air Commercial Ventilation System | 2050 | CAPITAL | NEW | N/A | USD/gigacubic_foot | us | us | 5905205721.798
commercial ventilation | High Efficiency Constant Air Commercial Ventilation System | 2050 | CAPITAL | REPLACEMENT | N/A | USD/gigacubic_foot | us | us | 5905205721.798
commercial ventilation | High Efficiency Constant Air Commercial Ventilation System | 2050 | FIXED_OM | NEW | N/A | USD/gigacubic_foot | us | us | 36904990.0351
commercial ventilation | High Efficiency Constant Air Commercial Ventilation System | 2050 | FIXED_OM | REPLACEMENT | N/A | USD/gigacubic_foot | us | us | 36904990.0351
commercial ventilation | High Efficiency Variable Air Commercial Ventilation System | 2020 | CAPITAL | NEW | N/A | USD/gigacubic_foot | us | us | 7381501792.8241
commercial ventilation | High Efficiency Variable Air Commercial Ventilation System | 2020 | CAPITAL | REPLACEMENT | N/A | USD/gigacubic_foot | us | us | 7381501792.8241
commercial ventilation | High Efficiency Variable Air Commercial Ventilation System | 2020 | FIXED_OM | NEW | N/A | USD/gigacubic_foot | us | us | 20301496.1157
commercial ventilation | High Efficiency Variable Air Commercial Ventilation System | 2020 | FIXED_OM | REPLACEMENT | N/A | USD/gigacubic_foot | us | us | 20301496.1157
commercial ventilation | High Efficiency Variable Air Commercial Ventilation System | 2021 | CAPITAL | NEW | N/A | USD/gigacubic_foot | us | us | 7381501792.8241
commercial ventilation | High Efficiency Variable Air Commercial Ventilation System | 2021 | CAPITAL | REPLACEMENT | N/A | USD/gigacubic_foot | us | us | 7381501792.8241
commercial ventilation | High Efficiency Variable Air Commercial Ventilation System | 2021 | FIXED_OM | NEW | N/A | USD/gigacubic_foot | us | us | 20301496.1157
commercial ventilation | High Efficiency Variable Air Commercial Ventilation System | 2021 | FIXED_OM | REPLACEMENT | N/A | USD/gigacubic_foot | us | us | 20301496.1157
commercial ventilation | High Efficiency Variable Air Commercial Ventilation System | 2022 | CAPITAL | NEW | N/A | USD/gigacubic_foot | us | us | 7381501792.8241
commercial ventilation | High Efficiency Variable Air Commercial Ventilation System | 2022 | CAPITAL | REPLACEMENT | N/A | USD/gigacubic_foot | us | us | 7381501792.8241
commercial ventilation | High Efficiency Variable Air Commercial Ventilation System | 2022 | FIXED_OM | NEW | N/A | USD/gigacubic_foot | us | us | 20301496.1157
commercial ventilation | High Efficiency Variable Air Commercial Ventilation System | 2022 | FIXED_OM | REPLACEMENT | N/A | USD/gigacubic_foot | us | us | 20301496.1157
commercial ventilation | High Efficiency Variable Air Commercial Ventilation System | 2023 | CAPITAL | NEW | N/A | USD/gigacubic_foot | us | us | 7381501792.8241
commercial ventilation | High Efficiency Variable Air Commercial Ventilation System | 2023 | CAPITAL | REPLACEMENT | N/A | USD/gigacubic_foot | us | us | 7381501792.8241
commercial ventilation | High Efficiency Variable Air Commercial Ventilation System | 2023 | FIXED_OM | NEW | N/A | USD/gigacubic_foot | us | us | 20301496.1157
commercial ventilation | High Efficiency Variable Air Commercial Ventilation System | 2023 | FIXED_OM | REPLACEMENT | N/A | USD/gigacubic_foot | us | us | 20301496.1157
commercial ventilation | High Efficiency Variable Air Commercial Ventilation System | 2024 | CAPITAL | NEW | N/A | USD/gigacubic_foot | us | us | 7381501792.8241
commercial ventilation | High Efficiency Variable Air Commercial Ventilation System | 2024 | CAPITAL | REPLACEMENT | N/A | USD/gigacubic_foot | us | us | 7381501792.8241
commercial ventilation | High Efficiency Variable Air Commercial Ventilation System | 2024 | FIXED_OM | NEW | N/A | USD/gigacubic_foot | us | us | 20301496.1157
commercial ventilation | High Efficiency Variable Air Commercial Ventilation System | 2024 | FIXED_OM | REPLACEMENT | N/A | USD/gigacubic_foot | us | us | 20301496.1157
commercial ventilation | High Efficiency Variable Air Commercial Ventilation System | 2025 | CAPITAL | NEW | N/A | USD/gigacubic_foot | us | us | 7381501792.8241
commercial ventilation | High Efficiency Variable Air Commercial Ventilation System | 2025 | CAPITAL | REPLACEMENT | N/A | USD/gigacubic_foot | us | us | 7381501792.8241
commercial ventilation | High Efficiency Variable Air Commercial Ventilation System | 2025 | FIXED_OM | NEW | N/A | USD/gigacubic_foot | us | us | 20301496.1157
commercial ventilation | High Efficiency Variable Air Commercial Ventilation System | 2025 | FIXED_OM | REPLACEMENT | N/A | USD/gigacubic_foot | us | us | 20301496.1157
commercial ventilation | High Efficiency Variable Air Commercial Ventilation System | 2026 | CAPITAL | NEW | N/A | USD/gigacubic_foot | us | us | 7381501792.8241
commercial ventilation | High Efficiency Variable Air Commercial Ventilation System | 2026 | CAPITAL | REPLACEMENT | N/A | USD/gigacubic_foot | us | us | 7381501792.8241
commercial ventilation | High Efficiency Variable Air Commercial Ventilation System | 2026 | FIXED_OM | NEW | N/A | USD/gigacubic_foot | us | us | 20301496.1157
commercial ventilation | High Efficiency Variable Air Commercial Ventilation System | 2026 | FIXED_OM | REPLACEMENT | N/A | USD/gigacubic_foot | us | us | 20301496.1157
commercial ventilation | High Efficiency Variable Air Commercial Ventilation System | 2027 | CAPITAL | NEW | N/A | USD/gigacubic_foot | us | us | 7381501792.8241
commercial ventilation | High Efficiency Variable Air Commercial Ventilation System | 2027 | CAPITAL | REPLACEMENT | N/A | USD/gigacubic_foot | us | us | 7381501792.8241
commercial ventilation | High Efficiency Variable Air Commercial Ventilation System | 2027 | FIXED_OM | NEW | N/A | USD/gigacubic_foot | us | us | 20301496.1157
commercial ventilation | High Efficiency Variable Air Commercial Ventilation System | 2027 | FIXED_OM | REPLACEMENT | N/A | USD/gigacubic_foot | us | us | 20301496.1157
commercial ventilation | High Efficiency Variable Air Commercial Ventilation System | 2028 | CAPITAL | NEW | N/A | USD/gigacubic_foot | us | us | 7381501792.8241
commercial ventilation | High Efficiency Variable Air Commercial Ventilation System | 2028 | CAPITAL | REPLACEMENT | N/A | USD/gigacubic_foot | us | us | 7381501792.8241
commercial ventilation | High Efficiency Variable Air Commercial Ventilation System | 2028 | FIXED_OM | NEW | N/A | USD/gigacubic_foot | us | us | 20301496.1157
commercial ventilation | High Efficiency Variable Air Commercial Ventilation System | 2028 | FIXED_OM | REPLACEMENT | N/A | USD/gigacubic_foot | us | us | 20301496.1157
commercial ventilation | High Efficiency Variable Air Commercial Ventilation System | 2029 | CAPITAL | NEW | N/A | USD/gigacubic_foot | us | us | 7381501792.8241
commercial ventilation | High Efficiency Variable Air Commercial Ventilation System | 2029 | CAPITAL | REPLACEMENT | N/A | USD/gigacubic_foot | us | us | 7381501792.8241
commercial ventilation | High Efficiency Variable Air Commercial Ventilation System | 2029 | FIXED_OM | NEW | N/A | USD/gigacubic_foot | us | us | 20301496.1157
commercial ventilation | High Efficiency Variable Air Commercial Ventilation System | 2029 | FIXED_OM | REPLACEMENT | N/A | USD/gigacubic_foot | us | us | 20301496.1157
commercial ventilation | High Efficiency Variable Air Commercial Ventilation System | 2030 | CAPITAL | NEW | N/A | USD/gigacubic_foot | us | us | 7381501792.8241
commercial ventilation | High Efficiency Variable Air Commercial Ventilation System | 2030 | CAPITAL | REPLACEMENT | N/A | USD/gigacubic_foot | us | us | 7381501792.8241
commercial ventilation | High Efficiency Variable Air Commercial Ventilation System | 2030 | FIXED_OM | NEW | N/A | USD/gigacubic_foot | us | us | 20301496.1157
commercial ventilation | High Efficiency Variable Air Commercial Ventilation System | 2030 | FIXED_OM | REPLACEMENT | N/A | USD/gigacubic_foot | us | us | 20301496.1157
commercial ventilation | High Efficiency Variable Air Commercial Ventilation System | 2031 | CAPITAL | NEW | N/A | USD/gigacubic_foot | us | us | 7381501792.8241
commercial ventilation | High Efficiency Variable Air Commercial Ventilation System | 2031 | CAPITAL | REPLACEMENT | N/A | USD/gigacubic_foot | us | us | 7381501792.8241
commercial ventilation | High Efficiency Variable Air Commercial Ventilation System | 2031 | FIXED_OM | NEW | N/A | USD/gigacubic_foot | us | us | 20301496.1157
commercial ventilation | High Efficiency Variable Air Commercial Ventilation System | 2031 | FIXED_OM | REPLACEMENT | N/A | USD/gigacubic_foot | us | us | 20301496.1157
commercial ventilation | High Efficiency Variable Air Commercial Ventilation System | 2032 | CAPITAL | NEW | N/A | USD/gigacubic_foot | us | us | 7381501792.8241
commercial ventilation | High Efficiency Variable Air Commercial Ventilation System | 2032 | CAPITAL | REPLACEMENT | N/A | USD/gigacubic_foot | us | us | 7381501792.8241
commercial ventilation | High Efficiency Variable Air Commercial Ventilation System | 2032 | FIXED_OM | NEW | N/A | USD/gigacubic_foot | us | us | 20301496.1157
commercial ventilation | High Efficiency Variable Air Commercial Ventilation System | 2032 | FIXED_OM | REPLACEMENT | N/A | USD/gigacubic_foot | us | us | 20301496.1157
commercial ventilation | High Efficiency Variable Air Commercial Ventilation System | 2033 | CAPITAL | NEW | N/A | USD/gigacubic_foot | us | us | 7381501792.8241
commercial ventilation | High Efficiency Variable Air Commercial Ventilation System | 2033 | CAPITAL | REPLACEMENT | N/A | USD/gigacubic_foot | us | us | 7381501792.8241
commercial ventilation | High Efficiency Variable Air Commercial Ventilation System | 2033 | FIXED_OM | NEW | N/A | USD/gigacubic_foot | us | us | 20301496.1157
commercial ventilation | High Efficiency Variable Air Commercial Ventilation System | 2033 | FIXED_OM | REPLACEMENT | N/A | USD/gigacubic_foot | us | us | 20301496.1157
commercial ventilation | High Efficiency Variable Air Commercial Ventilation System | 2034 | CAPITAL | NEW | N/A | USD/gigacubic_foot | us | us | 7381501792.8241
commercial ventilation | High Efficiency Variable Air Commercial Ventilation System | 2034 | CAPITAL | REPLACEMENT | N/A | USD/gigacubic_foot | us | us | 7381501792.8241
commercial ventilation | High Efficiency Variable Air Commercial Ventilation System | 2034 | FIXED_OM | NEW | N/A | USD/gigacubic_foot | us | us | 20301496.1157
commercial ventilation | High Efficiency Variable Air Commercial Ventilation System | 2034 | FIXED_OM | REPLACEMENT | N/A | USD/gigacubic_foot | us | us | 20301496.1157
commercial ventilation | High Efficiency Variable Air Commercial Ventilation System | 2035 | CAPITAL | NEW | N/A | USD/gigacubic_foot | us | us | 7381501792.8241
commercial ventilation | High Efficiency Variable Air Commercial Ventilation System | 2035 | CAPITAL | REPLACEMENT | N/A | USD/gigacubic_foot | us | us | 7381501792.8241
commercial ventilation | High Efficiency Variable Air Commercial Ventilation System | 2035 | FIXED_OM | NEW | N/A | USD/gigacubic_foot | us | us | 20301496.1157
commercial ventilation | High Efficiency Variable Air Commercial Ventilation System | 2035 | FIXED_OM | REPLACEMENT | N/A | USD/gigacubic_foot | us | us | 20301496.1157
commercial ventilation | High Efficiency Variable Air Commercial Ventilation System | 2036 | CAPITAL | NEW | N/A | USD/gigacubic_foot | us | us | 7381501792.8241
commercial ventilation | High Efficiency Variable Air Commercial Ventilation System | 2036 | CAPITAL | REPLACEMENT | N/A | USD/gigacubic_foot | us | us | 7381501792.8241
commercial ventilation | High Efficiency Variable Air Commercial Ventilation System | 2036 | FIXED_OM | NEW | N/A | USD/gigacubic_foot | us | us | 20301496.1157
commercial ventilation | High Efficiency Variable Air Commercial Ventilation System | 2036 | FIXED_OM | REPLACEMENT | N/A | USD/gigacubic_foot | us | us | 20301496.1157
commercial ventilation | High Efficiency Variable Air Commercial Ventilation System | 2037 | CAPITAL | NEW | N/A | USD/gigacubic_foot | us | us | 7381501792.8241
commercial ventilation | High Efficiency Variable Air Commercial Ventilation System | 2037 | CAPITAL | REPLACEMENT | N/A | USD/gigacubic_foot | us | us | 7381501792.8241
commercial ventilation | High Efficiency Variable Air Commercial Ventilation System | 2037 | FIXED_OM | NEW | N/A | USD/gigacubic_foot | us | us | 20301496.1157
commercial ventilation | High Efficiency Variable Air Commercial Ventilation System | 2037 | FIXED_OM | REPLACEMENT | N/A | USD/gigacubic_foot | us | us | 20301496.1157
commercial ventilation | High Efficiency Variable Air Commercial Ventilation System | 2038 | CAPITAL | NEW | N/A | USD/gigacubic_foot | us | us | 7381501792.8241
commercial ventilation | High Efficiency Variable Air Commercial Ventilation System | 2038 | CAPITAL | REPLACEMENT | N/A | USD/gigacubic_foot | us | us | 7381501792.8241
commercial ventilation | High Efficiency Variable Air Commercial Ventilation System | 2038 | FIXED_OM | NEW | N/A | USD/gigacubic_foot | us | us | 20301496.1157
commercial ventilation | High Efficiency Variable Air Commercial Ventilation System | 2038 | FIXED_OM | REPLACEMENT | N/A | USD/gigacubic_foot | us | us | 20301496.1157
commercial ventilation | High Efficiency Variable Air Commercial Ventilation System | 2039 | CAPITAL | NEW | N/A | USD/gigacubic_foot | us | us | 7381501792.8241
commercial ventilation | High Efficiency Variable Air Commercial Ventilation System | 2039 | CAPITAL | REPLACEMENT | N/A | USD/gigacubic_foot | us | us | 7381501792.8241
commercial ventilation | High Efficiency Variable Air Commercial Ventilation System | 2039 | FIXED_OM | NEW | N/A | USD/gigacubic_foot | us | us | 20301496.1157
commercial ventilation | High Efficiency Variable Air Commercial Ventilation System | 2039 | FIXED_OM | REPLACEMENT | N/A | USD/gigacubic_foot | us | us | 20301496.1157
commercial ventilation | High Efficiency Variable Air Commercial Ventilation System | 2040 | CAPITAL | NEW | N/A | USD/gigacubic_foot | us | us | 7381501792.8241
commercial ventilation | High Efficiency Variable Air Commercial Ventilation System | 2040 | CAPITAL | REPLACEMENT | N/A | USD/gigacubic_foot | us | us | 7381501792.8241
commercial ventilation | High Efficiency Variable Air Commercial Ventilation System | 2040 | FIXED_OM | NEW | N/A | USD/gigacubic_foot | us | us | 20301496.1157
commercial ventilation | High Efficiency Variable Air Commercial Ventilation System | 2040 | FIXED_OM | REPLACEMENT | N/A | USD/gigacubic_foot | us | us | 20301496.1157
commercial ventilation | High Efficiency Variable Air Commercial Ventilation System | 2041 | CAPITAL | NEW | N/A | USD/gigacubic_foot | us | us | 7381501792.8241
commercial ventilation | High Efficiency Variable Air Commercial Ventilation System | 2041 | CAPITAL | REPLACEMENT | N/A | USD/gigacubic_foot | us | us | 7381501792.8241
commercial ventilation | High Efficiency Variable Air Commercial Ventilation System | 2041 | FIXED_OM | NEW | N/A | USD/gigacubic_foot | us | us | 20301496.1157
commercial ventilation | High Efficiency Variable Air Commercial Ventilation System | 2041 | FIXED_OM | REPLACEMENT | N/A | USD/gigacubic_foot | us | us | 20301496.1157
commercial ventilation | High Efficiency Variable Air Commercial Ventilation System | 2042 | CAPITAL | NEW | N/A | USD/gigacubic_foot | us | us | 7381501792.8241
commercial ventilation | High Efficiency Variable Air Commercial Ventilation System | 2042 | CAPITAL | REPLACEMENT | N/A | USD/gigacubic_foot | us | us | 7381501792.8241
commercial ventilation | High Efficiency Variable Air Commercial Ventilation System | 2042 | FIXED_OM | NEW | N/A | USD/gigacubic_foot | us | us | 20301496.1157
commercial ventilation | High Efficiency Variable Air Commercial Ventilation System | 2042 | FIXED_OM | REPLACEMENT | N/A | USD/gigacubic_foot | us | us | 20301496.1157
commercial ventilation | High Efficiency Variable Air Commercial Ventilation System | 2043 | CAPITAL | NEW | N/A | USD/gigacubic_foot | us | us | 7381501792.8241
commercial ventilation | High Efficiency Variable Air Commercial Ventilation System | 2043 | CAPITAL | REPLACEMENT | N/A | USD/gigacubic_foot | us | us | 7381501792.8241
commercial ventilation | High Efficiency Variable Air Commercial Ventilation System | 2043 | FIXED_OM | NEW | N/A | USD/gigacubic_foot | us | us | 20301496.1157
commercial ventilation | High Efficiency Variable Air Commercial Ventilation System | 2043 | FIXED_OM | REPLACEMENT | N/A | USD/gigacubic_foot | us | us | 20301496.1157
commercial ventilation | High Efficiency Variable Air Commercial Ventilation System | 2044 | CAPITAL | NEW | N/A | USD/gigacubic_foot | us | us | 7381501792.8241
commercial ventilation | High Efficiency Variable Air Commercial Ventilation System | 2044 | CAPITAL | REPLACEMENT | N/A | USD/gigacubic_foot | us | us | 7381501792.8241
commercial ventilation | High Efficiency Variable Air Commercial Ventilation System | 2044 | FIXED_OM | NEW | N/A | USD/gigacubic_foot | us | us | 20301496.1157
commercial ventilation | High Efficiency Variable Air Commercial Ventilation System | 2044 | FIXED_OM | REPLACEMENT | N/A | USD/gigacubic_foot | us | us | 20301496.1157
commercial ventilation | High Efficiency Variable Air Commercial Ventilation System | 2045 | CAPITAL | NEW | N/A | USD/gigacubic_foot | us | us | 7381501792.8241
commercial ventilation | High Efficiency Variable Air Commercial Ventilation System | 2045 | CAPITAL | REPLACEMENT | N/A | USD/gigacubic_foot | us | us | 7381501792.8241
commercial ventilation | High Efficiency Variable Air Commercial Ventilation System | 2045 | FIXED_OM | NEW | N/A | USD/gigacubic_foot | us | us | 20301496.1157
commercial ventilation | High Efficiency Variable Air Commercial Ventilation System | 2045 | FIXED_OM | REPLACEMENT | N/A | USD/gigacubic_foot | us | us | 20301496.1157
commercial ventilation | High Efficiency Variable Air Commercial Ventilation System | 2046 | CAPITAL | NEW | N/A | USD/gigacubic_foot | us | us | 7381501792.8241
commercial ventilation | High Efficiency Variable Air Commercial Ventilation System | 2046 | CAPITAL | REPLACEMENT | N/A | USD/gigacubic_foot | us | us | 7381501792.8241
commercial ventilation | High Efficiency Variable Air Commercial Ventilation System | 2046 | FIXED_OM | NEW | N/A | USD/gigacubic_foot | us | us | 20301496.1157
commercial ventilation | High Efficiency Variable Air Commercial Ventilation System | 2046 | FIXED_OM | REPLACEMENT | N/A | USD/gigacubic_foot | us | us | 20301496.1157
commercial ventilation | High Efficiency Variable Air Commercial Ventilation System | 2047 | CAPITAL | NEW | N/A | USD/gigacubic_foot | us | us | 7381501792.8241
commercial ventilation | High Efficiency Variable Air Commercial Ventilation System | 2047 | CAPITAL | REPLACEMENT | N/A | USD/gigacubic_foot | us | us | 7381501792.8241
commercial ventilation | High Efficiency Variable Air Commercial Ventilation System | 2047 | FIXED_OM | NEW | N/A | USD/gigacubic_foot | us | us | 20301496.1157
commercial ventilation | High Efficiency Variable Air Commercial Ventilation System | 2047 | FIXED_OM | REPLACEMENT | N/A | USD/gigacubic_foot | us | us | 20301496.1157
commercial ventilation | High Efficiency Variable Air Commercial Ventilation System | 2048 | CAPITAL | NEW | N/A | USD/gigacubic_foot | us | us | 7381501792.8241
commercial ventilation | High Efficiency Variable Air Commercial Ventilation System | 2048 | CAPITAL | REPLACEMENT | N/A | USD/gigacubic_foot | us | us | 7381501792.8241
commercial ventilation | High Efficiency Variable Air Commercial Ventilation System | 2048 | FIXED_OM | NEW | N/A | USD/gigacubic_foot | us | us | 20301496.1157
commercial ventilation | High Efficiency Variable Air Commercial Ventilation System | 2048 | FIXED_OM | REPLACEMENT | N/A | USD/gigacubic_foot | us | us | 20301496.1157
commercial ventilation | High Efficiency Variable Air Commercial Ventilation System | 2049 | CAPITAL | NEW | N/A | USD/gigacubic_foot | us | us | 7381501792.8241
commercial ventilation | High Efficiency Variable Air Commercial Ventilation System | 2049 | CAPITAL | REPLACEMENT | N/A | USD/gigacubic_foot | us | us | 7381501792.8241
commercial ventilation | High Efficiency Variable Air Commercial Ventilation System | 2049 | FIXED_OM | NEW | N/A | USD/gigacubic_foot | us | us | 20301496.1157
commercial ventilation | High Efficiency Variable Air Commercial Ventilation System | 2049 | FIXED_OM | REPLACEMENT | N/A | USD/gigacubic_foot | us | us | 20301496.1157
commercial ventilation | High Efficiency Variable Air Commercial Ventilation System | 2050 | CAPITAL | NEW | N/A | USD/gigacubic_foot | us | us | 7381501792.8241
commercial ventilation | High Efficiency Variable Air Commercial Ventilation System | 2050 | CAPITAL | REPLACEMENT | N/A | USD/gigacubic_foot | us | us | 7381501792.8241
commercial ventilation | High Efficiency Variable Air Commercial Ventilation System | 2050 | FIXED_OM | NEW | N/A | USD/gigacubic_foot | us | us | 20301496.1157
commercial ventilation | High Efficiency Variable Air Commercial Ventilation System | 2050 | FIXED_OM | REPLACEMENT | N/A | USD/gigacubic_foot | us | us | 20301496.1157
commercial ventilation | Reference Constant Air Commercial Ventilation System | 2020 | CAPITAL | NEW | N/A | USD/gigacubic_foot | us | us | 5425408694.8011
commercial ventilation | Reference Constant Air Commercial Ventilation System | 2020 | CAPITAL | REPLACEMENT | N/A | USD/gigacubic_foot | us | us | 5425408694.8011
commercial ventilation | Reference Constant Air Commercial Ventilation System | 2020 | FIXED_OM | NEW | N/A | USD/gigacubic_foot | us | us | 36904990.0351
commercial ventilation | Reference Constant Air Commercial Ventilation System | 2020 | FIXED_OM | REPLACEMENT | N/A | USD/gigacubic_foot | us | us | 36904990.0351
commercial ventilation | Reference Constant Air Commercial Ventilation System | 2021 | CAPITAL | NEW | N/A | USD/gigacubic_foot | us | us | 5425408694.8011
commercial ventilation | Reference Constant Air Commercial Ventilation System | 2021 | CAPITAL | REPLACEMENT | N/A | USD/gigacubic_foot | us | us | 5425408694.8011
commercial ventilation | Reference Constant Air Commercial Ventilation System | 2021 | FIXED_OM | NEW | N/A | USD/gigacubic_foot | us | us | 36904990.0351
commercial ventilation | Reference Constant Air Commercial Ventilation System | 2021 | FIXED_OM | REPLACEMENT | N/A | USD/gigacubic_foot | us | us | 36904990.0351
commercial ventilation | Reference Constant Air Commercial Ventilation System | 2022 | CAPITAL | NEW | N/A | USD/gigacubic_foot | us | us | 5425408694.8011
commercial ventilation | Reference Constant Air Commercial Ventilation System | 2022 | CAPITAL | REPLACEMENT | N/A | USD/gigacubic_foot | us | us | 5425408694.8011
commercial ventilation | Reference Constant Air Commercial Ventilation System | 2022 | FIXED_OM | NEW | N/A | USD/gigacubic_foot | us | us | 36904990.0351
commercial ventilation | Reference Constant Air Commercial Ventilation System | 2022 | FIXED_OM | REPLACEMENT | N/A | USD/gigacubic_foot | us | us | 36904990.0351
commercial ventilation | Reference Constant Air Commercial Ventilation System | 2023 | CAPITAL | NEW | N/A | USD/gigacubic_foot | us | us | 5425408694.8011
commercial ventilation | Reference Constant Air Commercial Ventilation System | 2023 | CAPITAL | REPLACEMENT | N/A | USD/gigacubic_foot | us | us | 5425408694.8011
commercial ventilation | Reference Constant Air Commercial Ventilation System | 2023 | FIXED_OM | NEW | N/A | USD/gigacubic_foot | us | us | 36904990.0351
commercial ventilation | Reference Constant Air Commercial Ventilation System | 2023 | FIXED_OM | REPLACEMENT | N/A | USD/gigacubic_foot | us | us | 36904990.0351
commercial ventilation | Reference Constant Air Commercial Ventilation System | 2024 | CAPITAL | NEW | N/A | USD/gigacubic_foot | us | us | 5425408694.8011
commercial ventilation | Reference Constant Air Commercial Ventilation System | 2024 | CAPITAL | REPLACEMENT | N/A | USD/gigacubic_foot | us | us | 5425408694.8011
commercial ventilation | Reference Constant Air Commercial Ventilation System | 2024 | FIXED_OM | NEW | N/A | USD/gigacubic_foot | us | us | 36904990.0351
commercial ventilation | Reference Constant Air Commercial Ventilation System | 2024 | FIXED_OM | REPLACEMENT | N/A | USD/gigacubic_foot | us | us | 36904990.0351
commercial ventilation | Reference Constant Air Commercial Ventilation System | 2025 | CAPITAL | NEW | N/A | USD/gigacubic_foot | us | us | 5425408694.8011
commercial ventilation | Reference Constant Air Commercial Ventilation System | 2025 | CAPITAL | REPLACEMENT | N/A | USD/gigacubic_foot | us | us | 5425408694.8011
commercial ventilation | Reference Constant Air Commercial Ventilation System | 2025 | FIXED_OM | NEW | N/A | USD/gigacubic_foot | us | us | 36904990.0351
commercial ventilation | Reference Constant Air Commercial Ventilation System | 2025 | FIXED_OM | REPLACEMENT | N/A | USD/gigacubic_foot | us | us | 36904990.0351
commercial ventilation | Reference Constant Air Commercial Ventilation System | 2026 | CAPITAL | NEW | N/A | USD/gigacubic_foot | us | us | 5425408694.8011
commercial ventilation | Reference Constant Air Commercial Ventilation System | 2026 | CAPITAL | REPLACEMENT | N/A | USD/gigacubic_foot | us | us | 5425408694.8011
commercial ventilation | Reference Constant Air Commercial Ventilation System | 2026 | FIXED_OM | NEW | N/A | USD/gigacubic_foot | us | us | 36904990.0351
commercial ventilation | Reference Constant Air Commercial Ventilation System | 2026 | FIXED_OM | REPLACEMENT | N/A | USD/gigacubic_foot | us | us | 36904990.0351
commercial ventilation | Reference Constant Air Commercial Ventilation System | 2027 | CAPITAL | NEW | N/A | USD/gigacubic_foot | us | us | 5425408694.8011
commercial ventilation | Reference Constant Air Commercial Ventilation System | 2027 | CAPITAL | REPLACEMENT | N/A | USD/gigacubic_foot | us | us | 5425408694.8011
commercial ventilation | Reference Constant Air Commercial Ventilation System | 2027 | FIXED_OM | NEW | N/A | USD/gigacubic_foot | us | us | 36904990.0351
commercial ventilation | Reference Constant Air Commercial Ventilation System | 2027 | FIXED_OM | REPLACEMENT | N/A | USD/gigacubic_foot | us | us | 36904990.0351
commercial ventilation | Reference Constant Air Commercial Ventilation System | 2028 | CAPITAL | NEW | N/A | USD/gigacubic_foot | us | us | 5425408694.8011
commercial ventilation | Reference Constant Air Commercial Ventilation System | 2028 | CAPITAL | REPLACEMENT | N/A | USD/gigacubic_foot | us | us | 5425408694.8011
commercial ventilation | Reference Constant Air Commercial Ventilation System | 2028 | FIXED_OM | NEW | N/A | USD/gigacubic_foot | us | us | 36904990.0351
commercial ventilation | Reference Constant Air Commercial Ventilation System | 2028 | FIXED_OM | REPLACEMENT | N/A | USD/gigacubic_foot | us | us | 36904990.0351
commercial ventilation | Reference Constant Air Commercial Ventilation System | 2029 | CAPITAL | NEW | N/A | USD/gigacubic_foot | us | us | 5425408694.8011
commercial ventilation | Reference Constant Air Commercial Ventilation System | 2029 | CAPITAL | REPLACEMENT | N/A | USD/gigacubic_foot | us | us | 5425408694.8011
commercial ventilation | Reference Constant Air Commercial Ventilation System | 2029 | FIXED_OM | NEW | N/A | USD/gigacubic_foot | us | us | 36904990.0351
commercial ventilation | Reference Constant Air Commercial Ventilation System | 2029 | FIXED_OM | REPLACEMENT | N/A | USD/gigacubic_foot | us | us | 36904990.0351
commercial ventilation | Reference Constant Air Commercial Ventilation System | 2030 | CAPITAL | NEW | N/A | USD/gigacubic_foot | us | us | 5425408694.8011
commercial ventilation | Reference Constant Air Commercial Ventilation System | 2030 | CAPITAL | REPLACEMENT | N/A | USD/gigacubic_foot | us | us | 5425408694.8011
commercial ventilation | Reference Constant Air Commercial Ventilation System | 2030 | FIXED_OM | NEW | N/A | USD/gigacubic_foot | us | us | 36904990.0351
commercial ventilation | Reference Constant Air Commercial Ventilation System | 2030 | FIXED_OM | REPLACEMENT | N/A | USD/gigacubic_foot | us | us | 36904990.0351
commercial ventilation | Reference Constant Air Commercial Ventilation System | 2031 | CAPITAL | NEW | N/A | USD/gigacubic_foot | us | us | 5425408694.8011
commercial ventilation | Reference Constant Air Commercial Ventilation System | 2031 | CAPITAL | REPLACEMENT | N/A | USD/gigacubic_foot | us | us | 5425408694.8011
commercial ventilation | Reference Constant Air Commercial Ventilation System | 2031 | FIXED_OM | NEW | N/A | USD/gigacubic_foot | us | us | 36904990.0351
commercial ventilation | Reference Constant Air Commercial Ventilation System | 2031 | FIXED_OM | REPLACEMENT | N/A | USD/gigacubic_foot | us | us | 36904990.0351
commercial ventilation | Reference Constant Air Commercial Ventilation System | 2032 | CAPITAL | NEW | N/A | USD/gigacubic_foot | us | us | 5425408694.8011
commercial ventilation | Reference Constant Air Commercial Ventilation System | 2032 | CAPITAL | REPLACEMENT | N/A | USD/gigacubic_foot | us | us | 5425408694.8011
commercial ventilation | Reference Constant Air Commercial Ventilation System | 2032 | FIXED_OM | NEW | N/A | USD/gigacubic_foot | us | us | 36904990.0351
commercial ventilation | Reference Constant Air Commercial Ventilation System | 2032 | FIXED_OM | REPLACEMENT | N/A | USD/gigacubic_foot | us | us | 36904990.0351
commercial ventilation | Reference Constant Air Commercial Ventilation System | 2033 | CAPITAL | NEW | N/A | USD/gigacubic_foot | us | us | 5425408694.8011
commercial ventilation | Reference Constant Air Commercial Ventilation System | 2033 | CAPITAL | REPLACEMENT | N/A | USD/gigacubic_foot | us | us | 5425408694.8011
commercial ventilation | Reference Constant Air Commercial Ventilation System | 2033 | FIXED_OM | NEW | N/A | USD/gigacubic_foot | us | us | 36904990.0351
commercial ventilation | Reference Constant Air Commercial Ventilation System | 2033 | FIXED_OM | REPLACEMENT | N/A | USD/gigacubic_foot | us | us | 36904990.0351
commercial ventilation | Reference Constant Air Commercial Ventilation System | 2034 | CAPITAL | NEW | N/A | USD/gigacubic_foot | us | us | 5425408694.8011
commercial ventilation | Reference Constant Air Commercial Ventilation System | 2034 | CAPITAL | REPLACEMENT | N/A | USD/gigacubic_foot | us | us | 5425408694.8011
commercial ventilation | Reference Constant Air Commercial Ventilation System | 2034 | FIXED_OM | NEW | N/A | USD/gigacubic_foot | us | us | 36904990.0351
commercial ventilation | Reference Constant Air Commercial Ventilation System | 2034 | FIXED_OM | REPLACEMENT | N/A | USD/gigacubic_foot | us | us | 36904990.0351
commercial ventilation | Reference Constant Air Commercial Ventilation System | 2035 | CAPITAL | NEW | N/A | USD/gigacubic_foot | us | us | 5425408694.8011
commercial ventilation | Reference Constant Air Commercial Ventilation System | 2035 | CAPITAL | REPLACEMENT | N/A | USD/gigacubic_foot | us | us | 5425408694.8011
commercial ventilation | Reference Constant Air Commercial Ventilation System | 2035 | FIXED_OM | NEW | N/A | USD/gigacubic_foot | us | us | 36904990.0351
commercial ventilation | Reference Constant Air Commercial Ventilation System | 2035 | FIXED_OM | REPLACEMENT | N/A | USD/gigacubic_foot | us | us | 36904990.0351
commercial ventilation | Reference Constant Air Commercial Ventilation System | 2036 | CAPITAL | NEW | N/A | USD/gigacubic_foot | us | us | 5425408694.8011
commercial ventilation | Reference Constant Air Commercial Ventilation System | 2036 | CAPITAL | REPLACEMENT | N/A | USD/gigacubic_foot | us | us | 5425408694.8011
commercial ventilation | Reference Constant Air Commercial Ventilation System | 2036 | FIXED_OM | NEW | N/A | USD/gigacubic_foot | us | us | 36904990.0351
commercial ventilation | Reference Constant Air Commercial Ventilation System | 2036 | FIXED_OM | REPLACEMENT | N/A | USD/gigacubic_foot | us | us | 36904990.0351
commercial ventilation | Reference Constant Air Commercial Ventilation System | 2037 | CAPITAL | NEW | N/A | USD/gigacubic_foot | us | us | 5425408694.8011
commercial ventilation | Reference Constant Air Commercial Ventilation System | 2037 | CAPITAL | REPLACEMENT | N/A | USD/gigacubic_foot | us | us | 5425408694.8011
commercial ventilation | Reference Constant Air Commercial Ventilation System | 2037 | FIXED_OM | NEW | N/A | USD/gigacubic_foot | us | us | 36904990.0351
commercial ventilation | Reference Constant Air Commercial Ventilation System | 2037 | FIXED_OM | REPLACEMENT | N/A | USD/gigacubic_foot | us | us | 36904990.0351
commercial ventilation | Reference Constant Air Commercial Ventilation System | 2038 | CAPITAL | NEW | N/A | USD/gigacubic_foot | us | us | 5425408694.8011
commercial ventilation | Reference Constant Air Commercial Ventilation System | 2038 | CAPITAL | REPLACEMENT | N/A | USD/gigacubic_foot | us | us | 5425408694.8011
commercial ventilation | Reference Constant Air Commercial Ventilation System | 2038 | FIXED_OM | NEW | N/A | USD/gigacubic_foot | us | us | 36904990.0351
commercial ventilation | Reference Constant Air Commercial Ventilation System | 2038 | FIXED_OM | REPLACEMENT | N/A | USD/gigacubic_foot | us | us | 36904990.0351
commercial ventilation | Reference Constant Air Commercial Ventilation System | 2039 | CAPITAL | NEW | N/A | USD/gigacubic_foot | us | us | 5425408694.8011
commercial ventilation | Reference Constant Air Commercial Ventilation System | 2039 | CAPITAL | REPLACEMENT | N/A | USD/gigacubic_foot | us | us | 5425408694.8011
commercial ventilation | Reference Constant Air Commercial Ventilation System | 2039 | FIXED_OM | NEW | N/A | USD/gigacubic_foot | us | us | 36904990.0351
commercial ventilation | Reference Constant Air Commercial Ventilation System | 2039 | FIXED_OM | REPLACEMENT | N/A | USD/gigacubic_foot | us | us | 36904990.0351
commercial ventilation | Reference Constant Air Commercial Ventilation System | 2040 | CAPITAL | NEW | N/A | USD/gigacubic_foot | us | us | 5425408694.8011
commercial ventilation | Reference Constant Air Commercial Ventilation System | 2040 | CAPITAL | REPLACEMENT | N/A | USD/gigacubic_foot | us | us | 5425408694.8011
commercial ventilation | Reference Constant Air Commercial Ventilation System | 2040 | FIXED_OM | NEW | N/A | USD/gigacubic_foot | us | us | 36904990.0351
commercial ventilation | Reference Constant Air Commercial Ventilation System | 2040 | FIXED_OM | REPLACEMENT | N/A | USD/gigacubic_foot | us | us | 36904990.0351
commercial ventilation | Reference Constant Air Commercial Ventilation System | 2041 | CAPITAL | NEW | N/A | USD/gigacubic_foot | us | us | 5425408694.8011
commercial ventilation | Reference Constant Air Commercial Ventilation System | 2041 | CAPITAL | REPLACEMENT | N/A | USD/gigacubic_foot | us | us | 5425408694.8011
commercial ventilation | Reference Constant Air Commercial Ventilation System | 2041 | FIXED_OM | NEW | N/A | USD/gigacubic_foot | us | us | 36904990.0351
commercial ventilation | Reference Constant Air Commercial Ventilation System | 2041 | FIXED_OM | REPLACEMENT | N/A | USD/gigacubic_foot | us | us | 36904990.0351
commercial ventilation | Reference Constant Air Commercial Ventilation System | 2042 | CAPITAL | NEW | N/A | USD/gigacubic_foot | us | us | 5425408694.8011
commercial ventilation | Reference Constant Air Commercial Ventilation System | 2042 | CAPITAL | REPLACEMENT | N/A | USD/gigacubic_foot | us | us | 5425408694.8011
commercial ventilation | Reference Constant Air Commercial Ventilation System | 2042 | FIXED_OM | NEW | N/A | USD/gigacubic_foot | us | us | 36904990.0351
commercial ventilation | Reference Constant Air Commercial Ventilation System | 2042 | FIXED_OM | REPLACEMENT | N/A | USD/gigacubic_foot | us | us | 36904990.0351
commercial ventilation | Reference Constant Air Commercial Ventilation System | 2043 | CAPITAL | NEW | N/A | USD/gigacubic_foot | us | us | 5425408694.8011
commercial ventilation | Reference Constant Air Commercial Ventilation System | 2043 | CAPITAL | REPLACEMENT | N/A | USD/gigacubic_foot | us | us | 5425408694.8011
commercial ventilation | Reference Constant Air Commercial Ventilation System | 2043 | FIXED_OM | NEW | N/A | USD/gigacubic_foot | us | us | 36904990.0351
commercial ventilation | Reference Constant Air Commercial Ventilation System | 2043 | FIXED_OM | REPLACEMENT | N/A | USD/gigacubic_foot | us | us | 36904990.0351
commercial ventilation | Reference Constant Air Commercial Ventilation System | 2044 | CAPITAL | NEW | N/A | USD/gigacubic_foot | us | us | 5425408694.8011
commercial ventilation | Reference Constant Air Commercial Ventilation System | 2044 | CAPITAL | REPLACEMENT | N/A | USD/gigacubic_foot | us | us | 5425408694.8011
commercial ventilation | Reference Constant Air Commercial Ventilation System | 2044 | FIXED_OM | NEW | N/A | USD/gigacubic_foot | us | us | 36904990.0351
commercial ventilation | Reference Constant Air Commercial Ventilation System | 2044 | FIXED_OM | REPLACEMENT | N/A | USD/gigacubic_foot | us | us | 36904990.0351
commercial ventilation | Reference Constant Air Commercial Ventilation System | 2045 | CAPITAL | NEW | N/A | USD/gigacubic_foot | us | us | 5425408694.8011
commercial ventilation | Reference Constant Air Commercial Ventilation System | 2045 | CAPITAL | REPLACEMENT | N/A | USD/gigacubic_foot | us | us | 5425408694.8011
commercial ventilation | Reference Constant Air Commercial Ventilation System | 2045 | FIXED_OM | NEW | N/A | USD/gigacubic_foot | us | us | 36904990.0351
commercial ventilation | Reference Constant Air Commercial Ventilation System | 2045 | FIXED_OM | REPLACEMENT | N/A | USD/gigacubic_foot | us | us | 36904990.0351
commercial ventilation | Reference Constant Air Commercial Ventilation System | 2046 | CAPITAL | NEW | N/A | USD/gigacubic_foot | us | us | 5425408694.8011
commercial ventilation | Reference Constant Air Commercial Ventilation System | 2046 | CAPITAL | REPLACEMENT | N/A | USD/gigacubic_foot | us | us | 5425408694.8011
commercial ventilation | Reference Constant Air Commercial Ventilation System | 2046 | FIXED_OM | NEW | N/A | USD/gigacubic_foot | us | us | 36904990.0351
commercial ventilation | Reference Constant Air Commercial Ventilation System | 2046 | FIXED_OM | REPLACEMENT | N/A | USD/gigacubic_foot | us | us | 36904990.0351
commercial ventilation | Reference Constant Air Commercial Ventilation System | 2047 | CAPITAL | NEW | N/A | USD/gigacubic_foot | us | us | 5425408694.8011
commercial ventilation | Reference Constant Air Commercial Ventilation System | 2047 | CAPITAL | REPLACEMENT | N/A | USD/gigacubic_foot | us | us | 5425408694.8011
commercial ventilation | Reference Constant Air Commercial Ventilation System | 2047 | FIXED_OM | NEW | N/A | USD/gigacubic_foot | us | us | 36904990.0351
commercial ventilation | Reference Constant Air Commercial Ventilation System | 2047 | FIXED_OM | REPLACEMENT | N/A | USD/gigacubic_foot | us | us | 36904990.0351
commercial ventilation | Reference Constant Air Commercial Ventilation System | 2048 | CAPITAL | NEW | N/A | USD/gigacubic_foot | us | us | 5425408694.8011
commercial ventilation | Reference Constant Air Commercial Ventilation System | 2048 | CAPITAL | REPLACEMENT | N/A | USD/gigacubic_foot | us | us | 5425408694.8011
commercial ventilation | Reference Constant Air Commercial Ventilation System | 2048 | FIXED_OM | NEW | N/A | USD/gigacubic_foot | us | us | 36904990.0351
commercial ventilation | Reference Constant Air Commercial Ventilation System | 2048 | FIXED_OM | REPLACEMENT | N/A | USD/gigacubic_foot | us | us | 36904990.0351
commercial ventilation | Reference Constant Air Commercial Ventilation System | 2049 | CAPITAL | NEW | N/A | USD/gigacubic_foot | us | us | 5425408694.8011
commercial ventilation | Reference Constant Air Commercial Ventilation System | 2049 | CAPITAL | REPLACEMENT | N/A | USD/gigacubic_foot | us | us | 5425408694.8011
commercial ventilation | Reference Constant Air Commercial Ventilation System | 2049 | FIXED_OM | NEW | N/A | USD/gigacubic_foot | us | us | 36904990.0351
commercial ventilation | Reference Constant Air Commercial Ventilation System | 2049 | FIXED_OM | REPLACEMENT | N/A | USD/gigacubic_foot | us | us | 36904990.0351
commercial ventilation | Reference Constant Air Commercial Ventilation System | 2050 | CAPITAL | NEW | N/A | USD/gigacubic_foot | us | us | 5425408694.8011
commercial ventilation | Reference Constant Air Commercial Ventilation System | 2050 | CAPITAL | REPLACEMENT | N/A | USD/gigacubic_foot | us | us | 5425408694.8011
commercial ventilation | Reference Constant Air Commercial Ventilation System | 2050 | FIXED_OM | NEW | N/A | USD/gigacubic_foot | us | us | 36904990.0351
commercial ventilation | Reference Constant Air Commercial Ventilation System | 2050 | FIXED_OM | REPLACEMENT | N/A | USD/gigacubic_foot | us | us | 36904990.0351
commercial ventilation | Reference Variable Air Commercial Ventilation System | 2020 | CAPITAL | NEW | N/A | USD/gigacubic_foot | us | us | 6717169096.8047
commercial ventilation | Reference Variable Air Commercial Ventilation System | 2020 | CAPITAL | REPLACEMENT | N/A | USD/gigacubic_foot | us | us | 6717169096.8047
commercial ventilation | Reference Variable Air Commercial Ventilation System | 2020 | FIXED_OM | NEW | N/A | USD/gigacubic_foot | us | us | 20301496.1157
commercial ventilation | Reference Variable Air Commercial Ventilation System | 2020 | FIXED_OM | REPLACEMENT | N/A | USD/gigacubic_foot | us | us | 20301496.1157
commercial ventilation | Reference Variable Air Commercial Ventilation System | 2021 | CAPITAL | NEW | N/A | USD/gigacubic_foot | us | us | 6717169096.8047
commercial ventilation | Reference Variable Air Commercial Ventilation System | 2021 | CAPITAL | REPLACEMENT | N/A | USD/gigacubic_foot | us | us | 6717169096.8047
commercial ventilation | Reference Variable Air Commercial Ventilation System | 2021 | FIXED_OM | NEW | N/A | USD/gigacubic_foot | us | us | 20301496.1157
commercial ventilation | Reference Variable Air Commercial Ventilation System | 2021 | FIXED_OM | REPLACEMENT | N/A | USD/gigacubic_foot | us | us | 20301496.1157
commercial ventilation | Reference Variable Air Commercial Ventilation System | 2022 | CAPITAL | NEW | N/A | USD/gigacubic_foot | us | us | 6717169096.8047
commercial ventilation | Reference Variable Air Commercial Ventilation System | 2022 | CAPITAL | REPLACEMENT | N/A | USD/gigacubic_foot | us | us | 6717169096.8047
commercial ventilation | Reference Variable Air Commercial Ventilation System | 2022 | FIXED_OM | NEW | N/A | USD/gigacubic_foot | us | us | 20301496.1157
commercial ventilation | Reference Variable Air Commercial Ventilation System | 2022 | FIXED_OM | REPLACEMENT | N/A | USD/gigacubic_foot | us | us | 20301496.1157
commercial ventilation | Reference Variable Air Commercial Ventilation System | 2023 | CAPITAL | NEW | N/A | USD/gigacubic_foot | us | us | 6717169096.8047
commercial ventilation | Reference Variable Air Commercial Ventilation System | 2023 | CAPITAL | REPLACEMENT | N/A | USD/gigacubic_foot | us | us | 6717169096.8047
commercial ventilation | Reference Variable Air Commercial Ventilation System | 2023 | FIXED_OM | NEW | N/A | USD/gigacubic_foot | us | us | 20301496.1157
commercial ventilation | Reference Variable Air Commercial Ventilation System | 2023 | FIXED_OM | REPLACEMENT | N/A | USD/gigacubic_foot | us | us | 20301496.1157
commercial ventilation | Reference Variable Air Commercial Ventilation System | 2024 | CAPITAL | NEW | N/A | USD/gigacubic_foot | us | us | 6717169096.8047
commercial ventilation | Reference Variable Air Commercial Ventilation System | 2024 | CAPITAL | REPLACEMENT | N/A | USD/gigacubic_foot | us | us | 6717169096.8047
commercial ventilation | Reference Variable Air Commercial Ventilation System | 2024 | FIXED_OM | NEW | N/A | USD/gigacubic_foot | us | us | 20301496.1157
commercial ventilation | Reference Variable Air Commercial Ventilation System | 2024 | FIXED_OM | REPLACEMENT | N/A | USD/gigacubic_foot | us | us | 20301496.1157
commercial ventilation | Reference Variable Air Commercial Ventilation System | 2025 | CAPITAL | NEW | N/A | USD/gigacubic_foot | us | us | 6717169096.8047
commercial ventilation | Reference Variable Air Commercial Ventilation System | 2025 | CAPITAL | REPLACEMENT | N/A | USD/gigacubic_foot | us | us | 6717169096.8047
commercial ventilation | Reference Variable Air Commercial Ventilation System | 2025 | FIXED_OM | NEW | N/A | USD/gigacubic_foot | us | us | 20301496.1157
commercial ventilation | Reference Variable Air Commercial Ventilation System | 2025 | FIXED_OM | REPLACEMENT | N/A | USD/gigacubic_foot | us | us | 20301496.1157
commercial ventilation | Reference Variable Air Commercial Ventilation System | 2026 | CAPITAL | NEW | N/A | USD/gigacubic_foot | us | us | 6717169096.8047
commercial ventilation | Reference Variable Air Commercial Ventilation System | 2026 | CAPITAL | REPLACEMENT | N/A | USD/gigacubic_foot | us | us | 6717169096.8047
commercial ventilation | Reference Variable Air Commercial Ventilation System | 2026 | FIXED_OM | NEW | N/A | USD/gigacubic_foot | us | us | 20301496.1157
commercial ventilation | Reference Variable Air Commercial Ventilation System | 2026 | FIXED_OM | REPLACEMENT | N/A | USD/gigacubic_foot | us | us | 20301496.1157
commercial ventilation | Reference Variable Air Commercial Ventilation System | 2027 | CAPITAL | NEW | N/A | USD/gigacubic_foot | us | us | 6717169096.8047
commercial ventilation | Reference Variable Air Commercial Ventilation System | 2027 | CAPITAL | REPLACEMENT | N/A | USD/gigacubic_foot | us | us | 6717169096.8047
commercial ventilation | Reference Variable Air Commercial Ventilation System | 2027 | FIXED_OM | NEW | N/A | USD/gigacubic_foot | us | us | 20301496.1157
commercial ventilation | Reference Variable Air Commercial Ventilation System | 2027 | FIXED_OM | REPLACEMENT | N/A | USD/gigacubic_foot | us | us | 20301496.1157
commercial ventilation | Reference Variable Air Commercial Ventilation System | 2028 | CAPITAL | NEW | N/A | USD/gigacubic_foot | us | us | 6717169096.8047
commercial ventilation | Reference Variable Air Commercial Ventilation System | 2028 | CAPITAL | REPLACEMENT | N/A | USD/gigacubic_foot | us | us | 6717169096.8047
commercial ventilation | Reference Variable Air Commercial Ventilation System | 2028 | FIXED_OM | NEW | N/A | USD/gigacubic_foot | us | us | 20301496.1157
commercial ventilation | Reference Variable Air Commercial Ventilation System | 2028 | FIXED_OM | REPLACEMENT | N/A | USD/gigacubic_foot | us | us | 20301496.1157
commercial ventilation | Reference Variable Air Commercial Ventilation System | 2029 | CAPITAL | NEW | N/A | USD/gigacubic_foot | us | us | 6717169096.8047
commercial ventilation | Reference Variable Air Commercial Ventilation System | 2029 | CAPITAL | REPLACEMENT | N/A | USD/gigacubic_foot | us | us | 6717169096.8047
commercial ventilation | Reference Variable Air Commercial Ventilation System | 2029 | FIXED_OM | NEW | N/A | USD/gigacubic_foot | us | us | 20301496.1157
commercial ventilation | Reference Variable Air Commercial Ventilation System | 2029 | FIXED_OM | REPLACEMENT | N/A | USD/gigacubic_foot | us | us | 20301496.1157
commercial ventilation | Reference Variable Air Commercial Ventilation System | 2030 | CAPITAL | NEW | N/A | USD/gigacubic_foot | us | us | 6717169096.8047
commercial ventilation | Reference Variable Air Commercial Ventilation System | 2030 | CAPITAL | REPLACEMENT | N/A | USD/gigacubic_foot | us | us | 6717169096.8047
commercial ventilation | Reference Variable Air Commercial Ventilation System | 2030 | FIXED_OM | NEW | N/A | USD/gigacubic_foot | us | us | 20301496.1157
commercial ventilation | Reference Variable Air Commercial Ventilation System | 2030 | FIXED_OM | REPLACEMENT | N/A | USD/gigacubic_foot | us | us | 20301496.1157
commercial ventilation | Reference Variable Air Commercial Ventilation System | 2031 | CAPITAL | NEW | N/A | USD/gigacubic_foot | us | us | 6717169096.8047
commercial ventilation | Reference Variable Air Commercial Ventilation System | 2031 | CAPITAL | REPLACEMENT | N/A | USD/gigacubic_foot | us | us | 6717169096.8047
commercial ventilation | Reference Variable Air Commercial Ventilation System | 2031 | FIXED_OM | NEW | N/A | USD/gigacubic_foot | us | us | 20301496.1157
commercial ventilation | Reference Variable Air Commercial Ventilation System | 2031 | FIXED_OM | REPLACEMENT | N/A | USD/gigacubic_foot | us | us | 20301496.1157
commercial ventilation | Reference Variable Air Commercial Ventilation System | 2032 | CAPITAL | NEW | N/A | USD/gigacubic_foot | us | us | 6717169096.8047
commercial ventilation | Reference Variable Air Commercial Ventilation System | 2032 | CAPITAL | REPLACEMENT | N/A | USD/gigacubic_foot | us | us | 6717169096.8047
commercial ventilation | Reference Variable Air Commercial Ventilation System | 2032 | FIXED_OM | NEW | N/A | USD/gigacubic_foot | us | us | 20301496.1157
commercial ventilation | Reference Variable Air Commercial Ventilation System | 2032 | FIXED_OM | REPLACEMENT | N/A | USD/gigacubic_foot | us | us | 20301496.1157
commercial ventilation | Reference Variable Air Commercial Ventilation System | 2033 | CAPITAL | NEW | N/A | USD/gigacubic_foot | us | us | 6717169096.8047
commercial ventilation | Reference Variable Air Commercial Ventilation System | 2033 | CAPITAL | REPLACEMENT | N/A | USD/gigacubic_foot | us | us | 6717169096.8047
commercial ventilation | Reference Variable Air Commercial Ventilation System | 2033 | FIXED_OM | NEW | N/A | USD/gigacubic_foot | us | us | 20301496.1157
commercial ventilation | Reference Variable Air Commercial Ventilation System | 2033 | FIXED_OM | REPLACEMENT | N/A | USD/gigacubic_foot | us | us | 20301496.1157
commercial ventilation | Reference Variable Air Commercial Ventilation System | 2034 | CAPITAL | NEW | N/A | USD/gigacubic_foot | us | us | 6717169096.8047
commercial ventilation | Reference Variable Air Commercial Ventilation System | 2034 | CAPITAL | REPLACEMENT | N/A | USD/gigacubic_foot | us | us | 6717169096.8047
commercial ventilation | Reference Variable Air Commercial Ventilation System | 2034 | FIXED_OM | NEW | N/A | USD/gigacubic_foot | us | us | 20301496.1157
commercial ventilation | Reference Variable Air Commercial Ventilation System | 2034 | FIXED_OM | REPLACEMENT | N/A | USD/gigacubic_foot | us | us | 20301496.1157
commercial ventilation | Reference Variable Air Commercial Ventilation System | 2035 | CAPITAL | NEW | N/A | USD/gigacubic_foot | us | us | 6717169096.8047
commercial ventilation | Reference Variable Air Commercial Ventilation System | 2035 | CAPITAL | REPLACEMENT | N/A | USD/gigacubic_foot | us | us | 6717169096.8047
commercial ventilation | Reference Variable Air Commercial Ventilation System | 2035 | FIXED_OM | NEW | N/A | USD/gigacubic_foot | us | us | 20301496.1157
commercial ventilation | Reference Variable Air Commercial Ventilation System | 2035 | FIXED_OM | REPLACEMENT | N/A | USD/gigacubic_foot | us | us | 20301496.1157
commercial ventilation | Reference Variable Air Commercial Ventilation System | 2036 | CAPITAL | NEW | N/A | USD/gigacubic_foot | us | us | 6717169096.8047
commercial ventilation | Reference Variable Air Commercial Ventilation System | 2036 | CAPITAL | REPLACEMENT | N/A | USD/gigacubic_foot | us | us | 6717169096.8047
commercial ventilation | Reference Variable Air Commercial Ventilation System | 2036 | FIXED_OM | NEW | N/A | USD/gigacubic_foot | us | us | 20301496.1157
commercial ventilation | Reference Variable Air Commercial Ventilation System | 2036 | FIXED_OM | REPLACEMENT | N/A | USD/gigacubic_foot | us | us | 20301496.1157
commercial ventilation | Reference Variable Air Commercial Ventilation System | 2037 | CAPITAL | NEW | N/A | USD/gigacubic_foot | us | us | 6717169096.8047
commercial ventilation | Reference Variable Air Commercial Ventilation System | 2037 | CAPITAL | REPLACEMENT | N/A | USD/gigacubic_foot | us | us | 6717169096.8047
commercial ventilation | Reference Variable Air Commercial Ventilation System | 2037 | FIXED_OM | NEW | N/A | USD/gigacubic_foot | us | us | 20301496.1157
commercial ventilation | Reference Variable Air Commercial Ventilation System | 2037 | FIXED_OM | REPLACEMENT | N/A | USD/gigacubic_foot | us | us | 20301496.1157
commercial ventilation | Reference Variable Air Commercial Ventilation System | 2038 | CAPITAL | NEW | N/A | USD/gigacubic_foot | us | us | 6717169096.8047
commercial ventilation | Reference Variable Air Commercial Ventilation System | 2038 | CAPITAL | REPLACEMENT | N/A | USD/gigacubic_foot | us | us | 6717169096.8047
commercial ventilation | Reference Variable Air Commercial Ventilation System | 2038 | FIXED_OM | NEW | N/A | USD/gigacubic_foot | us | us | 20301496.1157
commercial ventilation | Reference Variable Air Commercial Ventilation System | 2038 | FIXED_OM | REPLACEMENT | N/A | USD/gigacubic_foot | us | us | 20301496.1157
commercial ventilation | Reference Variable Air Commercial Ventilation System | 2039 | CAPITAL | NEW | N/A | USD/gigacubic_foot | us | us | 6717169096.8047
commercial ventilation | Reference Variable Air Commercial Ventilation System | 2039 | CAPITAL | REPLACEMENT | N/A | USD/gigacubic_foot | us | us | 6717169096.8047
commercial ventilation | Reference Variable Air Commercial Ventilation System | 2039 | FIXED_OM | NEW | N/A | USD/gigacubic_foot | us | us | 20301496.1157
commercial ventilation | Reference Variable Air Commercial Ventilation System | 2039 | FIXED_OM | REPLACEMENT | N/A | USD/gigacubic_foot | us | us | 20301496.1157
commercial ventilation | Reference Variable Air Commercial Ventilation System | 2040 | CAPITAL | NEW | N/A | USD/gigacubic_foot | us | us | 6717169096.8047
commercial ventilation | Reference Variable Air Commercial Ventilation System | 2040 | CAPITAL | REPLACEMENT | N/A | USD/gigacubic_foot | us | us | 6717169096.8047
commercial ventilation | Reference Variable Air Commercial Ventilation System | 2040 | FIXED_OM | NEW | N/A | USD/gigacubic_foot | us | us | 20301496.1157
commercial ventilation | Reference Variable Air Commercial Ventilation System | 2040 | FIXED_OM | REPLACEMENT | N/A | USD/gigacubic_foot | us | us | 20301496.1157
commercial ventilation | Reference Variable Air Commercial Ventilation System | 2041 | CAPITAL | NEW | N/A | USD/gigacubic_foot | us | us | 6717169096.8047
commercial ventilation | Reference Variable Air Commercial Ventilation System | 2041 | CAPITAL | REPLACEMENT | N/A | USD/gigacubic_foot | us | us | 6717169096.8047
commercial ventilation | Reference Variable Air Commercial Ventilation System | 2041 | FIXED_OM | NEW | N/A | USD/gigacubic_foot | us | us | 20301496.1157
commercial ventilation | Reference Variable Air Commercial Ventilation System | 2041 | FIXED_OM | REPLACEMENT | N/A | USD/gigacubic_foot | us | us | 20301496.1157
commercial ventilation | Reference Variable Air Commercial Ventilation System | 2042 | CAPITAL | NEW | N/A | USD/gigacubic_foot | us | us | 6717169096.8047
commercial ventilation | Reference Variable Air Commercial Ventilation System | 2042 | CAPITAL | REPLACEMENT | N/A | USD/gigacubic_foot | us | us | 6717169096.8047
commercial ventilation | Reference Variable Air Commercial Ventilation System | 2042 | FIXED_OM | NEW | N/A | USD/gigacubic_foot | us | us | 20301496.1157
commercial ventilation | Reference Variable Air Commercial Ventilation System | 2042 | FIXED_OM | REPLACEMENT | N/A | USD/gigacubic_foot | us | us | 20301496.1157
commercial ventilation | Reference Variable Air Commercial Ventilation System | 2043 | CAPITAL | NEW | N/A | USD/gigacubic_foot | us | us | 6717169096.8047
commercial ventilation | Reference Variable Air Commercial Ventilation System | 2043 | CAPITAL | REPLACEMENT | N/A | USD/gigacubic_foot | us | us | 6717169096.8047
commercial ventilation | Reference Variable Air Commercial Ventilation System | 2043 | FIXED_OM | NEW | N/A | USD/gigacubic_foot | us | us | 20301496.1157
commercial ventilation | Reference Variable Air Commercial Ventilation System | 2043 | FIXED_OM | REPLACEMENT | N/A | USD/gigacubic_foot | us | us | 20301496.1157
commercial ventilation | Reference Variable Air Commercial Ventilation System | 2044 | CAPITAL | NEW | N/A | USD/gigacubic_foot | us | us | 6717169096.8047
commercial ventilation | Reference Variable Air Commercial Ventilation System | 2044 | CAPITAL | REPLACEMENT | N/A | USD/gigacubic_foot | us | us | 6717169096.8047
commercial ventilation | Reference Variable Air Commercial Ventilation System | 2044 | FIXED_OM | NEW | N/A | USD/gigacubic_foot | us | us | 20301496.1157
commercial ventilation | Reference Variable Air Commercial Ventilation System | 2044 | FIXED_OM | REPLACEMENT | N/A | USD/gigacubic_foot | us | us | 20301496.1157
commercial ventilation | Reference Variable Air Commercial Ventilation System | 2045 | CAPITAL | NEW | N/A | USD/gigacubic_foot | us | us | 6717169096.8047
commercial ventilation | Reference Variable Air Commercial Ventilation System | 2045 | CAPITAL | REPLACEMENT | N/A | USD/gigacubic_foot | us | us | 6717169096.8047
commercial ventilation | Reference Variable Air Commercial Ventilation System | 2045 | FIXED_OM | NEW | N/A | USD/gigacubic_foot | us | us | 20301496.1157
commercial ventilation | Reference Variable Air Commercial Ventilation System | 2045 | FIXED_OM | REPLACEMENT | N/A | USD/gigacubic_foot | us | us | 20301496.1157
commercial ventilation | Reference Variable Air Commercial Ventilation System | 2046 | CAPITAL | NEW | N/A | USD/gigacubic_foot | us | us | 6717169096.8047
commercial ventilation | Reference Variable Air Commercial Ventilation System | 2046 | CAPITAL | REPLACEMENT | N/A | USD/gigacubic_foot | us | us | 6717169096.8047
commercial ventilation | Reference Variable Air Commercial Ventilation System | 2046 | FIXED_OM | NEW | N/A | USD/gigacubic_foot | us | us | 20301496.1157
commercial ventilation | Reference Variable Air Commercial Ventilation System | 2046 | FIXED_OM | REPLACEMENT | N/A | USD/gigacubic_foot | us | us | 20301496.1157
commercial ventilation | Reference Variable Air Commercial Ventilation System | 2047 | CAPITAL | NEW | N/A | USD/gigacubic_foot | us | us | 6717169096.8047
commercial ventilation | Reference Variable Air Commercial Ventilation System | 2047 | CAPITAL | REPLACEMENT | N/A | USD/gigacubic_foot | us | us | 6717169096.8047
commercial ventilation | Reference Variable Air Commercial Ventilation System | 2047 | FIXED_OM | NEW | N/A | USD/gigacubic_foot | us | us | 20301496.1157
commercial ventilation | Reference Variable Air Commercial Ventilation System | 2047 | FIXED_OM | REPLACEMENT | N/A | USD/gigacubic_foot | us | us | 20301496.1157
commercial ventilation | Reference Variable Air Commercial Ventilation System | 2048 | CAPITAL | NEW | N/A | USD/gigacubic_foot | us | us | 6717169096.8047
commercial ventilation | Reference Variable Air Commercial Ventilation System | 2048 | CAPITAL | REPLACEMENT | N/A | USD/gigacubic_foot | us | us | 6717169096.8047
commercial ventilation | Reference Variable Air Commercial Ventilation System | 2048 | FIXED_OM | NEW | N/A | USD/gigacubic_foot | us | us | 20301496.1157
commercial ventilation | Reference Variable Air Commercial Ventilation System | 2048 | FIXED_OM | REPLACEMENT | N/A | USD/gigacubic_foot | us | us | 20301496.1157
commercial ventilation | Reference Variable Air Commercial Ventilation System | 2049 | CAPITAL | NEW | N/A | USD/gigacubic_foot | us | us | 6717169096.8047
commercial ventilation | Reference Variable Air Commercial Ventilation System | 2049 | CAPITAL | REPLACEMENT | N/A | USD/gigacubic_foot | us | us | 6717169096.8047
commercial ventilation | Reference Variable Air Commercial Ventilation System | 2049 | FIXED_OM | NEW | N/A | USD/gigacubic_foot | us | us | 20301496.1157
commercial ventilation | Reference Variable Air Commercial Ventilation System | 2049 | FIXED_OM | REPLACEMENT | N/A | USD/gigacubic_foot | us | us | 20301496.1157
commercial ventilation | Reference Variable Air Commercial Ventilation System | 2050 | CAPITAL | NEW | N/A | USD/gigacubic_foot | us | us | 6717169096.8047
commercial ventilation | Reference Variable Air Commercial Ventilation System | 2050 | CAPITAL | REPLACEMENT | N/A | USD/gigacubic_foot | us | us | 6717169096.8047
commercial ventilation | Reference Variable Air Commercial Ventilation System | 2050 | FIXED_OM | NEW | N/A | USD/gigacubic_foot | us | us | 20301496.1157
commercial ventilation | Reference Variable Air Commercial Ventilation System | 2050 | FIXED_OM | REPLACEMENT | N/A | USD/gigacubic_foot | us | us | 20301496.1157
commercial water heating | Commercial Electric Resistance Storage Water Heater | 2020 | CAPITAL | NEW | N/A | USD/teraBtu | us | us | 27290184324.5234
commercial water heating | Commercial Electric Resistance Storage Water Heater | 2020 | CAPITAL | REPLACEMENT | N/A | USD/teraBtu | us | us | 27290184324.5234
commercial water heating | Commercial Electric Resistance Storage Water Heater | 2020 | FIXED_OM | NEW | N/A | USD/teraBtu | us | us | 949815249.9251
commercial water heating | Commercial Electric Resistance Storage Water Heater | 2020 | FIXED_OM | REPLACEMENT | N/A | USD/teraBtu | us | us | 949815249.9251
commercial water heating | Commercial Electric Resistance Storage Water Heater | 2020 | INSTALLATION | NEW | N/A | USD/teraBtu | us | us | 4108887756.3521
commercial water heating | Commercial Electric Resistance Storage Water Heater | 2020 | INSTALLATION | REPLACEMENT | N/A | USD/teraBtu | us | us | 4108887756.3521
commercial water heating | Commercial Electric Resistance Storage Water Heater | 2021 | CAPITAL | NEW | N/A | USD/teraBtu | us | us | 27290184324.5234
commercial water heating | Commercial Electric Resistance Storage Water Heater | 2021 | CAPITAL | REPLACEMENT | N/A | USD/teraBtu | us | us | 27290184324.5234
commercial water heating | Commercial Electric Resistance Storage Water Heater | 2021 | FIXED_OM | NEW | N/A | USD/teraBtu | us | us | 949815249.9251
commercial water heating | Commercial Electric Resistance Storage Water Heater | 2021 | FIXED_OM | REPLACEMENT | N/A | USD/teraBtu | us | us | 949815249.9251
commercial water heating | Commercial Electric Resistance Storage Water Heater | 2021 | INSTALLATION | NEW | N/A | USD/teraBtu | us | us | 4108887756.3521
commercial water heating | Commercial Electric Resistance Storage Water Heater | 2021 | INSTALLATION | REPLACEMENT | N/A | USD/teraBtu | us | us | 4108887756.3521
commercial water heating | Commercial Electric Resistance Storage Water Heater | 2022 | CAPITAL | NEW | N/A | USD/teraBtu | us | us | 27290184324.5234
commercial water heating | Commercial Electric Resistance Storage Water Heater | 2022 | CAPITAL | REPLACEMENT | N/A | USD/teraBtu | us | us | 27290184324.5234
commercial water heating | Commercial Electric Resistance Storage Water Heater | 2022 | FIXED_OM | NEW | N/A | USD/teraBtu | us | us | 949815249.9251
commercial water heating | Commercial Electric Resistance Storage Water Heater | 2022 | FIXED_OM | REPLACEMENT | N/A | USD/teraBtu | us | us | 949815249.9251
commercial water heating | Commercial Electric Resistance Storage Water Heater | 2022 | INSTALLATION | NEW | N/A | USD/teraBtu | us | us | 4108887756.3521
commercial water heating | Commercial Electric Resistance Storage Water Heater | 2022 | INSTALLATION | REPLACEMENT | N/A | USD/teraBtu | us | us | 4108887756.3521
commercial water heating | Commercial Electric Resistance Storage Water Heater | 2023 | CAPITAL | NEW | N/A | USD/teraBtu | us | us | 27290184324.5234
commercial water heating | Commercial Electric Resistance Storage Water Heater | 2023 | CAPITAL | REPLACEMENT | N/A | USD/teraBtu | us | us | 27290184324.5234
commercial water heating | Commercial Electric Resistance Storage Water Heater | 2023 | FIXED_OM | NEW | N/A | USD/teraBtu | us | us | 949815249.9251
commercial water heating | Commercial Electric Resistance Storage Water Heater | 2023 | FIXED_OM | REPLACEMENT | N/A | USD/teraBtu | us | us | 949815249.9251
commercial water heating | Commercial Electric Resistance Storage Water Heater | 2023 | INSTALLATION | NEW | N/A | USD/teraBtu | us | us | 4108887756.3521
commercial water heating | Commercial Electric Resistance Storage Water Heater | 2023 | INSTALLATION | REPLACEMENT | N/A | USD/teraBtu | us | us | 4108887756.3521
commercial water heating | Commercial Electric Resistance Storage Water Heater | 2024 | CAPITAL | NEW | N/A | USD/teraBtu | us | us | 27290184324.5234
commercial water heating | Commercial Electric Resistance Storage Water Heater | 2024 | CAPITAL | REPLACEMENT | N/A | USD/teraBtu | us | us | 27290184324.5234
commercial water heating | Commercial Electric Resistance Storage Water Heater | 2024 | FIXED_OM | NEW | N/A | USD/teraBtu | us | us | 949815249.9251
commercial water heating | Commercial Electric Resistance Storage Water Heater | 2024 | FIXED_OM | REPLACEMENT | N/A | USD/teraBtu | us | us | 949815249.9251
commercial water heating | Commercial Electric Resistance Storage Water Heater | 2024 | INSTALLATION | NEW | N/A | USD/teraBtu | us | us | 4108887756.3521
commercial water heating | Commercial Electric Resistance Storage Water Heater | 2024 | INSTALLATION | REPLACEMENT | N/A | USD/teraBtu | us | us | 4108887756.3521
commercial water heating | Commercial Electric Resistance Storage Water Heater | 2025 | CAPITAL | NEW | N/A | USD/teraBtu | us | us | 27290184324.5234
commercial water heating | Commercial Electric Resistance Storage Water Heater | 2025 | CAPITAL | REPLACEMENT | N/A | USD/teraBtu | us | us | 27290184324.5234
commercial water heating | Commercial Electric Resistance Storage Water Heater | 2025 | FIXED_OM | NEW | N/A | USD/teraBtu | us | us | 949815249.9251
commercial water heating | Commercial Electric Resistance Storage Water Heater | 2025 | FIXED_OM | REPLACEMENT | N/A | USD/teraBtu | us | us | 949815249.9251
commercial water heating | Commercial Electric Resistance Storage Water Heater | 2025 | INSTALLATION | NEW | N/A | USD/teraBtu | us | us | 4108887756.3521
commercial water heating | Commercial Electric Resistance Storage Water Heater | 2025 | INSTALLATION | REPLACEMENT | N/A | USD/teraBtu | us | us | 4108887756.3521
commercial water heating | Commercial Electric Resistance Storage Water Heater | 2026 | CAPITAL | NEW | N/A | USD/teraBtu | us | us | 27290184324.5234
commercial water heating | Commercial Electric Resistance Storage Water Heater | 2026 | CAPITAL | REPLACEMENT | N/A | USD/teraBtu | us | us | 27290184324.5234
commercial water heating | Commercial Electric Resistance Storage Water Heater | 2026 | FIXED_OM | NEW | N/A | USD/teraBtu | us | us | 949815249.9251
commercial water heating | Commercial Electric Resistance Storage Water Heater | 2026 | FIXED_OM | REPLACEMENT | N/A | USD/teraBtu | us | us | 949815249.9251
commercial water heating | Commercial Electric Resistance Storage Water Heater | 2026 | INSTALLATION | NEW | N/A | USD/teraBtu | us | us | 4108887756.3521
commercial water heating | Commercial Electric Resistance Storage Water Heater | 2026 | INSTALLATION | REPLACEMENT | N/A | USD/teraBtu | us | us | 4108887756.3521
commercial water heating | Commercial Electric Resistance Storage Water Heater | 2027 | CAPITAL | NEW | N/A | USD/teraBtu | us | us | 27290184324.5234
commercial water heating | Commercial Electric Resistance Storage Water Heater | 2027 | CAPITAL | REPLACEMENT | N/A | USD/teraBtu | us | us | 27290184324.5234
commercial water heating | Commercial Electric Resistance Storage Water Heater | 2027 | FIXED_OM | NEW | N/A | USD/teraBtu | us | us | 949815249.9251
commercial water heating | Commercial Electric Resistance Storage Water Heater | 2027 | FIXED_OM | REPLACEMENT | N/A | USD/teraBtu | us | us | 949815249.9251
commercial water heating | Commercial Electric Resistance Storage Water Heater | 2027 | INSTALLATION | NEW | N/A | USD/teraBtu | us | us | 4108887756.3521
commercial water heating | Commercial Electric Resistance Storage Water Heater | 2027 | INSTALLATION | REPLACEMENT | N/A | USD/teraBtu | us | us | 4108887756.3521
commercial water heating | Commercial Electric Resistance Storage Water Heater | 2028 | CAPITAL | NEW | N/A | USD/teraBtu | us | us | 27290184324.5234
commercial water heating | Commercial Electric Resistance Storage Water Heater | 2028 | CAPITAL | REPLACEMENT | N/A | USD/teraBtu | us | us | 27290184324.5234
commercial water heating | Commercial Electric Resistance Storage Water Heater | 2028 | FIXED_OM | NEW | N/A | USD/teraBtu | us | us | 949815249.9251
commercial water heating | Commercial Electric Resistance Storage Water Heater | 2028 | FIXED_OM | REPLACEMENT | N/A | USD/teraBtu | us | us | 949815249.9251
commercial water heating | Commercial Electric Resistance Storage Water Heater | 2028 | INSTALLATION | NEW | N/A | USD/teraBtu | us | us | 4108887756.3521
commercial water heating | Commercial Electric Resistance Storage Water Heater | 2028 | INSTALLATION | REPLACEMENT | N/A | USD/teraBtu | us | us | 4108887756.3521
commercial water heating | Commercial Electric Resistance Storage Water Heater | 2029 | CAPITAL | NEW | N/A | USD/teraBtu | us | us | 27290184324.5234
commercial water heating | Commercial Electric Resistance Storage Water Heater | 2029 | CAPITAL | REPLACEMENT | N/A | USD/teraBtu | us | us | 27290184324.5234
commercial water heating | Commercial Electric Resistance Storage Water Heater | 2029 | FIXED_OM | NEW | N/A | USD/teraBtu | us | us | 949815249.9251
commercial water heating | Commercial Electric Resistance Storage Water Heater | 2029 | FIXED_OM | REPLACEMENT | N/A | USD/teraBtu | us | us | 949815249.9251
commercial water heating | Commercial Electric Resistance Storage Water Heater | 2029 | INSTALLATION | NEW | N/A | USD/teraBtu | us | us | 4108887756.3521
commercial water heating | Commercial Electric Resistance Storage Water Heater | 2029 | INSTALLATION | REPLACEMENT | N/A | USD/teraBtu | us | us | 4108887756.3521
commercial water heating | Commercial Electric Resistance Storage Water Heater | 2030 | CAPITAL | NEW | N/A | USD/teraBtu | us | us | 27290184324.5234
commercial water heating | Commercial Electric Resistance Storage Water Heater | 2030 | CAPITAL | REPLACEMENT | N/A | USD/teraBtu | us | us | 27290184324.5234
commercial water heating | Commercial Electric Resistance Storage Water Heater | 2030 | FIXED_OM | NEW | N/A | USD/teraBtu | us | us | 949815249.9251
commercial water heating | Commercial Electric Resistance Storage Water Heater | 2030 | FIXED_OM | REPLACEMENT | N/A | USD/teraBtu | us | us | 949815249.9251
commercial water heating | Commercial Electric Resistance Storage Water Heater | 2030 | INSTALLATION | NEW | N/A | USD/teraBtu | us | us | 4108887756.3521
commercial water heating | Commercial Electric Resistance Storage Water Heater | 2030 | INSTALLATION | REPLACEMENT | N/A | USD/teraBtu | us | us | 4108887756.3521
commercial water heating | Commercial Electric Resistance Storage Water Heater | 2031 | CAPITAL | NEW | N/A | USD/teraBtu | us | us | 27290184324.5234
commercial water heating | Commercial Electric Resistance Storage Water Heater | 2031 | CAPITAL | REPLACEMENT | N/A | USD/teraBtu | us | us | 27290184324.5234
commercial water heating | Commercial Electric Resistance Storage Water Heater | 2031 | FIXED_OM | NEW | N/A | USD/teraBtu | us | us | 949815249.9251
commercial water heating | Commercial Electric Resistance Storage Water Heater | 2031 | FIXED_OM | REPLACEMENT | N/A | USD/teraBtu | us | us | 949815249.9251
commercial water heating | Commercial Electric Resistance Storage Water Heater | 2031 | INSTALLATION | NEW | N/A | USD/teraBtu | us | us | 4108887756.3521
commercial water heating | Commercial Electric Resistance Storage Water Heater | 2031 | INSTALLATION | REPLACEMENT | N/A | USD/teraBtu | us | us | 4108887756.3521
commercial water heating | Commercial Electric Resistance Storage Water Heater | 2032 | CAPITAL | NEW | N/A | USD/teraBtu | us | us | 27290184324.5234
commercial water heating | Commercial Electric Resistance Storage Water Heater | 2032 | CAPITAL | REPLACEMENT | N/A | USD/teraBtu | us | us | 27290184324.5234
commercial water heating | Commercial Electric Resistance Storage Water Heater | 2032 | FIXED_OM | NEW | N/A | USD/teraBtu | us | us | 949815249.9251
commercial water heating | Commercial Electric Resistance Storage Water Heater | 2032 | FIXED_OM | REPLACEMENT | N/A | USD/teraBtu | us | us | 949815249.9251
commercial water heating | Commercial Electric Resistance Storage Water Heater | 2032 | INSTALLATION | NEW | N/A | USD/teraBtu | us | us | 4108887756.3521
commercial water heating | Commercial Electric Resistance Storage Water Heater | 2032 | INSTALLATION | REPLACEMENT | N/A | USD/teraBtu | us | us | 4108887756.3521
commercial water heating | Commercial Electric Resistance Storage Water Heater | 2033 | CAPITAL | NEW | N/A | USD/teraBtu | us | us | 27290184324.5234
commercial water heating | Commercial Electric Resistance Storage Water Heater | 2033 | CAPITAL | REPLACEMENT | N/A | USD/teraBtu | us | us | 27290184324.5234
commercial water heating | Commercial Electric Resistance Storage Water Heater | 2033 | FIXED_OM | NEW | N/A | USD/teraBtu | us | us | 949815249.9251
commercial water heating | Commercial Electric Resistance Storage Water Heater | 2033 | FIXED_OM | REPLACEMENT | N/A | USD/teraBtu | us | us | 949815249.9251
commercial water heating | Commercial Electric Resistance Storage Water Heater | 2033 | INSTALLATION | NEW | N/A | USD/teraBtu | us | us | 4108887756.3521
commercial water heating | Commercial Electric Resistance Storage Water Heater | 2033 | INSTALLATION | REPLACEMENT | N/A | USD/teraBtu | us | us | 4108887756.3521
commercial water heating | Commercial Electric Resistance Storage Water Heater | 2034 | CAPITAL | NEW | N/A | USD/teraBtu | us | us | 27290184324.5234
commercial water heating | Commercial Electric Resistance Storage Water Heater | 2034 | CAPITAL | REPLACEMENT | N/A | USD/teraBtu | us | us | 27290184324.5234
commercial water heating | Commercial Electric Resistance Storage Water Heater | 2034 | FIXED_OM | NEW | N/A | USD/teraBtu | us | us | 949815249.9251
commercial water heating | Commercial Electric Resistance Storage Water Heater | 2034 | FIXED_OM | REPLACEMENT | N/A | USD/teraBtu | us | us | 949815249.9251
commercial water heating | Commercial Electric Resistance Storage Water Heater | 2034 | INSTALLATION | NEW | N/A | USD/teraBtu | us | us | 4108887756.3521
commercial water heating | Commercial Electric Resistance Storage Water Heater | 2034 | INSTALLATION | REPLACEMENT | N/A | USD/teraBtu | us | us | 4108887756.3521
commercial water heating | Commercial Electric Resistance Storage Water Heater | 2035 | CAPITAL | NEW | N/A | USD/teraBtu | us | us | 27290184324.5234
commercial water heating | Commercial Electric Resistance Storage Water Heater | 2035 | CAPITAL | REPLACEMENT | N/A | USD/teraBtu | us | us | 27290184324.5234
commercial water heating | Commercial Electric Resistance Storage Water Heater | 2035 | FIXED_OM | NEW | N/A | USD/teraBtu | us | us | 949815249.9251
commercial water heating | Commercial Electric Resistance Storage Water Heater | 2035 | FIXED_OM | REPLACEMENT | N/A | USD/teraBtu | us | us | 949815249.9251
commercial water heating | Commercial Electric Resistance Storage Water Heater | 2035 | INSTALLATION | NEW | N/A | USD/teraBtu | us | us | 4108887756.3521
commercial water heating | Commercial Electric Resistance Storage Water Heater | 2035 | INSTALLATION | REPLACEMENT | N/A | USD/teraBtu | us | us | 4108887756.3521
commercial water heating | Commercial Electric Resistance Storage Water Heater | 2036 | CAPITAL | NEW | N/A | USD/teraBtu | us | us | 27290184324.5234
commercial water heating | Commercial Electric Resistance Storage Water Heater | 2036 | CAPITAL | REPLACEMENT | N/A | USD/teraBtu | us | us | 27290184324.5234
commercial water heating | Commercial Electric Resistance Storage Water Heater | 2036 | FIXED_OM | NEW | N/A | USD/teraBtu | us | us | 949815249.9251
commercial water heating | Commercial Electric Resistance Storage Water Heater | 2036 | FIXED_OM | REPLACEMENT | N/A | USD/teraBtu | us | us | 949815249.9251
commercial water heating | Commercial Electric Resistance Storage Water Heater | 2036 | INSTALLATION | NEW | N/A | USD/teraBtu | us | us | 4108887756.3521
commercial water heating | Commercial Electric Resistance Storage Water Heater | 2036 | INSTALLATION | REPLACEMENT | N/A | USD/teraBtu | us | us | 4108887756.3521
commercial water heating | Commercial Electric Resistance Storage Water Heater | 2037 | CAPITAL | NEW | N/A | USD/teraBtu | us | us | 27290184324.5234
commercial water heating | Commercial Electric Resistance Storage Water Heater | 2037 | CAPITAL | REPLACEMENT | N/A | USD/teraBtu | us | us | 27290184324.5234
commercial water heating | Commercial Electric Resistance Storage Water Heater | 2037 | FIXED_OM | NEW | N/A | USD/teraBtu | us | us | 949815249.9251
commercial water heating | Commercial Electric Resistance Storage Water Heater | 2037 | FIXED_OM | REPLACEMENT | N/A | USD/teraBtu | us | us | 949815249.9251
commercial water heating | Commercial Electric Resistance Storage Water Heater | 2037 | INSTALLATION | NEW | N/A | USD/teraBtu | us | us | 4108887756.3521
commercial water heating | Commercial Electric Resistance Storage Water Heater | 2037 | INSTALLATION | REPLACEMENT | N/A | USD/teraBtu | us | us | 4108887756.3521
commercial water heating | Commercial Electric Resistance Storage Water Heater | 2038 | CAPITAL | NEW | N/A | USD/teraBtu | us | us | 27290184324.5234
commercial water heating | Commercial Electric Resistance Storage Water Heater | 2038 | CAPITAL | REPLACEMENT | N/A | USD/teraBtu | us | us | 27290184324.5234
commercial water heating | Commercial Electric Resistance Storage Water Heater | 2038 | FIXED_OM | NEW | N/A | USD/teraBtu | us | us | 949815249.9251
commercial water heating | Commercial Electric Resistance Storage Water Heater | 2038 | FIXED_OM | REPLACEMENT | N/A | USD/teraBtu | us | us | 949815249.9251
commercial water heating | Commercial Electric Resistance Storage Water Heater | 2038 | INSTALLATION | NEW | N/A | USD/teraBtu | us | us | 4108887756.3521
commercial water heating | Commercial Electric Resistance Storage Water Heater | 2038 | INSTALLATION | REPLACEMENT | N/A | USD/teraBtu | us | us | 4108887756.3521
commercial water heating | Commercial Electric Resistance Storage Water Heater | 2039 | CAPITAL | NEW | N/A | USD/teraBtu | us | us | 27290184324.5234
commercial water heating | Commercial Electric Resistance Storage Water Heater | 2039 | CAPITAL | REPLACEMENT | N/A | USD/teraBtu | us | us | 27290184324.5234
commercial water heating | Commercial Electric Resistance Storage Water Heater | 2039 | FIXED_OM | NEW | N/A | USD/teraBtu | us | us | 949815249.9251
commercial water heating | Commercial Electric Resistance Storage Water Heater | 2039 | FIXED_OM | REPLACEMENT | N/A | USD/teraBtu | us | us | 949815249.9251
commercial water heating | Commercial Electric Resistance Storage Water Heater | 2039 | INSTALLATION | NEW | N/A | USD/teraBtu | us | us | 4108887756.3521
commercial water heating | Commercial Electric Resistance Storage Water Heater | 2039 | INSTALLATION | REPLACEMENT | N/A | USD/teraBtu | us | us | 4108887756.3521
commercial water heating | Commercial Electric Resistance Storage Water Heater | 2040 | CAPITAL | NEW | N/A | USD/teraBtu | us | us | 27290184324.5234
commercial water heating | Commercial Electric Resistance Storage Water Heater | 2040 | CAPITAL | REPLACEMENT | N/A | USD/teraBtu | us | us | 27290184324.5234
commercial water heating | Commercial Electric Resistance Storage Water Heater | 2040 | FIXED_OM | NEW | N/A | USD/teraBtu | us | us | 949815249.9251
commercial water heating | Commercial Electric Resistance Storage Water Heater | 2040 | FIXED_OM | REPLACEMENT | N/A | USD/teraBtu | us | us | 949815249.9251
commercial water heating | Commercial Electric Resistance Storage Water Heater | 2040 | INSTALLATION | NEW | N/A | USD/teraBtu | us | us | 4108887756.3521
commercial water heating | Commercial Electric Resistance Storage Water Heater | 2040 | INSTALLATION | REPLACEMENT | N/A | USD/teraBtu | us | us | 4108887756.3521
commercial water heating | Commercial Electric Resistance Storage Water Heater | 2041 | CAPITAL | NEW | N/A | USD/teraBtu | us | us | 27290184324.5234
commercial water heating | Commercial Electric Resistance Storage Water Heater | 2041 | CAPITAL | REPLACEMENT | N/A | USD/teraBtu | us | us | 27290184324.5234
commercial water heating | Commercial Electric Resistance Storage Water Heater | 2041 | FIXED_OM | NEW | N/A | USD/teraBtu | us | us | 949815249.9251
commercial water heating | Commercial Electric Resistance Storage Water Heater | 2041 | FIXED_OM | REPLACEMENT | N/A | USD/teraBtu | us | us | 949815249.9251
commercial water heating | Commercial Electric Resistance Storage Water Heater | 2041 | INSTALLATION | NEW | N/A | USD/teraBtu | us | us | 4108887756.3521
commercial water heating | Commercial Electric Resistance Storage Water Heater | 2041 | INSTALLATION | REPLACEMENT | N/A | USD/teraBtu | us | us | 4108887756.3521
commercial water heating | Commercial Electric Resistance Storage Water Heater | 2042 | CAPITAL | NEW | N/A | USD/teraBtu | us | us | 27290184324.5234
commercial water heating | Commercial Electric Resistance Storage Water Heater | 2042 | CAPITAL | REPLACEMENT | N/A | USD/teraBtu | us | us | 27290184324.5234
commercial water heating | Commercial Electric Resistance Storage Water Heater | 2042 | FIXED_OM | NEW | N/A | USD/teraBtu | us | us | 949815249.9251
commercial water heating | Commercial Electric Resistance Storage Water Heater | 2042 | FIXED_OM | REPLACEMENT | N/A | USD/teraBtu | us | us | 949815249.9251
commercial water heating | Commercial Electric Resistance Storage Water Heater | 2042 | INSTALLATION | NEW | N/A | USD/teraBtu | us | us | 4108887756.3521
commercial water heating | Commercial Electric Resistance Storage Water Heater | 2042 | INSTALLATION | REPLACEMENT | N/A | USD/teraBtu | us | us | 4108887756.3521
commercial water heating | Commercial Electric Resistance Storage Water Heater | 2043 | CAPITAL | NEW | N/A | USD/teraBtu | us | us | 27290184324.5234
commercial water heating | Commercial Electric Resistance Storage Water Heater | 2043 | CAPITAL | REPLACEMENT | N/A | USD/teraBtu | us | us | 27290184324.5234
commercial water heating | Commercial Electric Resistance Storage Water Heater | 2043 | FIXED_OM | NEW | N/A | USD/teraBtu | us | us | 949815249.9251
commercial water heating | Commercial Electric Resistance Storage Water Heater | 2043 | FIXED_OM | REPLACEMENT | N/A | USD/teraBtu | us | us | 949815249.9251
commercial water heating | Commercial Electric Resistance Storage Water Heater | 2043 | INSTALLATION | NEW | N/A | USD/teraBtu | us | us | 4108887756.3521
commercial water heating | Commercial Electric Resistance Storage Water Heater | 2043 | INSTALLATION | REPLACEMENT | N/A | USD/teraBtu | us | us | 4108887756.3521
commercial water heating | Commercial Electric Resistance Storage Water Heater | 2044 | CAPITAL | NEW | N/A | USD/teraBtu | us | us | 27290184324.5234
commercial water heating | Commercial Electric Resistance Storage Water Heater | 2044 | CAPITAL | REPLACEMENT | N/A | USD/teraBtu | us | us | 27290184324.5234
commercial water heating | Commercial Electric Resistance Storage Water Heater | 2044 | FIXED_OM | NEW | N/A | USD/teraBtu | us | us | 949815249.9251
commercial water heating | Commercial Electric Resistance Storage Water Heater | 2044 | FIXED_OM | REPLACEMENT | N/A | USD/teraBtu | us | us | 949815249.9251
commercial water heating | Commercial Electric Resistance Storage Water Heater | 2044 | INSTALLATION | NEW | N/A | USD/teraBtu | us | us | 4108887756.3521
commercial water heating | Commercial Electric Resistance Storage Water Heater | 2044 | INSTALLATION | REPLACEMENT | N/A | USD/teraBtu | us | us | 4108887756.3521
commercial water heating | Commercial Electric Resistance Storage Water Heater | 2045 | CAPITAL | NEW | N/A | USD/teraBtu | us | us | 27290184324.5234
commercial water heating | Commercial Electric Resistance Storage Water Heater | 2045 | CAPITAL | REPLACEMENT | N/A | USD/teraBtu | us | us | 27290184324.5234
commercial water heating | Commercial Electric Resistance Storage Water Heater | 2045 | FIXED_OM | NEW | N/A | USD/teraBtu | us | us | 949815249.9251
commercial water heating | Commercial Electric Resistance Storage Water Heater | 2045 | FIXED_OM | REPLACEMENT | N/A | USD/teraBtu | us | us | 949815249.9251
commercial water heating | Commercial Electric Resistance Storage Water Heater | 2045 | INSTALLATION | NEW | N/A | USD/teraBtu | us | us | 4108887756.3521
commercial water heating | Commercial Electric Resistance Storage Water Heater | 2045 | INSTALLATION | REPLACEMENT | N/A | USD/teraBtu | us | us | 4108887756.3521
commercial water heating | Commercial Electric Resistance Storage Water Heater | 2046 | CAPITAL | NEW | N/A | USD/teraBtu | us | us | 27290184324.5234
commercial water heating | Commercial Electric Resistance Storage Water Heater | 2046 | CAPITAL | REPLACEMENT | N/A | USD/teraBtu | us | us | 27290184324.5234
commercial water heating | Commercial Electric Resistance Storage Water Heater | 2046 | FIXED_OM | NEW | N/A | USD/teraBtu | us | us | 949815249.9251
commercial water heating | Commercial Electric Resistance Storage Water Heater | 2046 | FIXED_OM | REPLACEMENT | N/A | USD/teraBtu | us | us | 949815249.9251
commercial water heating | Commercial Electric Resistance Storage Water Heater | 2046 | INSTALLATION | NEW | N/A | USD/teraBtu | us | us | 4108887756.3521
commercial water heating | Commercial Electric Resistance Storage Water Heater | 2046 | INSTALLATION | REPLACEMENT | N/A | USD/teraBtu | us | us | 4108887756.3521
commercial water heating | Commercial Electric Resistance Storage Water Heater | 2047 | CAPITAL | NEW | N/A | USD/teraBtu | us | us | 27290184324.5234
commercial water heating | Commercial Electric Resistance Storage Water Heater | 2047 | CAPITAL | REPLACEMENT | N/A | USD/teraBtu | us | us | 27290184324.5234
commercial water heating | Commercial Electric Resistance Storage Water Heater | 2047 | FIXED_OM | NEW | N/A | USD/teraBtu | us | us | 949815249.9251
commercial water heating | Commercial Electric Resistance Storage Water Heater | 2047 | FIXED_OM | REPLACEMENT | N/A | USD/teraBtu | us | us | 949815249.9251
commercial water heating | Commercial Electric Resistance Storage Water Heater | 2047 | INSTALLATION | NEW | N/A | USD/teraBtu | us | us | 4108887756.3521
commercial water heating | Commercial Electric Resistance Storage Water Heater | 2047 | INSTALLATION | REPLACEMENT | N/A | USD/teraBtu | us | us | 4108887756.3521
commercial water heating | Commercial Electric Resistance Storage Water Heater | 2048 | CAPITAL | NEW | N/A | USD/teraBtu | us | us | 27290184324.5234
commercial water heating | Commercial Electric Resistance Storage Water Heater | 2048 | CAPITAL | REPLACEMENT | N/A | USD/teraBtu | us | us | 27290184324.5234
commercial water heating | Commercial Electric Resistance Storage Water Heater | 2048 | FIXED_OM | NEW | N/A | USD/teraBtu | us | us | 949815249.9251
commercial water heating | Commercial Electric Resistance Storage Water Heater | 2048 | FIXED_OM | REPLACEMENT | N/A | USD/teraBtu | us | us | 949815249.9251
commercial water heating | Commercial Electric Resistance Storage Water Heater | 2048 | INSTALLATION | NEW | N/A | USD/teraBtu | us | us | 4108887756.3521
commercial water heating | Commercial Electric Resistance Storage Water Heater | 2048 | INSTALLATION | REPLACEMENT | N/A | USD/teraBtu | us | us | 4108887756.3521
commercial water heating | Commercial Electric Resistance Storage Water Heater | 2049 | CAPITAL | NEW | N/A | USD/teraBtu | us | us | 27290184324.5234
commercial water heating | Commercial Electric Resistance Storage Water Heater | 2049 | CAPITAL | REPLACEMENT | N/A | USD/teraBtu | us | us | 27290184324.5234
commercial water heating | Commercial Electric Resistance Storage Water Heater | 2049 | FIXED_OM | NEW | N/A | USD/teraBtu | us | us | 949815249.9251
commercial water heating | Commercial Electric Resistance Storage Water Heater | 2049 | FIXED_OM | REPLACEMENT | N/A | USD/teraBtu | us | us | 949815249.9251
commercial water heating | Commercial Electric Resistance Storage Water Heater | 2049 | INSTALLATION | NEW | N/A | USD/teraBtu | us | us | 4108887756.3521
commercial water heating | Commercial Electric Resistance Storage Water Heater | 2049 | INSTALLATION | REPLACEMENT | N/A | USD/teraBtu | us | us | 4108887756.3521
commercial water heating | Commercial Electric Resistance Storage Water Heater | 2050 | CAPITAL | NEW | N/A | USD/teraBtu | us | us | 27290184324.5234
commercial water heating | Commercial Electric Resistance Storage Water Heater | 2050 | CAPITAL | REPLACEMENT | N/A | USD/teraBtu | us | us | 27290184324.5234
commercial water heating | Commercial Electric Resistance Storage Water Heater | 2050 | FIXED_OM | NEW | N/A | USD/teraBtu | us | us | 949815249.9251
commercial water heating | Commercial Electric Resistance Storage Water Heater | 2050 | FIXED_OM | REPLACEMENT | N/A | USD/teraBtu | us | us | 949815249.9251
commercial water heating | Commercial Electric Resistance Storage Water Heater | 2050 | INSTALLATION | NEW | N/A | USD/teraBtu | us | us | 4108887756.3521
commercial water heating | Commercial Electric Resistance Storage Water Heater | 2050 | INSTALLATION | REPLACEMENT | N/A | USD/teraBtu | us | us | 4108887756.3521
commercial water heating | Commercial High Efficiency Gas Storage Water Heater | 2020 | CAPITAL | NEW | N/A | USD/teraBtu | us | us | 28715790968.3418
commercial water heating | Commercial High Efficiency Gas Storage Water Heater | 2020 | CAPITAL | REPLACEMENT | N/A | USD/teraBtu | us | us | 28715790968.3418
commercial water heating | Commercial High Efficiency Gas Storage Water Heater | 2020 | FIXED_OM | NEW | N/A | USD/teraBtu | us | us | 595491973.3934
commercial water heating | Commercial High Efficiency Gas Storage Water Heater | 2020 | FIXED_OM | REPLACEMENT | N/A | USD/teraBtu | us | us | 595491973.3934
commercial water heating | Commercial High Efficiency Gas Storage Water Heater | 2020 | INSTALLATION | NEW | N/A | USD/teraBtu | us | us | 2840494440.6908
commercial water heating | Commercial High Efficiency Gas Storage Water Heater | 2020 | INSTALLATION | REPLACEMENT | N/A | USD/teraBtu | us | us | 2840494440.6908
commercial water heating | Commercial High Efficiency Gas Storage Water Heater | 2021 | CAPITAL | NEW | N/A | USD/teraBtu | us | us | 28715790968.3418
commercial water heating | Commercial High Efficiency Gas Storage Water Heater | 2021 | CAPITAL | REPLACEMENT | N/A | USD/teraBtu | us | us | 28715790968.3418
commercial water heating | Commercial High Efficiency Gas Storage Water Heater | 2021 | FIXED_OM | NEW | N/A | USD/teraBtu | us | us | 595491973.3934
commercial water heating | Commercial High Efficiency Gas Storage Water Heater | 2021 | FIXED_OM | REPLACEMENT | N/A | USD/teraBtu | us | us | 595491973.3934
commercial water heating | Commercial High Efficiency Gas Storage Water Heater | 2021 | INSTALLATION | NEW | N/A | USD/teraBtu | us | us | 2840494440.6908
commercial water heating | Commercial High Efficiency Gas Storage Water Heater | 2021 | INSTALLATION | REPLACEMENT | N/A | USD/teraBtu | us | us | 2840494440.6908
commercial water heating | Commercial High Efficiency Gas Storage Water Heater | 2022 | CAPITAL | NEW | N/A | USD/teraBtu | us | us | 28715790968.3418
commercial water heating | Commercial High Efficiency Gas Storage Water Heater | 2022 | CAPITAL | REPLACEMENT | N/A | USD/teraBtu | us | us | 28715790968.3418
commercial water heating | Commercial High Efficiency Gas Storage Water Heater | 2022 | FIXED_OM | NEW | N/A | USD/teraBtu | us | us | 595491973.3934
commercial water heating | Commercial High Efficiency Gas Storage Water Heater | 2022 | FIXED_OM | REPLACEMENT | N/A | USD/teraBtu | us | us | 595491973.3934
commercial water heating | Commercial High Efficiency Gas Storage Water Heater | 2022 | INSTALLATION | NEW | N/A | USD/teraBtu | us | us | 2840494440.6908
commercial water heating | Commercial High Efficiency Gas Storage Water Heater | 2022 | INSTALLATION | REPLACEMENT | N/A | USD/teraBtu | us | us | 2840494440.6908
commercial water heating | Commercial High Efficiency Gas Storage Water Heater | 2023 | CAPITAL | NEW | N/A | USD/teraBtu | us | us | 28715790968.3418
commercial water heating | Commercial High Efficiency Gas Storage Water Heater | 2023 | CAPITAL | REPLACEMENT | N/A | USD/teraBtu | us | us | 28715790968.3418
commercial water heating | Commercial High Efficiency Gas Storage Water Heater | 2023 | FIXED_OM | NEW | N/A | USD/teraBtu | us | us | 595491973.3934
commercial water heating | Commercial High Efficiency Gas Storage Water Heater | 2023 | FIXED_OM | REPLACEMENT | N/A | USD/teraBtu | us | us | 595491973.3934
commercial water heating | Commercial High Efficiency Gas Storage Water Heater | 2023 | INSTALLATION | NEW | N/A | USD/teraBtu | us | us | 2840494440.6908
commercial water heating | Commercial High Efficiency Gas Storage Water Heater | 2023 | INSTALLATION | REPLACEMENT | N/A | USD/teraBtu | us | us | 2840494440.6908
commercial water heating | Commercial High Efficiency Gas Storage Water Heater | 2024 | CAPITAL | NEW | N/A | USD/teraBtu | us | us | 28715790968.3418
commercial water heating | Commercial High Efficiency Gas Storage Water Heater | 2024 | CAPITAL | REPLACEMENT | N/A | USD/teraBtu | us | us | 28715790968.3418
commercial water heating | Commercial High Efficiency Gas Storage Water Heater | 2024 | FIXED_OM | NEW | N/A | USD/teraBtu | us | us | 595491973.3934
commercial water heating | Commercial High Efficiency Gas Storage Water Heater | 2024 | FIXED_OM | REPLACEMENT | N/A | USD/teraBtu | us | us | 595491973.3934
commercial water heating | Commercial High Efficiency Gas Storage Water Heater | 2024 | INSTALLATION | NEW | N/A | USD/teraBtu | us | us | 2840494440.6908
commercial water heating | Commercial High Efficiency Gas Storage Water Heater | 2024 | INSTALLATION | REPLACEMENT | N/A | USD/teraBtu | us | us | 2840494440.6908
commercial water heating | Commercial High Efficiency Gas Storage Water Heater | 2025 | CAPITAL | NEW | N/A | USD/teraBtu | us | us | 28715790968.3418
commercial water heating | Commercial High Efficiency Gas Storage Water Heater | 2025 | CAPITAL | REPLACEMENT | N/A | USD/teraBtu | us | us | 28715790968.3418
commercial water heating | Commercial High Efficiency Gas Storage Water Heater | 2025 | FIXED_OM | NEW | N/A | USD/teraBtu | us | us | 595491973.3934
commercial water heating | Commercial High Efficiency Gas Storage Water Heater | 2025 | FIXED_OM | REPLACEMENT | N/A | USD/teraBtu | us | us | 595491973.3934
commercial water heating | Commercial High Efficiency Gas Storage Water Heater | 2025 | INSTALLATION | NEW | N/A | USD/teraBtu | us | us | 2840494440.6908
commercial water heating | Commercial High Efficiency Gas Storage Water Heater | 2025 | INSTALLATION | REPLACEMENT | N/A | USD/teraBtu | us | us | 2840494440.6908
commercial water heating | Commercial High Efficiency Gas Storage Water Heater | 2026 | CAPITAL | NEW | N/A | USD/teraBtu | us | us | 28715790968.3418
commercial water heating | Commercial High Efficiency Gas Storage Water Heater | 2026 | CAPITAL | REPLACEMENT | N/A | USD/teraBtu | us | us | 28715790968.3418
commercial water heating | Commercial High Efficiency Gas Storage Water Heater | 2026 | FIXED_OM | NEW | N/A | USD/teraBtu | us | us | 595491973.3934
commercial water heating | Commercial High Efficiency Gas Storage Water Heater | 2026 | FIXED_OM | REPLACEMENT | N/A | USD/teraBtu | us | us | 595491973.3934
commercial water heating | Commercial High Efficiency Gas Storage Water Heater | 2026 | INSTALLATION | NEW | N/A | USD/teraBtu | us | us | 2840494440.6908
commercial water heating | Commercial High Efficiency Gas Storage Water Heater | 2026 | INSTALLATION | REPLACEMENT | N/A | USD/teraBtu | us | us | 2840494440.6908
commercial water heating | Commercial High Efficiency Gas Storage Water Heater | 2027 | CAPITAL | NEW | N/A | USD/teraBtu | us | us | 28715790968.3418
commercial water heating | Commercial High Efficiency Gas Storage Water Heater | 2027 | CAPITAL | REPLACEMENT | N/A | USD/teraBtu | us | us | 28715790968.3418
commercial water heating | Commercial High Efficiency Gas Storage Water Heater | 2027 | FIXED_OM | NEW | N/A | USD/teraBtu | us | us | 595491973.3934
commercial water heating | Commercial High Efficiency Gas Storage Water Heater | 2027 | FIXED_OM | REPLACEMENT | N/A | USD/teraBtu | us | us | 595491973.3934
commercial water heating | Commercial High Efficiency Gas Storage Water Heater | 2027 | INSTALLATION | NEW | N/A | USD/teraBtu | us | us | 2840494440.6908
commercial water heating | Commercial High Efficiency Gas Storage Water Heater | 2027 | INSTALLATION | REPLACEMENT | N/A | USD/teraBtu | us | us | 2840494440.6908
commercial water heating | Commercial High Efficiency Gas Storage Water Heater | 2028 | CAPITAL | NEW | N/A | USD/teraBtu | us | us | 28715790968.3418
commercial water heating | Commercial High Efficiency Gas Storage Water Heater | 2028 | CAPITAL | REPLACEMENT | N/A | USD/teraBtu | us | us | 28715790968.3418
commercial water heating | Commercial High Efficiency Gas Storage Water Heater | 2028 | FIXED_OM | NEW | N/A | USD/teraBtu | us | us | 595491973.3934
commercial water heating | Commercial High Efficiency Gas Storage Water Heater | 2028 | FIXED_OM | REPLACEMENT | N/A | USD/teraBtu | us | us | 595491973.3934
commercial water heating | Commercial High Efficiency Gas Storage Water Heater | 2028 | INSTALLATION | NEW | N/A | USD/teraBtu | us | us | 2840494440.6908
commercial water heating | Commercial High Efficiency Gas Storage Water Heater | 2028 | INSTALLATION | REPLACEMENT | N/A | USD/teraBtu | us | us | 2840494440.6908
commercial water heating | Commercial High Efficiency Gas Storage Water Heater | 2029 | CAPITAL | NEW | N/A | USD/teraBtu | us | us | 28715790968.3418
commercial water heating | Commercial High Efficiency Gas Storage Water Heater | 2029 | CAPITAL | REPLACEMENT | N/A | USD/teraBtu | us | us | 28715790968.3418
commercial water heating | Commercial High Efficiency Gas Storage Water Heater | 2029 | FIXED_OM | NEW | N/A | USD/teraBtu | us | us | 595491973.3934
commercial water heating | Commercial High Efficiency Gas Storage Water Heater | 2029 | FIXED_OM | REPLACEMENT | N/A | USD/teraBtu | us | us | 595491973.3934
commercial water heating | Commercial High Efficiency Gas Storage Water Heater | 2029 | INSTALLATION | NEW | N/A | USD/teraBtu | us | us | 2840494440.6908
commercial water heating | Commercial High Efficiency Gas Storage Water Heater | 2029 | INSTALLATION | REPLACEMENT | N/A | USD/teraBtu | us | us | 2840494440.6908
commercial water heating | Commercial High Efficiency Gas Storage Water Heater | 2030 | CAPITAL | NEW | N/A | USD/teraBtu | us | us | 28715790968.3418
commercial water heating | Commercial High Efficiency Gas Storage Water Heater | 2030 | CAPITAL | REPLACEMENT | N/A | USD/teraBtu | us | us | 28715790968.3418
commercial water heating | Commercial High Efficiency Gas Storage Water Heater | 2030 | FIXED_OM | NEW | N/A | USD/teraBtu | us | us | 595491973.3934
commercial water heating | Commercial High Efficiency Gas Storage Water Heater | 2030 | FIXED_OM | REPLACEMENT | N/A | USD/teraBtu | us | us | 595491973.3934
commercial water heating | Commercial High Efficiency Gas Storage Water Heater | 2030 | INSTALLATION | NEW | N/A | USD/teraBtu | us | us | 2840494440.6908
commercial water heating | Commercial High Efficiency Gas Storage Water Heater | 2030 | INSTALLATION | REPLACEMENT | N/A | USD/teraBtu | us | us | 2840494440.6908
commercial water heating | Commercial High Efficiency Gas Storage Water Heater | 2031 | CAPITAL | NEW | N/A | USD/teraBtu | us | us | 28715790968.3418
commercial water heating | Commercial High Efficiency Gas Storage Water Heater | 2031 | CAPITAL | REPLACEMENT | N/A | USD/teraBtu | us | us | 28715790968.3418
commercial water heating | Commercial High Efficiency Gas Storage Water Heater | 2031 | FIXED_OM | NEW | N/A | USD/teraBtu | us | us | 595491973.3934
commercial water heating | Commercial High Efficiency Gas Storage Water Heater | 2031 | FIXED_OM | REPLACEMENT | N/A | USD/teraBtu | us | us | 595491973.3934
commercial water heating | Commercial High Efficiency Gas Storage Water Heater | 2031 | INSTALLATION | NEW | N/A | USD/teraBtu | us | us | 2840494440.6908
commercial water heating | Commercial High Efficiency Gas Storage Water Heater | 2031 | INSTALLATION | REPLACEMENT | N/A | USD/teraBtu | us | us | 2840494440.6908
commercial water heating | Commercial High Efficiency Gas Storage Water Heater | 2032 | CAPITAL | NEW | N/A | USD/teraBtu | us | us | 28715790968.3418
commercial water heating | Commercial High Efficiency Gas Storage Water Heater | 2032 | CAPITAL | REPLACEMENT | N/A | USD/teraBtu | us | us | 28715790968.3418
commercial water heating | Commercial High Efficiency Gas Storage Water Heater | 2032 | FIXED_OM | NEW | N/A | USD/teraBtu | us | us | 595491973.3934
commercial water heating | Commercial High Efficiency Gas Storage Water Heater | 2032 | FIXED_OM | REPLACEMENT | N/A | USD/teraBtu | us | us | 595491973.3934
commercial water heating | Commercial High Efficiency Gas Storage Water Heater | 2032 | INSTALLATION | NEW | N/A | USD/teraBtu | us | us | 2840494440.6908
commercial water heating | Commercial High Efficiency Gas Storage Water Heater | 2032 | INSTALLATION | REPLACEMENT | N/A | USD/teraBtu | us | us | 2840494440.6908
commercial water heating | Commercial High Efficiency Gas Storage Water Heater | 2033 | CAPITAL | NEW | N/A | USD/teraBtu | us | us | 28715790968.3418
commercial water heating | Commercial High Efficiency Gas Storage Water Heater | 2033 | CAPITAL | REPLACEMENT | N/A | USD/teraBtu | us | us | 28715790968.3418
commercial water heating | Commercial High Efficiency Gas Storage Water Heater | 2033 | FIXED_OM | NEW | N/A | USD/teraBtu | us | us | 595491973.3934
commercial water heating | Commercial High Efficiency Gas Storage Water Heater | 2033 | FIXED_OM | REPLACEMENT | N/A | USD/teraBtu | us | us | 595491973.3934
commercial water heating | Commercial High Efficiency Gas Storage Water Heater | 2033 | INSTALLATION | NEW | N/A | USD/teraBtu | us | us | 2840494440.6908
commercial water heating | Commercial High Efficiency Gas Storage Water Heater | 2033 | INSTALLATION | REPLACEMENT | N/A | USD/teraBtu | us | us | 2840494440.6908
commercial water heating | Commercial High Efficiency Gas Storage Water Heater | 2034 | CAPITAL | NEW | N/A | USD/teraBtu | us | us | 28715790968.3418
commercial water heating | Commercial High Efficiency Gas Storage Water Heater | 2034 | CAPITAL | REPLACEMENT | N/A | USD/teraBtu | us | us | 28715790968.3418
commercial water heating | Commercial High Efficiency Gas Storage Water Heater | 2034 | FIXED_OM | NEW | N/A | USD/teraBtu | us | us | 595491973.3934
commercial water heating | Commercial High Efficiency Gas Storage Water Heater | 2034 | FIXED_OM | REPLACEMENT | N/A | USD/teraBtu | us | us | 595491973.3934
commercial water heating | Commercial High Efficiency Gas Storage Water Heater | 2034 | INSTALLATION | NEW | N/A | USD/teraBtu | us | us | 2840494440.6908
commercial water heating | Commercial High Efficiency Gas Storage Water Heater | 2034 | INSTALLATION | REPLACEMENT | N/A | USD/teraBtu | us | us | 2840494440.6908
commercial water heating | Commercial High Efficiency Gas Storage Water Heater | 2035 | CAPITAL | NEW | N/A | USD/teraBtu | us | us | 28715790968.3418
commercial water heating | Commercial High Efficiency Gas Storage Water Heater | 2035 | CAPITAL | REPLACEMENT | N/A | USD/teraBtu | us | us | 28715790968.3418
commercial water heating | Commercial High Efficiency Gas Storage Water Heater | 2035 | FIXED_OM | NEW | N/A | USD/teraBtu | us | us | 595491973.3934
commercial water heating | Commercial High Efficiency Gas Storage Water Heater | 2035 | FIXED_OM | REPLACEMENT | N/A | USD/teraBtu | us | us | 595491973.3934
commercial water heating | Commercial High Efficiency Gas Storage Water Heater | 2035 | INSTALLATION | NEW | N/A | USD/teraBtu | us | us | 2840494440.6908
commercial water heating | Commercial High Efficiency Gas Storage Water Heater | 2035 | INSTALLATION | REPLACEMENT | N/A | USD/teraBtu | us | us | 2840494440.6908
commercial water heating | Commercial High Efficiency Gas Storage Water Heater | 2036 | CAPITAL | NEW | N/A | USD/teraBtu | us | us | 28715790968.3418
commercial water heating | Commercial High Efficiency Gas Storage Water Heater | 2036 | CAPITAL | REPLACEMENT | N/A | USD/teraBtu | us | us | 28715790968.3418
commercial water heating | Commercial High Efficiency Gas Storage Water Heater | 2036 | FIXED_OM | NEW | N/A | USD/teraBtu | us | us | 595491973.3934
commercial water heating | Commercial High Efficiency Gas Storage Water Heater | 2036 | FIXED_OM | REPLACEMENT | N/A | USD/teraBtu | us | us | 595491973.3934
commercial water heating | Commercial High Efficiency Gas Storage Water Heater | 2036 | INSTALLATION | NEW | N/A | USD/teraBtu | us | us | 2840494440.6908
commercial water heating | Commercial High Efficiency Gas Storage Water Heater | 2036 | INSTALLATION | REPLACEMENT | N/A | USD/teraBtu | us | us | 2840494440.6908
commercial water heating | Commercial High Efficiency Gas Storage Water Heater | 2037 | CAPITAL | NEW | N/A | USD/teraBtu | us | us | 28715790968.3418
commercial water heating | Commercial High Efficiency Gas Storage Water Heater | 2037 | CAPITAL | REPLACEMENT | N/A | USD/teraBtu | us | us | 28715790968.3418
commercial water heating | Commercial High Efficiency Gas Storage Water Heater | 2037 | FIXED_OM | NEW | N/A | USD/teraBtu | us | us | 595491973.3934
commercial water heating | Commercial High Efficiency Gas Storage Water Heater | 2037 | FIXED_OM | REPLACEMENT | N/A | USD/teraBtu | us | us | 595491973.3934
commercial water heating | Commercial High Efficiency Gas Storage Water Heater | 2037 | INSTALLATION | NEW | N/A | USD/teraBtu | us | us | 2840494440.6908
commercial water heating | Commercial High Efficiency Gas Storage Water Heater | 2037 | INSTALLATION | REPLACEMENT | N/A | USD/teraBtu | us | us | 2840494440.6908
commercial water heating | Commercial High Efficiency Gas Storage Water Heater | 2038 | CAPITAL | NEW | N/A | USD/teraBtu | us | us | 28715790968.3418
commercial water heating | Commercial High Efficiency Gas Storage Water Heater | 2038 | CAPITAL | REPLACEMENT | N/A | USD/teraBtu | us | us | 28715790968.3418
commercial water heating | Commercial High Efficiency Gas Storage Water Heater | 2038 | FIXED_OM | NEW | N/A | USD/teraBtu | us | us | 595491973.3934
commercial water heating | Commercial High Efficiency Gas Storage Water Heater | 2038 | FIXED_OM | REPLACEMENT | N/A | USD/teraBtu | us | us | 595491973.3934
commercial water heating | Commercial High Efficiency Gas Storage Water Heater | 2038 | INSTALLATION | NEW | N/A | USD/teraBtu | us | us | 2840494440.6908
commercial water heating | Commercial High Efficiency Gas Storage Water Heater | 2038 | INSTALLATION | REPLACEMENT | N/A | USD/teraBtu | us | us | 2840494440.6908
commercial water heating | Commercial High Efficiency Gas Storage Water Heater | 2039 | CAPITAL | NEW | N/A | USD/teraBtu | us | us | 28715790968.3418
commercial water heating | Commercial High Efficiency Gas Storage Water Heater | 2039 | CAPITAL | REPLACEMENT | N/A | USD/teraBtu | us | us | 28715790968.3418
commercial water heating | Commercial High Efficiency Gas Storage Water Heater | 2039 | FIXED_OM | NEW | N/A | USD/teraBtu | us | us | 595491973.3934
commercial water heating | Commercial High Efficiency Gas Storage Water Heater | 2039 | FIXED_OM | REPLACEMENT | N/A | USD/teraBtu | us | us | 595491973.3934
commercial water heating | Commercial High Efficiency Gas Storage Water Heater | 2039 | INSTALLATION | NEW | N/A | USD/teraBtu | us | us | 2840494440.6908
commercial water heating | Commercial High Efficiency Gas Storage Water Heater | 2039 | INSTALLATION | REPLACEMENT | N/A | USD/teraBtu | us | us | 2840494440.6908
commercial water heating | Commercial High Efficiency Gas Storage Water Heater | 2040 | CAPITAL | NEW | N/A | USD/teraBtu | us | us | 28715790968.3418
commercial water heating | Commercial High Efficiency Gas Storage Water Heater | 2040 | CAPITAL | REPLACEMENT | N/A | USD/teraBtu | us | us | 28715790968.3418
commercial water heating | Commercial High Efficiency Gas Storage Water Heater | 2040 | FIXED_OM | NEW | N/A | USD/teraBtu | us | us | 595491973.3934
commercial water heating | Commercial High Efficiency Gas Storage Water Heater | 2040 | FIXED_OM | REPLACEMENT | N/A | USD/teraBtu | us | us | 595491973.3934
commercial water heating | Commercial High Efficiency Gas Storage Water Heater | 2040 | INSTALLATION | NEW | N/A | USD/teraBtu | us | us | 2840494440.6908
commercial water heating | Commercial High Efficiency Gas Storage Water Heater | 2040 | INSTALLATION | REPLACEMENT | N/A | USD/teraBtu | us | us | 2840494440.6908
commercial water heating | Commercial High Efficiency Gas Storage Water Heater | 2041 | CAPITAL | NEW | N/A | USD/teraBtu | us | us | 28715790968.3418
commercial water heating | Commercial High Efficiency Gas Storage Water Heater | 2041 | CAPITAL | REPLACEMENT | N/A | USD/teraBtu | us | us | 28715790968.3418
commercial water heating | Commercial High Efficiency Gas Storage Water Heater | 2041 | FIXED_OM | NEW | N/A | USD/teraBtu | us | us | 595491973.3934
commercial water heating | Commercial High Efficiency Gas Storage Water Heater | 2041 | FIXED_OM | REPLACEMENT | N/A | USD/teraBtu | us | us | 595491973.3934
commercial water heating | Commercial High Efficiency Gas Storage Water Heater | 2041 | INSTALLATION | NEW | N/A | USD/teraBtu | us | us | 2840494440.6908
commercial water heating | Commercial High Efficiency Gas Storage Water Heater | 2041 | INSTALLATION | REPLACEMENT | N/A | USD/teraBtu | us | us | 2840494440.6908
commercial water heating | Commercial High Efficiency Gas Storage Water Heater | 2042 | CAPITAL | NEW | N/A | USD/teraBtu | us | us | 28715790968.3418
commercial water heating | Commercial High Efficiency Gas Storage Water Heater | 2042 | CAPITAL | REPLACEMENT | N/A | USD/teraBtu | us | us | 28715790968.3418
commercial water heating | Commercial High Efficiency Gas Storage Water Heater | 2042 | FIXED_OM | NEW | N/A | USD/teraBtu | us | us | 595491973.3934
commercial water heating | Commercial High Efficiency Gas Storage Water Heater | 2042 | FIXED_OM | REPLACEMENT | N/A | USD/teraBtu | us | us | 595491973.3934
commercial water heating | Commercial High Efficiency Gas Storage Water Heater | 2042 | INSTALLATION | NEW | N/A | USD/teraBtu | us | us | 2840494440.6908
commercial water heating | Commercial High Efficiency Gas Storage Water Heater | 2042 | INSTALLATION | REPLACEMENT | N/A | USD/teraBtu | us | us | 2840494440.6908
commercial water heating | Commercial High Efficiency Gas Storage Water Heater | 2043 | CAPITAL | NEW | N/A | USD/teraBtu | us | us | 28715790968.3418
commercial water heating | Commercial High Efficiency Gas Storage Water Heater | 2043 | CAPITAL | REPLACEMENT | N/A | USD/teraBtu | us | us | 28715790968.3418
commercial water heating | Commercial High Efficiency Gas Storage Water Heater | 2043 | FIXED_OM | NEW | N/A | USD/teraBtu | us | us | 595491973.3934
commercial water heating | Commercial High Efficiency Gas Storage Water Heater | 2043 | FIXED_OM | REPLACEMENT | N/A | USD/teraBtu | us | us | 595491973.3934
commercial water heating | Commercial High Efficiency Gas Storage Water Heater | 2043 | INSTALLATION | NEW | N/A | USD/teraBtu | us | us | 2840494440.6908
commercial water heating | Commercial High Efficiency Gas Storage Water Heater | 2043 | INSTALLATION | REPLACEMENT | N/A | USD/teraBtu | us | us | 2840494440.6908
commercial water heating | Commercial High Efficiency Gas Storage Water Heater | 2044 | CAPITAL | NEW | N/A | USD/teraBtu | us | us | 28715790968.3418
commercial water heating | Commercial High Efficiency Gas Storage Water Heater | 2044 | CAPITAL | REPLACEMENT | N/A | USD/teraBtu | us | us | 28715790968.3418
commercial water heating | Commercial High Efficiency Gas Storage Water Heater | 2044 | FIXED_OM | NEW | N/A | USD/teraBtu | us | us | 595491973.3934
commercial water heating | Commercial High Efficiency Gas Storage Water Heater | 2044 | FIXED_OM | REPLACEMENT | N/A | USD/teraBtu | us | us | 595491973.3934
commercial water heating | Commercial High Efficiency Gas Storage Water Heater | 2044 | INSTALLATION | NEW | N/A | USD/teraBtu | us | us | 2840494440.6908
commercial water heating | Commercial High Efficiency Gas Storage Water Heater | 2044 | INSTALLATION | REPLACEMENT | N/A | USD/teraBtu | us | us | 2840494440.6908
commercial water heating | Commercial High Efficiency Gas Storage Water Heater | 2045 | CAPITAL | NEW | N/A | USD/teraBtu | us | us | 28715790968.3418
commercial water heating | Commercial High Efficiency Gas Storage Water Heater | 2045 | CAPITAL | REPLACEMENT | N/A | USD/teraBtu | us | us | 28715790968.3418
commercial water heating | Commercial High Efficiency Gas Storage Water Heater | 2045 | FIXED_OM | NEW | N/A | USD/teraBtu | us | us | 595491973.3934
commercial water heating | Commercial High Efficiency Gas Storage Water Heater | 2045 | FIXED_OM | REPLACEMENT | N/A | USD/teraBtu | us | us | 595491973.3934
commercial water heating | Commercial High Efficiency Gas Storage Water Heater | 2045 | INSTALLATION | NEW | N/A | USD/teraBtu | us | us | 2840494440.6908
commercial water heating | Commercial High Efficiency Gas Storage Water Heater | 2045 | INSTALLATION | REPLACEMENT | N/A | USD/teraBtu | us | us | 2840494440.6908
commercial water heating | Commercial High Efficiency Gas Storage Water Heater | 2046 | CAPITAL | NEW | N/A | USD/teraBtu | us | us | 28715790968.3418
commercial water heating | Commercial High Efficiency Gas Storage Water Heater | 2046 | CAPITAL | REPLACEMENT | N/A | USD/teraBtu | us | us | 28715790968.3418
commercial water heating | Commercial High Efficiency Gas Storage Water Heater | 2046 | FIXED_OM | NEW | N/A | USD/teraBtu | us | us | 595491973.3934
commercial water heating | Commercial High Efficiency Gas Storage Water Heater | 2046 | FIXED_OM | REPLACEMENT | N/A | USD/teraBtu | us | us | 595491973.3934
commercial water heating | Commercial High Efficiency Gas Storage Water Heater | 2046 | INSTALLATION | NEW | N/A | USD/teraBtu | us | us | 2840494440.6908
commercial water heating | Commercial High Efficiency Gas Storage Water Heater | 2046 | INSTALLATION | REPLACEMENT | N/A | USD/teraBtu | us | us | 2840494440.6908
commercial water heating | Commercial High Efficiency Gas Storage Water Heater | 2047 | CAPITAL | NEW | N/A | USD/teraBtu | us | us | 28715790968.3418
commercial water heating | Commercial High Efficiency Gas Storage Water Heater | 2047 | CAPITAL | REPLACEMENT | N/A | USD/teraBtu | us | us | 28715790968.3418
commercial water heating | Commercial High Efficiency Gas Storage Water Heater | 2047 | FIXED_OM | NEW | N/A | USD/teraBtu | us | us | 595491973.3934
commercial water heating | Commercial High Efficiency Gas Storage Water Heater | 2047 | FIXED_OM | REPLACEMENT | N/A | USD/teraBtu | us | us | 595491973.3934
commercial water heating | Commercial High Efficiency Gas Storage Water Heater | 2047 | INSTALLATION | NEW | N/A | USD/teraBtu | us | us | 2840494440.6908
commercial water heating | Commercial High Efficiency Gas Storage Water Heater | 2047 | INSTALLATION | REPLACEMENT | N/A | USD/teraBtu | us | us | 2840494440.6908
commercial water heating | Commercial High Efficiency Gas Storage Water Heater | 2048 | CAPITAL | NEW | N/A | USD/teraBtu | us | us | 28715790968.3418
commercial water heating | Commercial High Efficiency Gas Storage Water Heater | 2048 | CAPITAL | REPLACEMENT | N/A | USD/teraBtu | us | us | 28715790968.3418
commercial water heating | Commercial High Efficiency Gas Storage Water Heater | 2048 | FIXED_OM | NEW | N/A | USD/teraBtu | us | us | 595491973.3934
commercial water heating | Commercial High Efficiency Gas Storage Water Heater | 2048 | FIXED_OM | REPLACEMENT | N/A | USD/teraBtu | us | us | 595491973.3934
commercial water heating | Commercial High Efficiency Gas Storage Water Heater | 2048 | INSTALLATION | NEW | N/A | USD/teraBtu | us | us | 2840494440.6908
commercial water heating | Commercial High Efficiency Gas Storage Water Heater | 2048 | INSTALLATION | REPLACEMENT | N/A | USD/teraBtu | us | us | 2840494440.6908
commercial water heating | Commercial High Efficiency Gas Storage Water Heater | 2049 | CAPITAL | NEW | N/A | USD/teraBtu | us | us | 28715790968.3418
commercial water heating | Commercial High Efficiency Gas Storage Water Heater | 2049 | CAPITAL | REPLACEMENT | N/A | USD/teraBtu | us | us | 28715790968.3418
commercial water heating | Commercial High Efficiency Gas Storage Water Heater | 2049 | FIXED_OM | NEW | N/A | USD/teraBtu | us | us | 595491973.3934
commercial water heating | Commercial High Efficiency Gas Storage Water Heater | 2049 | FIXED_OM | REPLACEMENT | N/A | USD/teraBtu | us | us | 595491973.3934
commercial water heating | Commercial High Efficiency Gas Storage Water Heater | 2049 | INSTALLATION | NEW | N/A | USD/teraBtu | us | us | 2840494440.6908
commercial water heating | Commercial High Efficiency Gas Storage Water Heater | 2049 | INSTALLATION | REPLACEMENT | N/A | USD/teraBtu | us | us | 2840494440.6908
commercial water heating | Commercial High Efficiency Gas Storage Water Heater | 2050 | CAPITAL | NEW | N/A | USD/teraBtu | us | us | 28715790968.3418
commercial water heating | Commercial High Efficiency Gas Storage Water Heater | 2050 | CAPITAL | REPLACEMENT | N/A | USD/teraBtu | us | us | 28715790968.3418
commercial water heating | Commercial High Efficiency Gas Storage Water Heater | 2050 | FIXED_OM | NEW | N/A | USD/teraBtu | us | us | 595491973.3934
commercial water heating | Commercial High Efficiency Gas Storage Water Heater | 2050 | FIXED_OM | REPLACEMENT | N/A | USD/teraBtu | us | us | 595491973.3934
commercial water heating | Commercial High Efficiency Gas Storage Water Heater | 2050 | INSTALLATION | NEW | N/A | USD/teraBtu | us | us | 2840494440.6908
commercial water heating | Commercial High Efficiency Gas Storage Water Heater | 2050 | INSTALLATION | REPLACEMENT | N/A | USD/teraBtu | us | us | 2840494440.6908
commercial water heating | Commercial High Efficiency Heat Pump Storage Water Heater | 2020 | CAPITAL | NEW | N/A | USD/teraBtu | us | us | 299055829793.481
commercial water heating | Commercial High Efficiency Heat Pump Storage Water Heater | 2020 | CAPITAL | REPLACEMENT | N/A | USD/teraBtu | us | us | 299055829793.481
commercial water heating | Commercial High Efficiency Heat Pump Storage Water Heater | 2020 | FIXED_OM | NEW | N/A | USD/teraBtu | us | us | 2450017565.2948
commercial water heating | Commercial High Efficiency Heat Pump Storage Water Heater | 2020 | FIXED_OM | REPLACEMENT | N/A | USD/teraBtu | us | us | 2450017565.2948
commercial water heating | Commercial High Efficiency Heat Pump Storage Water Heater | 2020 | INSTALLATION | NEW | N/A | USD/teraBtu | us | us | 33228425532.609
commercial water heating | Commercial High Efficiency Heat Pump Storage Water Heater | 2020 | INSTALLATION | REPLACEMENT | N/A | USD/teraBtu | us | us | 33228425532.609
commercial water heating | Commercial High Efficiency Heat Pump Storage Water Heater | 2021 | CAPITAL | NEW | N/A | USD/teraBtu | us | us | 299055829793.481
commercial water heating | Commercial High Efficiency Heat Pump Storage Water Heater | 2021 | CAPITAL | REPLACEMENT | N/A | USD/teraBtu | us | us | 299055829793.481
commercial water heating | Commercial High Efficiency Heat Pump Storage Water Heater | 2021 | FIXED_OM | NEW | N/A | USD/teraBtu | us | us | 2450017565.2948
commercial water heating | Commercial High Efficiency Heat Pump Storage Water Heater | 2021 | FIXED_OM | REPLACEMENT | N/A | USD/teraBtu | us | us | 2450017565.2948
commercial water heating | Commercial High Efficiency Heat Pump Storage Water Heater | 2021 | INSTALLATION | NEW | N/A | USD/teraBtu | us | us | 33228425532.609
commercial water heating | Commercial High Efficiency Heat Pump Storage Water Heater | 2021 | INSTALLATION | REPLACEMENT | N/A | USD/teraBtu | us | us | 33228425532.609
commercial water heating | Commercial High Efficiency Heat Pump Storage Water Heater | 2022 | CAPITAL | NEW | N/A | USD/teraBtu | us | us | 299055829793.481
commercial water heating | Commercial High Efficiency Heat Pump Storage Water Heater | 2022 | CAPITAL | REPLACEMENT | N/A | USD/teraBtu | us | us | 299055829793.481
commercial water heating | Commercial High Efficiency Heat Pump Storage Water Heater | 2022 | FIXED_OM | NEW | N/A | USD/teraBtu | us | us | 2450017565.2948
commercial water heating | Commercial High Efficiency Heat Pump Storage Water Heater | 2022 | FIXED_OM | REPLACEMENT | N/A | USD/teraBtu | us | us | 2450017565.2948
commercial water heating | Commercial High Efficiency Heat Pump Storage Water Heater | 2022 | INSTALLATION | NEW | N/A | USD/teraBtu | us | us | 33228425532.609
commercial water heating | Commercial High Efficiency Heat Pump Storage Water Heater | 2022 | INSTALLATION | REPLACEMENT | N/A | USD/teraBtu | us | us | 33228425532.609
commercial water heating | Commercial High Efficiency Heat Pump Storage Water Heater | 2023 | CAPITAL | NEW | N/A | USD/teraBtu | us | us | 299055829793.481
commercial water heating | Commercial High Efficiency Heat Pump Storage Water Heater | 2023 | CAPITAL | REPLACEMENT | N/A | USD/teraBtu | us | us | 299055829793.481
commercial water heating | Commercial High Efficiency Heat Pump Storage Water Heater | 2023 | FIXED_OM | NEW | N/A | USD/teraBtu | us | us | 2450017565.2948
commercial water heating | Commercial High Efficiency Heat Pump Storage Water Heater | 2023 | FIXED_OM | REPLACEMENT | N/A | USD/teraBtu | us | us | 2450017565.2948
commercial water heating | Commercial High Efficiency Heat Pump Storage Water Heater | 2023 | INSTALLATION | NEW | N/A | USD/teraBtu | us | us | 33228425532.609
commercial water heating | Commercial High Efficiency Heat Pump Storage Water Heater | 2023 | INSTALLATION | REPLACEMENT | N/A | USD/teraBtu | us | us | 33228425532.609
commercial water heating | Commercial High Efficiency Heat Pump Storage Water Heater | 2024 | CAPITAL | NEW | N/A | USD/teraBtu | us | us | 299055829793.481
commercial water heating | Commercial High Efficiency Heat Pump Storage Water Heater | 2024 | CAPITAL | REPLACEMENT | N/A | USD/teraBtu | us | us | 299055829793.481
commercial water heating | Commercial High Efficiency Heat Pump Storage Water Heater | 2024 | FIXED_OM | NEW | N/A | USD/teraBtu | us | us | 2450017565.2948
commercial water heating | Commercial High Efficiency Heat Pump Storage Water Heater | 2024 | FIXED_OM | REPLACEMENT | N/A | USD/teraBtu | us | us | 2450017565.2948
commercial water heating | Commercial High Efficiency Heat Pump Storage Water Heater | 2024 | INSTALLATION | NEW | N/A | USD/teraBtu | us | us | 33228425532.609
commercial water heating | Commercial High Efficiency Heat Pump Storage Water Heater | 2024 | INSTALLATION | REPLACEMENT | N/A | USD/teraBtu | us | us | 33228425532.609
commercial water heating | Commercial High Efficiency Heat Pump Storage Water Heater | 2025 | CAPITAL | NEW | N/A | USD/teraBtu | us | us | 299055829793.481
commercial water heating | Commercial High Efficiency Heat Pump Storage Water Heater | 2025 | CAPITAL | REPLACEMENT | N/A | USD/teraBtu | us | us | 299055829793.481
commercial water heating | Commercial High Efficiency Heat Pump Storage Water Heater | 2025 | FIXED_OM | NEW | N/A | USD/teraBtu | us | us | 2450017565.2948
commercial water heating | Commercial High Efficiency Heat Pump Storage Water Heater | 2025 | FIXED_OM | REPLACEMENT | N/A | USD/teraBtu | us | us | 2450017565.2948
commercial water heating | Commercial High Efficiency Heat Pump Storage Water Heater | 2025 | INSTALLATION | NEW | N/A | USD/teraBtu | us | us | 33228425532.609
commercial water heating | Commercial High Efficiency Heat Pump Storage Water Heater | 2025 | INSTALLATION | REPLACEMENT | N/A | USD/teraBtu | us | us | 33228425532.609
commercial water heating | Commercial High Efficiency Heat Pump Storage Water Heater | 2026 | CAPITAL | NEW | N/A | USD/teraBtu | us | us | 299055829793.481
commercial water heating | Commercial High Efficiency Heat Pump Storage Water Heater | 2026 | CAPITAL | REPLACEMENT | N/A | USD/teraBtu | us | us | 299055829793.481
commercial water heating | Commercial High Efficiency Heat Pump Storage Water Heater | 2026 | FIXED_OM | NEW | N/A | USD/teraBtu | us | us | 2450017565.2948
commercial water heating | Commercial High Efficiency Heat Pump Storage Water Heater | 2026 | FIXED_OM | REPLACEMENT | N/A | USD/teraBtu | us | us | 2450017565.2948
commercial water heating | Commercial High Efficiency Heat Pump Storage Water Heater | 2026 | INSTALLATION | NEW | N/A | USD/teraBtu | us | us | 33228425532.609
commercial water heating | Commercial High Efficiency Heat Pump Storage Water Heater | 2026 | INSTALLATION | REPLACEMENT | N/A | USD/teraBtu | us | us | 33228425532.609
commercial water heating | Commercial High Efficiency Heat Pump Storage Water Heater | 2027 | CAPITAL | NEW | N/A | USD/teraBtu | us | us | 299055829793.481
commercial water heating | Commercial High Efficiency Heat Pump Storage Water Heater | 2027 | CAPITAL | REPLACEMENT | N/A | USD/teraBtu | us | us | 299055829793.481
commercial water heating | Commercial High Efficiency Heat Pump Storage Water Heater | 2027 | FIXED_OM | NEW | N/A | USD/teraBtu | us | us | 2450017565.2948
commercial water heating | Commercial High Efficiency Heat Pump Storage Water Heater | 2027 | FIXED_OM | REPLACEMENT | N/A | USD/teraBtu | us | us | 2450017565.2948
commercial water heating | Commercial High Efficiency Heat Pump Storage Water Heater | 2027 | INSTALLATION | NEW | N/A | USD/teraBtu | us | us | 33228425532.609
commercial water heating | Commercial High Efficiency Heat Pump Storage Water Heater | 2027 | INSTALLATION | REPLACEMENT | N/A | USD/teraBtu | us | us | 33228425532.609
commercial water heating | Commercial High Efficiency Heat Pump Storage Water Heater | 2028 | CAPITAL | NEW | N/A | USD/teraBtu | us | us | 299055829793.481
commercial water heating | Commercial High Efficiency Heat Pump Storage Water Heater | 2028 | CAPITAL | REPLACEMENT | N/A | USD/teraBtu | us | us | 299055829793.481
commercial water heating | Commercial High Efficiency Heat Pump Storage Water Heater | 2028 | FIXED_OM | NEW | N/A | USD/teraBtu | us | us | 2450017565.2948
commercial water heating | Commercial High Efficiency Heat Pump Storage Water Heater | 2028 | FIXED_OM | REPLACEMENT | N/A | USD/teraBtu | us | us | 2450017565.2948
commercial water heating | Commercial High Efficiency Heat Pump Storage Water Heater | 2028 | INSTALLATION | NEW | N/A | USD/teraBtu | us | us | 33228425532.609
commercial water heating | Commercial High Efficiency Heat Pump Storage Water Heater | 2028 | INSTALLATION | REPLACEMENT | N/A | USD/teraBtu | us | us | 33228425532.609
commercial water heating | Commercial High Efficiency Heat Pump Storage Water Heater | 2029 | CAPITAL | NEW | N/A | USD/teraBtu | us | us | 299055829793.481
commercial water heating | Commercial High Efficiency Heat Pump Storage Water Heater | 2029 | CAPITAL | REPLACEMENT | N/A | USD/teraBtu | us | us | 299055829793.481
commercial water heating | Commercial High Efficiency Heat Pump Storage Water Heater | 2029 | FIXED_OM | NEW | N/A | USD/teraBtu | us | us | 2450017565.2948
commercial water heating | Commercial High Efficiency Heat Pump Storage Water Heater | 2029 | FIXED_OM | REPLACEMENT | N/A | USD/teraBtu | us | us | 2450017565.2948
commercial water heating | Commercial High Efficiency Heat Pump Storage Water Heater | 2029 | INSTALLATION | NEW | N/A | USD/teraBtu | us | us | 33228425532.609
commercial water heating | Commercial High Efficiency Heat Pump Storage Water Heater | 2029 | INSTALLATION | REPLACEMENT | N/A | USD/teraBtu | us | us | 33228425532.609
commercial water heating | Commercial High Efficiency Heat Pump Storage Water Heater | 2030 | CAPITAL | NEW | N/A | USD/teraBtu | us | us | 299055829793.481
commercial water heating | Commercial High Efficiency Heat Pump Storage Water Heater | 2030 | CAPITAL | REPLACEMENT | N/A | USD/teraBtu | us | us | 299055829793.481
commercial water heating | Commercial High Efficiency Heat Pump Storage Water Heater | 2030 | FIXED_OM | NEW | N/A | USD/teraBtu | us | us | 2450017565.2948
commercial water heating | Commercial High Efficiency Heat Pump Storage Water Heater | 2030 | FIXED_OM | REPLACEMENT | N/A | USD/teraBtu | us | us | 2450017565.2948
commercial water heating | Commercial High Efficiency Heat Pump Storage Water Heater | 2030 | INSTALLATION | NEW | N/A | USD/teraBtu | us | us | 33228425532.609
commercial water heating | Commercial High Efficiency Heat Pump Storage Water Heater | 2030 | INSTALLATION | REPLACEMENT | N/A | USD/teraBtu | us | us | 33228425532.609
commercial water heating | Commercial High Efficiency Heat Pump Storage Water Heater | 2031 | CAPITAL | NEW | N/A | USD/teraBtu | us | us | 299055829793.481
commercial water heating | Commercial High Efficiency Heat Pump Storage Water Heater | 2031 | CAPITAL | REPLACEMENT | N/A | USD/teraBtu | us | us | 299055829793.481
commercial water heating | Commercial High Efficiency Heat Pump Storage Water Heater | 2031 | FIXED_OM | NEW | N/A | USD/teraBtu | us | us | 2450017565.2948
commercial water heating | Commercial High Efficiency Heat Pump Storage Water Heater | 2031 | FIXED_OM | REPLACEMENT | N/A | USD/teraBtu | us | us | 2450017565.2948
commercial water heating | Commercial High Efficiency Heat Pump Storage Water Heater | 2031 | INSTALLATION | NEW | N/A | USD/teraBtu | us | us | 33228425532.609
commercial water heating | Commercial High Efficiency Heat Pump Storage Water Heater | 2031 | INSTALLATION | REPLACEMENT | N/A | USD/teraBtu | us | us | 33228425532.609
commercial water heating | Commercial High Efficiency Heat Pump Storage Water Heater | 2032 | CAPITAL | NEW | N/A | USD/teraBtu | us | us | 299055829793.481
commercial water heating | Commercial High Efficiency Heat Pump Storage Water Heater | 2032 | CAPITAL | REPLACEMENT | N/A | USD/teraBtu | us | us | 299055829793.481
commercial water heating | Commercial High Efficiency Heat Pump Storage Water Heater | 2032 | FIXED_OM | NEW | N/A | USD/teraBtu | us | us | 2450017565.2948
commercial water heating | Commercial High Efficiency Heat Pump Storage Water Heater | 2032 | FIXED_OM | REPLACEMENT | N/A | USD/teraBtu | us | us | 2450017565.2948
commercial water heating | Commercial High Efficiency Heat Pump Storage Water Heater | 2032 | INSTALLATION | NEW | N/A | USD/teraBtu | us | us | 33228425532.609
commercial water heating | Commercial High Efficiency Heat Pump Storage Water Heater | 2032 | INSTALLATION | REPLACEMENT | N/A | USD/teraBtu | us | us | 33228425532.609
commercial water heating | Commercial High Efficiency Heat Pump Storage Water Heater | 2033 | CAPITAL | NEW | N/A | USD/teraBtu | us | us | 299055829793.481
commercial water heating | Commercial High Efficiency Heat Pump Storage Water Heater | 2033 | CAPITAL | REPLACEMENT | N/A | USD/teraBtu | us | us | 299055829793.481
commercial water heating | Commercial High Efficiency Heat Pump Storage Water Heater | 2033 | FIXED_OM | NEW | N/A | USD/teraBtu | us | us | 2450017565.2948
commercial water heating | Commercial High Efficiency Heat Pump Storage Water Heater | 2033 | FIXED_OM | REPLACEMENT | N/A | USD/teraBtu | us | us | 2450017565.2948
commercial water heating | Commercial High Efficiency Heat Pump Storage Water Heater | 2033 | INSTALLATION | NEW | N/A | USD/teraBtu | us | us | 33228425532.609
commercial water heating | Commercial High Efficiency Heat Pump Storage Water Heater | 2033 | INSTALLATION | REPLACEMENT | N/A | USD/teraBtu | us | us | 33228425532.609
commercial water heating | Commercial High Efficiency Heat Pump Storage Water Heater | 2034 | CAPITAL | NEW | N/A | USD/teraBtu | us | us | 299055829793.481
commercial water heating | Commercial High Efficiency Heat Pump Storage Water Heater | 2034 | CAPITAL | REPLACEMENT | N/A | USD/teraBtu | us | us | 299055829793.481
commercial water heating | Commercial High Efficiency Heat Pump Storage Water Heater | 2034 | FIXED_OM | NEW | N/A | USD/teraBtu | us | us | 2450017565.2948
commercial water heating | Commercial High Efficiency Heat Pump Storage Water Heater | 2034 | FIXED_OM | REPLACEMENT | N/A | USD/teraBtu | us | us | 2450017565.2948
commercial water heating | Commercial High Efficiency Heat Pump Storage Water Heater | 2034 | INSTALLATION | NEW | N/A | USD/teraBtu | us | us | 33228425532.609
commercial water heating | Commercial High Efficiency Heat Pump Storage Water Heater | 2034 | INSTALLATION | REPLACEMENT | N/A | USD/teraBtu | us | us | 33228425532.609
commercial water heating | Commercial High Efficiency Heat Pump Storage Water Heater | 2035 | CAPITAL | NEW | N/A | USD/teraBtu | us | us | 299055829793.481
commercial water heating | Commercial High Efficiency Heat Pump Storage Water Heater | 2035 | CAPITAL | REPLACEMENT | N/A | USD/teraBtu | us | us | 299055829793.481
commercial water heating | Commercial High Efficiency Heat Pump Storage Water Heater | 2035 | FIXED_OM | NEW | N/A | USD/teraBtu | us | us | 2450017565.2948
commercial water heating | Commercial High Efficiency Heat Pump Storage Water Heater | 2035 | FIXED_OM | REPLACEMENT | N/A | USD/teraBtu | us | us | 2450017565.2948
commercial water heating | Commercial High Efficiency Heat Pump Storage Water Heater | 2035 | INSTALLATION | NEW | N/A | USD/teraBtu | us | us | 33228425532.609
commercial water heating | Commercial High Efficiency Heat Pump Storage Water Heater | 2035 | INSTALLATION | REPLACEMENT | N/A | USD/teraBtu | us | us | 33228425532.609
commercial water heating | Commercial High Efficiency Heat Pump Storage Water Heater | 2036 | CAPITAL | NEW | N/A | USD/teraBtu | us | us | 299055829793.481
commercial water heating | Commercial High Efficiency Heat Pump Storage Water Heater | 2036 | CAPITAL | REPLACEMENT | N/A | USD/teraBtu | us | us | 299055829793.481
commercial water heating | Commercial High Efficiency Heat Pump Storage Water Heater | 2036 | FIXED_OM | NEW | N/A | USD/teraBtu | us | us | 2450017565.2948
commercial water heating | Commercial High Efficiency Heat Pump Storage Water Heater | 2036 | FIXED_OM | REPLACEMENT | N/A | USD/teraBtu | us | us | 2450017565.2948
commercial water heating | Commercial High Efficiency Heat Pump Storage Water Heater | 2036 | INSTALLATION | NEW | N/A | USD/teraBtu | us | us | 33228425532.609
commercial water heating | Commercial High Efficiency Heat Pump Storage Water Heater | 2036 | INSTALLATION | REPLACEMENT | N/A | USD/teraBtu | us | us | 33228425532.609
commercial water heating | Commercial High Efficiency Heat Pump Storage Water Heater | 2037 | CAPITAL | NEW | N/A | USD/teraBtu | us | us | 299055829793.481
commercial water heating | Commercial High Efficiency Heat Pump Storage Water Heater | 2037 | CAPITAL | REPLACEMENT | N/A | USD/teraBtu | us | us | 299055829793.481
commercial water heating | Commercial High Efficiency Heat Pump Storage Water Heater | 2037 | FIXED_OM | NEW | N/A | USD/teraBtu | us | us | 2450017565.2948
commercial water heating | Commercial High Efficiency Heat Pump Storage Water Heater | 2037 | FIXED_OM | REPLACEMENT | N/A | USD/teraBtu | us | us | 2450017565.2948
commercial water heating | Commercial High Efficiency Heat Pump Storage Water Heater | 2037 | INSTALLATION | NEW | N/A | USD/teraBtu | us | us | 33228425532.609
commercial water heating | Commercial High Efficiency Heat Pump Storage Water Heater | 2037 | INSTALLATION | REPLACEMENT | N/A | USD/teraBtu | us | us | 33228425532.609
commercial water heating | Commercial High Efficiency Heat Pump Storage Water Heater | 2038 | CAPITAL | NEW | N/A | USD/teraBtu | us | us | 299055829793.481
commercial water heating | Commercial High Efficiency Heat Pump Storage Water Heater | 2038 | CAPITAL | REPLACEMENT | N/A | USD/teraBtu | us | us | 299055829793.481
commercial water heating | Commercial High Efficiency Heat Pump Storage Water Heater | 2038 | FIXED_OM | NEW | N/A | USD/teraBtu | us | us | 2450017565.2948
commercial water heating | Commercial High Efficiency Heat Pump Storage Water Heater | 2038 | FIXED_OM | REPLACEMENT | N/A | USD/teraBtu | us | us | 2450017565.2948
commercial water heating | Commercial High Efficiency Heat Pump Storage Water Heater | 2038 | INSTALLATION | NEW | N/A | USD/teraBtu | us | us | 33228425532.609
commercial water heating | Commercial High Efficiency Heat Pump Storage Water Heater | 2038 | INSTALLATION | REPLACEMENT | N/A | USD/teraBtu | us | us | 33228425532.609
commercial water heating | Commercial High Efficiency Heat Pump Storage Water Heater | 2039 | CAPITAL | NEW | N/A | USD/teraBtu | us | us | 299055829793.481
commercial water heating | Commercial High Efficiency Heat Pump Storage Water Heater | 2039 | CAPITAL | REPLACEMENT | N/A | USD/teraBtu | us | us | 299055829793.481
commercial water heating | Commercial High Efficiency Heat Pump Storage Water Heater | 2039 | FIXED_OM | NEW | N/A | USD/teraBtu | us | us | 2450017565.2948
commercial water heating | Commercial High Efficiency Heat Pump Storage Water Heater | 2039 | FIXED_OM | REPLACEMENT | N/A | USD/teraBtu | us | us | 2450017565.2948
commercial water heating | Commercial High Efficiency Heat Pump Storage Water Heater | 2039 | INSTALLATION | NEW | N/A | USD/teraBtu | us | us | 33228425532.609
commercial water heating | Commercial High Efficiency Heat Pump Storage Water Heater | 2039 | INSTALLATION | REPLACEMENT | N/A | USD/teraBtu | us | us | 33228425532.609
commercial water heating | Commercial High Efficiency Heat Pump Storage Water Heater | 2040 | CAPITAL | NEW | N/A | USD/teraBtu | us | us | 299055829793.481
commercial water heating | Commercial High Efficiency Heat Pump Storage Water Heater | 2040 | CAPITAL | REPLACEMENT | N/A | USD/teraBtu | us | us | 299055829793.481
commercial water heating | Commercial High Efficiency Heat Pump Storage Water Heater | 2040 | FIXED_OM | NEW | N/A | USD/teraBtu | us | us | 2450017565.2948
commercial water heating | Commercial High Efficiency Heat Pump Storage Water Heater | 2040 | FIXED_OM | REPLACEMENT | N/A | USD/teraBtu | us | us | 2450017565.2948
commercial water heating | Commercial High Efficiency Heat Pump Storage Water Heater | 2040 | INSTALLATION | NEW | N/A | USD/teraBtu | us | us | 33228425532.609
commercial water heating | Commercial High Efficiency Heat Pump Storage Water Heater | 2040 | INSTALLATION | REPLACEMENT | N/A | USD/teraBtu | us | us | 33228425532.609
commercial water heating | Commercial High Efficiency Heat Pump Storage Water Heater | 2041 | CAPITAL | NEW | N/A | USD/teraBtu | us | us | 299055829793.481
commercial water heating | Commercial High Efficiency Heat Pump Storage Water Heater | 2041 | CAPITAL | REPLACEMENT | N/A | USD/teraBtu | us | us | 299055829793.481
commercial water heating | Commercial High Efficiency Heat Pump Storage Water Heater | 2041 | FIXED_OM | NEW | N/A | USD/teraBtu | us | us | 2450017565.2948
commercial water heating | Commercial High Efficiency Heat Pump Storage Water Heater | 2041 | FIXED_OM | REPLACEMENT | N/A | USD/teraBtu | us | us | 2450017565.2948
commercial water heating | Commercial High Efficiency Heat Pump Storage Water Heater | 2041 | INSTALLATION | NEW | N/A | USD/teraBtu | us | us | 33228425532.609
commercial water heating | Commercial High Efficiency Heat Pump Storage Water Heater | 2041 | INSTALLATION | REPLACEMENT | N/A | USD/teraBtu | us | us | 33228425532.609
commercial water heating | Commercial High Efficiency Heat Pump Storage Water Heater | 2042 | CAPITAL | NEW | N/A | USD/teraBtu | us | us | 299055829793.481
commercial water heating | Commercial High Efficiency Heat Pump Storage Water Heater | 2042 | CAPITAL | REPLACEMENT | N/A | USD/teraBtu | us | us | 299055829793.481
commercial water heating | Commercial High Efficiency Heat Pump Storage Water Heater | 2042 | FIXED_OM | NEW | N/A | USD/teraBtu | us | us | 2450017565.2948
commercial water heating | Commercial High Efficiency Heat Pump Storage Water Heater | 2042 | FIXED_OM | REPLACEMENT | N/A | USD/teraBtu | us | us | 2450017565.2948
commercial water heating | Commercial High Efficiency Heat Pump Storage Water Heater | 2042 | INSTALLATION | NEW | N/A | USD/teraBtu | us | us | 33228425532.609
commercial water heating | Commercial High Efficiency Heat Pump Storage Water Heater | 2042 | INSTALLATION | REPLACEMENT | N/A | USD/teraBtu | us | us | 33228425532.609
commercial water heating | Commercial High Efficiency Heat Pump Storage Water Heater | 2043 | CAPITAL | NEW | N/A | USD/teraBtu | us | us | 299055829793.481
commercial water heating | Commercial High Efficiency Heat Pump Storage Water Heater | 2043 | CAPITAL | REPLACEMENT | N/A | USD/teraBtu | us | us | 299055829793.481
commercial water heating | Commercial High Efficiency Heat Pump Storage Water Heater | 2043 | FIXED_OM | NEW | N/A | USD/teraBtu | us | us | 2450017565.2948
commercial water heating | Commercial High Efficiency Heat Pump Storage Water Heater | 2043 | FIXED_OM | REPLACEMENT | N/A | USD/teraBtu | us | us | 2450017565.2948
commercial water heating | Commercial High Efficiency Heat Pump Storage Water Heater | 2043 | INSTALLATION | NEW | N/A | USD/teraBtu | us | us | 33228425532.609
commercial water heating | Commercial High Efficiency Heat Pump Storage Water Heater | 2043 | INSTALLATION | REPLACEMENT | N/A | USD/teraBtu | us | us | 33228425532.609
commercial water heating | Commercial High Efficiency Heat Pump Storage Water Heater | 2044 | CAPITAL | NEW | N/A | USD/teraBtu | us | us | 299055829793.481
commercial water heating | Commercial High Efficiency Heat Pump Storage Water Heater | 2044 | CAPITAL | REPLACEMENT | N/A | USD/teraBtu | us | us | 299055829793.481
commercial water heating | Commercial High Efficiency Heat Pump Storage Water Heater | 2044 | FIXED_OM | NEW | N/A | USD/teraBtu | us | us | 2450017565.2948
commercial water heating | Commercial High Efficiency Heat Pump Storage Water Heater | 2044 | FIXED_OM | REPLACEMENT | N/A | USD/teraBtu | us | us | 2450017565.2948
commercial water heating | Commercial High Efficiency Heat Pump Storage Water Heater | 2044 | INSTALLATION | NEW | N/A | USD/teraBtu | us | us | 33228425532.609
commercial water heating | Commercial High Efficiency Heat Pump Storage Water Heater | 2044 | INSTALLATION | REPLACEMENT | N/A | USD/teraBtu | us | us | 33228425532.609
commercial water heating | Commercial High Efficiency Heat Pump Storage Water Heater | 2045 | CAPITAL | NEW | N/A | USD/teraBtu | us | us | 299055829793.481
commercial water heating | Commercial High Efficiency Heat Pump Storage Water Heater | 2045 | CAPITAL | REPLACEMENT | N/A | USD/teraBtu | us | us | 299055829793.481
commercial water heating | Commercial High Efficiency Heat Pump Storage Water Heater | 2045 | FIXED_OM | NEW | N/A | USD/teraBtu | us | us | 2450017565.2948
commercial water heating | Commercial High Efficiency Heat Pump Storage Water Heater | 2045 | FIXED_OM | REPLACEMENT | N/A | USD/teraBtu | us | us | 2450017565.2948
commercial water heating | Commercial High Efficiency Heat Pump Storage Water Heater | 2045 | INSTALLATION | NEW | N/A | USD/teraBtu | us | us | 33228425532.609
commercial water heating | Commercial High Efficiency Heat Pump Storage Water Heater | 2045 | INSTALLATION | REPLACEMENT | N/A | USD/teraBtu | us | us | 33228425532.609
commercial water heating | Commercial High Efficiency Heat Pump Storage Water Heater | 2046 | CAPITAL | NEW | N/A | USD/teraBtu | us | us | 299055829793.481
commercial water heating | Commercial High Efficiency Heat Pump Storage Water Heater | 2046 | CAPITAL | REPLACEMENT | N/A | USD/teraBtu | us | us | 299055829793.481
commercial water heating | Commercial High Efficiency Heat Pump Storage Water Heater | 2046 | FIXED_OM | NEW | N/A | USD/teraBtu | us | us | 2450017565.2948
commercial water heating | Commercial High Efficiency Heat Pump Storage Water Heater | 2046 | FIXED_OM | REPLACEMENT | N/A | USD/teraBtu | us | us | 2450017565.2948
commercial water heating | Commercial High Efficiency Heat Pump Storage Water Heater | 2046 | INSTALLATION | NEW | N/A | USD/teraBtu | us | us | 33228425532.609
commercial water heating | Commercial High Efficiency Heat Pump Storage Water Heater | 2046 | INSTALLATION | REPLACEMENT | N/A | USD/teraBtu | us | us | 33228425532.609
commercial water heating | Commercial High Efficiency Heat Pump Storage Water Heater | 2047 | CAPITAL | NEW | N/A | USD/teraBtu | us | us | 299055829793.481
commercial water heating | Commercial High Efficiency Heat Pump Storage Water Heater | 2047 | CAPITAL | REPLACEMENT | N/A | USD/teraBtu | us | us | 299055829793.481
commercial water heating | Commercial High Efficiency Heat Pump Storage Water Heater | 2047 | FIXED_OM | NEW | N/A | USD/teraBtu | us | us | 2450017565.2948
commercial water heating | Commercial High Efficiency Heat Pump Storage Water Heater | 2047 | FIXED_OM | REPLACEMENT | N/A | USD/teraBtu | us | us | 2450017565.2948
commercial water heating | Commercial High Efficiency Heat Pump Storage Water Heater | 2047 | INSTALLATION | NEW | N/A | USD/teraBtu | us | us | 33228425532.609
commercial water heating | Commercial High Efficiency Heat Pump Storage Water Heater | 2047 | INSTALLATION | REPLACEMENT | N/A | USD/teraBtu | us | us | 33228425532.609
commercial water heating | Commercial High Efficiency Heat Pump Storage Water Heater | 2048 | CAPITAL | NEW | N/A | USD/teraBtu | us | us | 299055829793.481
commercial water heating | Commercial High Efficiency Heat Pump Storage Water Heater | 2048 | CAPITAL | REPLACEMENT | N/A | USD/teraBtu | us | us | 299055829793.481
commercial water heating | Commercial High Efficiency Heat Pump Storage Water Heater | 2048 | FIXED_OM | NEW | N/A | USD/teraBtu | us | us | 2450017565.2948
commercial water heating | Commercial High Efficiency Heat Pump Storage Water Heater | 2048 | FIXED_OM | REPLACEMENT | N/A | USD/teraBtu | us | us | 2450017565.2948
commercial water heating | Commercial High Efficiency Heat Pump Storage Water Heater | 2048 | INSTALLATION | NEW | N/A | USD/teraBtu | us | us | 33228425532.609
commercial water heating | Commercial High Efficiency Heat Pump Storage Water Heater | 2048 | INSTALLATION | REPLACEMENT | N/A | USD/teraBtu | us | us | 33228425532.609
commercial water heating | Commercial High Efficiency Heat Pump Storage Water Heater | 2049 | CAPITAL | NEW | N/A | USD/teraBtu | us | us | 299055829793.481
commercial water heating | Commercial High Efficiency Heat Pump Storage Water Heater | 2049 | CAPITAL | REPLACEMENT | N/A | USD/teraBtu | us | us | 299055829793.481
commercial water heating | Commercial High Efficiency Heat Pump Storage Water Heater | 2049 | FIXED_OM | NEW | N/A | USD/teraBtu | us | us | 2450017565.2948
commercial water heating | Commercial High Efficiency Heat Pump Storage Water Heater | 2049 | FIXED_OM | REPLACEMENT | N/A | USD/teraBtu | us | us | 2450017565.2948
commercial water heating | Commercial High Efficiency Heat Pump Storage Water Heater | 2049 | INSTALLATION | NEW | N/A | USD/teraBtu | us | us | 33228425532.609
commercial water heating | Commercial High Efficiency Heat Pump Storage Water Heater | 2049 | INSTALLATION | REPLACEMENT | N/A | USD/teraBtu | us | us | 33228425532.609
commercial water heating | Commercial High Efficiency Heat Pump Storage Water Heater | 2050 | CAPITAL | NEW | N/A | USD/teraBtu | us | us | 299055829793.481
commercial water heating | Commercial High Efficiency Heat Pump Storage Water Heater | 2050 | CAPITAL | REPLACEMENT | N/A | USD/teraBtu | us | us | 299055829793.481
commercial water heating | Commercial High Efficiency Heat Pump Storage Water Heater | 2050 | FIXED_OM | NEW | N/A | USD/teraBtu | us | us | 2450017565.2948
commercial water heating | Commercial High Efficiency Heat Pump Storage Water Heater | 2050 | FIXED_OM | REPLACEMENT | N/A | USD/teraBtu | us | us | 2450017565.2948
commercial water heating | Commercial High Efficiency Heat Pump Storage Water Heater | 2050 | INSTALLATION | NEW | N/A | USD/teraBtu | us | us | 33228425532.609
commercial water heating | Commercial High Efficiency Heat Pump Storage Water Heater | 2050 | INSTALLATION | REPLACEMENT | N/A | USD/teraBtu | us | us | 33228425532.609
commercial water heating | Commercial Reference Gas Storage Water Heater | 2020 | CAPITAL | NEW | N/A | USD/teraBtu | us | us | 25500136884.5409
commercial water heating | Commercial Reference Gas Storage Water Heater | 2020 | CAPITAL | REPLACEMENT | N/A | USD/teraBtu | us | us | 25500136884.5409
commercial water heating | Commercial Reference Gas Storage Water Heater | 2020 | FIXED_OM | NEW | N/A | USD/teraBtu | us | us | 736920727.5377
commercial water heating | Commercial Reference Gas Storage Water Heater | 2020 | FIXED_OM | REPLACEMENT | N/A | USD/teraBtu | us | us | 736920727.5377
commercial water heating | Commercial Reference Gas Storage Water Heater | 2020 | INSTALLATION | NEW | N/A | USD/teraBtu | us | us | 2840494440.6908
commercial water heating | Commercial Reference Gas Storage Water Heater | 2020 | INSTALLATION | REPLACEMENT | N/A | USD/teraBtu | us | us | 2840494440.6908
commercial water heating | Commercial Reference Gas Storage Water Heater | 2021 | CAPITAL | NEW | N/A | USD/teraBtu | us | us | 25500136884.5409
commercial water heating | Commercial Reference Gas Storage Water Heater | 2021 | CAPITAL | REPLACEMENT | N/A | USD/teraBtu | us | us | 25500136884.5409
commercial water heating | Commercial Reference Gas Storage Water Heater | 2021 | FIXED_OM | NEW | N/A | USD/teraBtu | us | us | 736920727.5377
commercial water heating | Commercial Reference Gas Storage Water Heater | 2021 | FIXED_OM | REPLACEMENT | N/A | USD/teraBtu | us | us | 736920727.5377
commercial water heating | Commercial Reference Gas Storage Water Heater | 2021 | INSTALLATION | NEW | N/A | USD/teraBtu | us | us | 2840494440.6908
commercial water heating | Commercial Reference Gas Storage Water Heater | 2021 | INSTALLATION | REPLACEMENT | N/A | USD/teraBtu | us | us | 2840494440.6908
commercial water heating | Commercial Reference Gas Storage Water Heater | 2022 | CAPITAL | NEW | N/A | USD/teraBtu | us | us | 25500136884.5409
commercial water heating | Commercial Reference Gas Storage Water Heater | 2022 | CAPITAL | REPLACEMENT | N/A | USD/teraBtu | us | us | 25500136884.5409
commercial water heating | Commercial Reference Gas Storage Water Heater | 2022 | FIXED_OM | NEW | N/A | USD/teraBtu | us | us | 736920727.5377
commercial water heating | Commercial Reference Gas Storage Water Heater | 2022 | FIXED_OM | REPLACEMENT | N/A | USD/teraBtu | us | us | 736920727.5377
commercial water heating | Commercial Reference Gas Storage Water Heater | 2022 | INSTALLATION | NEW | N/A | USD/teraBtu | us | us | 2840494440.6908
commercial water heating | Commercial Reference Gas Storage Water Heater | 2022 | INSTALLATION | REPLACEMENT | N/A | USD/teraBtu | us | us | 2840494440.6908
commercial water heating | Commercial Reference Gas Storage Water Heater | 2023 | CAPITAL | NEW | N/A | USD/teraBtu | us | us | 25500136884.5409
commercial water heating | Commercial Reference Gas Storage Water Heater | 2023 | CAPITAL | REPLACEMENT | N/A | USD/teraBtu | us | us | 25500136884.5409
commercial water heating | Commercial Reference Gas Storage Water Heater | 2023 | FIXED_OM | NEW | N/A | USD/teraBtu | us | us | 736920727.5377
commercial water heating | Commercial Reference Gas Storage Water Heater | 2023 | FIXED_OM | REPLACEMENT | N/A | USD/teraBtu | us | us | 736920727.5377
commercial water heating | Commercial Reference Gas Storage Water Heater | 2023 | INSTALLATION | NEW | N/A | USD/teraBtu | us | us | 2840494440.6908
commercial water heating | Commercial Reference Gas Storage Water Heater | 2023 | INSTALLATION | REPLACEMENT | N/A | USD/teraBtu | us | us | 2840494440.6908
commercial water heating | Commercial Reference Gas Storage Water Heater | 2024 | CAPITAL | NEW | N/A | USD/teraBtu | us | us | 25500136884.5409
commercial water heating | Commercial Reference Gas Storage Water Heater | 2024 | CAPITAL | REPLACEMENT | N/A | USD/teraBtu | us | us | 25500136884.5409
commercial water heating | Commercial Reference Gas Storage Water Heater | 2024 | FIXED_OM | NEW | N/A | USD/teraBtu | us | us | 736920727.5377
commercial water heating | Commercial Reference Gas Storage Water Heater | 2024 | FIXED_OM | REPLACEMENT | N/A | USD/teraBtu | us | us | 736920727.5377
commercial water heating | Commercial Reference Gas Storage Water Heater | 2024 | INSTALLATION | NEW | N/A | USD/teraBtu | us | us | 2840494440.6908
commercial water heating | Commercial Reference Gas Storage Water Heater | 2024 | INSTALLATION | REPLACEMENT | N/A | USD/teraBtu | us | us | 2840494440.6908
commercial water heating | Commercial Reference Gas Storage Water Heater | 2025 | CAPITAL | NEW | N/A | USD/teraBtu | us | us | 25500136884.5409
commercial water heating | Commercial Reference Gas Storage Water Heater | 2025 | CAPITAL | REPLACEMENT | N/A | USD/teraBtu | us | us | 25500136884.5409
commercial water heating | Commercial Reference Gas Storage Water Heater | 2025 | FIXED_OM | NEW | N/A | USD/teraBtu | us | us | 736920727.5377
commercial water heating | Commercial Reference Gas Storage Water Heater | 2025 | FIXED_OM | REPLACEMENT | N/A | USD/teraBtu | us | us | 736920727.5377
commercial water heating | Commercial Reference Gas Storage Water Heater | 2025 | INSTALLATION | NEW | N/A | USD/teraBtu | us | us | 2840494440.6908
commercial water heating | Commercial Reference Gas Storage Water Heater | 2025 | INSTALLATION | REPLACEMENT | N/A | USD/teraBtu | us | us | 2840494440.6908
commercial water heating | Commercial Reference Gas Storage Water Heater | 2026 | CAPITAL | NEW | N/A | USD/teraBtu | us | us | 25500136884.5409
commercial water heating | Commercial Reference Gas Storage Water Heater | 2026 | CAPITAL | REPLACEMENT | N/A | USD/teraBtu | us | us | 25500136884.5409
commercial water heating | Commercial Reference Gas Storage Water Heater | 2026 | FIXED_OM | NEW | N/A | USD/teraBtu | us | us | 736920727.5377
commercial water heating | Commercial Reference Gas Storage Water Heater | 2026 | FIXED_OM | REPLACEMENT | N/A | USD/teraBtu | us | us | 736920727.5377
commercial water heating | Commercial Reference Gas Storage Water Heater | 2026 | INSTALLATION | NEW | N/A | USD/teraBtu | us | us | 2840494440.6908
commercial water heating | Commercial Reference Gas Storage Water Heater | 2026 | INSTALLATION | REPLACEMENT | N/A | USD/teraBtu | us | us | 2840494440.6908
commercial water heating | Commercial Reference Gas Storage Water Heater | 2027 | CAPITAL | NEW | N/A | USD/teraBtu | us | us | 25500136884.5409
commercial water heating | Commercial Reference Gas Storage Water Heater | 2027 | CAPITAL | REPLACEMENT | N/A | USD/teraBtu | us | us | 25500136884.5409
commercial water heating | Commercial Reference Gas Storage Water Heater | 2027 | FIXED_OM | NEW | N/A | USD/teraBtu | us | us | 736920727.5377
commercial water heating | Commercial Reference Gas Storage Water Heater | 2027 | FIXED_OM | REPLACEMENT | N/A | USD/teraBtu | us | us | 736920727.5377
commercial water heating | Commercial Reference Gas Storage Water Heater | 2027 | INSTALLATION | NEW | N/A | USD/teraBtu | us | us | 2840494440.6908
commercial water heating | Commercial Reference Gas Storage Water Heater | 2027 | INSTALLATION | REPLACEMENT | N/A | USD/teraBtu | us | us | 2840494440.6908
commercial water heating | Commercial Reference Gas Storage Water Heater | 2028 | CAPITAL | NEW | N/A | USD/teraBtu | us | us | 25500136884.5409
commercial water heating | Commercial Reference Gas Storage Water Heater | 2028 | CAPITAL | REPLACEMENT | N/A | USD/teraBtu | us | us | 25500136884.5409
commercial water heating | Commercial Reference Gas Storage Water Heater | 2028 | FIXED_OM | NEW | N/A | USD/teraBtu | us | us | 736920727.5377
commercial water heating | Commercial Reference Gas Storage Water Heater | 2028 | FIXED_OM | REPLACEMENT | N/A | USD/teraBtu | us | us | 736920727.5377
commercial water heating | Commercial Reference Gas Storage Water Heater | 2028 | INSTALLATION | NEW | N/A | USD/teraBtu | us | us | 2840494440.6908
commercial water heating | Commercial Reference Gas Storage Water Heater | 2028 | INSTALLATION | REPLACEMENT | N/A | USD/teraBtu | us | us | 2840494440.6908
commercial water heating | Commercial Reference Gas Storage Water Heater | 2029 | CAPITAL | NEW | N/A | USD/teraBtu | us | us | 25500136884.5409
commercial water heating | Commercial Reference Gas Storage Water Heater | 2029 | CAPITAL | REPLACEMENT | N/A | USD/teraBtu | us | us | 25500136884.5409
commercial water heating | Commercial Reference Gas Storage Water Heater | 2029 | FIXED_OM | NEW | N/A | USD/teraBtu | us | us | 736920727.5377
commercial water heating | Commercial Reference Gas Storage Water Heater | 2029 | FIXED_OM | REPLACEMENT | N/A | USD/teraBtu | us | us | 736920727.5377
commercial water heating | Commercial Reference Gas Storage Water Heater | 2029 | INSTALLATION | NEW | N/A | USD/teraBtu | us | us | 2840494440.6908
commercial water heating | Commercial Reference Gas Storage Water Heater | 2029 | INSTALLATION | REPLACEMENT | N/A | USD/teraBtu | us | us | 2840494440.6908
commercial water heating | Commercial Reference Gas Storage Water Heater | 2030 | CAPITAL | NEW | N/A | USD/teraBtu | us | us | 25500136884.5409
commercial water heating | Commercial Reference Gas Storage Water Heater | 2030 | CAPITAL | REPLACEMENT | N/A | USD/teraBtu | us | us | 25500136884.5409
commercial water heating | Commercial Reference Gas Storage Water Heater | 2030 | FIXED_OM | NEW | N/A | USD/teraBtu | us | us | 736920727.5377
commercial water heating | Commercial Reference Gas Storage Water Heater | 2030 | FIXED_OM | REPLACEMENT | N/A | USD/teraBtu | us | us | 736920727.5377
commercial water heating | Commercial Reference Gas Storage Water Heater | 2030 | INSTALLATION | NEW | N/A | USD/teraBtu | us | us | 2840494440.6908
commercial water heating | Commercial Reference Gas Storage Water Heater | 2030 | INSTALLATION | REPLACEMENT | N/A | USD/teraBtu | us | us | 2840494440.6908
commercial water heating | Commercial Reference Gas Storage Water Heater | 2031 | CAPITAL | NEW | N/A | USD/teraBtu | us | us | 25500136884.5409
commercial water heating | Commercial Reference Gas Storage Water Heater | 2031 | CAPITAL | REPLACEMENT | N/A | USD/teraBtu | us | us | 25500136884.5409
commercial water heating | Commercial Reference Gas Storage Water Heater | 2031 | FIXED_OM | NEW | N/A | USD/teraBtu | us | us | 736920727.5377
commercial water heating | Commercial Reference Gas Storage Water Heater | 2031 | FIXED_OM | REPLACEMENT | N/A | USD/teraBtu | us | us | 736920727.5377
commercial water heating | Commercial Reference Gas Storage Water Heater | 2031 | INSTALLATION | NEW | N/A | USD/teraBtu | us | us | 2840494440.6908
commercial water heating | Commercial Reference Gas Storage Water Heater | 2031 | INSTALLATION | REPLACEMENT | N/A | USD/teraBtu | us | us | 2840494440.6908
commercial water heating | Commercial Reference Gas Storage Water Heater | 2032 | CAPITAL | NEW | N/A | USD/teraBtu | us | us | 25500136884.5409
commercial water heating | Commercial Reference Gas Storage Water Heater | 2032 | CAPITAL | REPLACEMENT | N/A | USD/teraBtu | us | us | 25500136884.5409
commercial water heating | Commercial Reference Gas Storage Water Heater | 2032 | FIXED_OM | NEW | N/A | USD/teraBtu | us | us | 736920727.5377
commercial water heating | Commercial Reference Gas Storage Water Heater | 2032 | FIXED_OM | REPLACEMENT | N/A | USD/teraBtu | us | us | 736920727.5377
commercial water heating | Commercial Reference Gas Storage Water Heater | 2032 | INSTALLATION | NEW | N/A | USD/teraBtu | us | us | 2840494440.6908
commercial water heating | Commercial Reference Gas Storage Water Heater | 2032 | INSTALLATION | REPLACEMENT | N/A | USD/teraBtu | us | us | 2840494440.6908
commercial water heating | Commercial Reference Gas Storage Water Heater | 2033 | CAPITAL | NEW | N/A | USD/teraBtu | us | us | 25500136884.5409
commercial water heating | Commercial Reference Gas Storage Water Heater | 2033 | CAPITAL | REPLACEMENT | N/A | USD/teraBtu | us | us | 25500136884.5409
commercial water heating | Commercial Reference Gas Storage Water Heater | 2033 | FIXED_OM | NEW | N/A | USD/teraBtu | us | us | 736920727.5377
commercial water heating | Commercial Reference Gas Storage Water Heater | 2033 | FIXED_OM | REPLACEMENT | N/A | USD/teraBtu | us | us | 736920727.5377
commercial water heating | Commercial Reference Gas Storage Water Heater | 2033 | INSTALLATION | NEW | N/A | USD/teraBtu | us | us | 2840494440.6908
commercial water heating | Commercial Reference Gas Storage Water Heater | 2033 | INSTALLATION | REPLACEMENT | N/A | USD/teraBtu | us | us | 2840494440.6908
commercial water heating | Commercial Reference Gas Storage Water Heater | 2034 | CAPITAL | NEW | N/A | USD/teraBtu | us | us | 25500136884.5409
commercial water heating | Commercial Reference Gas Storage Water Heater | 2034 | CAPITAL | REPLACEMENT | N/A | USD/teraBtu | us | us | 25500136884.5409
commercial water heating | Commercial Reference Gas Storage Water Heater | 2034 | FIXED_OM | NEW | N/A | USD/teraBtu | us | us | 736920727.5377
commercial water heating | Commercial Reference Gas Storage Water Heater | 2034 | FIXED_OM | REPLACEMENT | N/A | USD/teraBtu | us | us | 736920727.5377
commercial water heating | Commercial Reference Gas Storage Water Heater | 2034 | INSTALLATION | NEW | N/A | USD/teraBtu | us | us | 2840494440.6908
commercial water heating | Commercial Reference Gas Storage Water Heater | 2034 | INSTALLATION | REPLACEMENT | N/A | USD/teraBtu | us | us | 2840494440.6908
commercial water heating | Commercial Reference Gas Storage Water Heater | 2035 | CAPITAL | NEW | N/A | USD/teraBtu | us | us | 25500136884.5409
commercial water heating | Commercial Reference Gas Storage Water Heater | 2035 | CAPITAL | REPLACEMENT | N/A | USD/teraBtu | us | us | 25500136884.5409
commercial water heating | Commercial Reference Gas Storage Water Heater | 2035 | FIXED_OM | NEW | N/A | USD/teraBtu | us | us | 736920727.5377
commercial water heating | Commercial Reference Gas Storage Water Heater | 2035 | FIXED_OM | REPLACEMENT | N/A | USD/teraBtu | us | us | 736920727.5377
commercial water heating | Commercial Reference Gas Storage Water Heater | 2035 | INSTALLATION | NEW | N/A | USD/teraBtu | us | us | 2840494440.6908
commercial water heating | Commercial Reference Gas Storage Water Heater | 2035 | INSTALLATION | REPLACEMENT | N/A | USD/teraBtu | us | us | 2840494440.6908
commercial water heating | Commercial Reference Gas Storage Water Heater | 2036 | CAPITAL | NEW | N/A | USD/teraBtu | us | us | 25500136884.5409
commercial water heating | Commercial Reference Gas Storage Water Heater | 2036 | CAPITAL | REPLACEMENT | N/A | USD/teraBtu | us | us | 25500136884.5409
commercial water heating | Commercial Reference Gas Storage Water Heater | 2036 | FIXED_OM | NEW | N/A | USD/teraBtu | us | us | 736920727.5377
commercial water heating | Commercial Reference Gas Storage Water Heater | 2036 | FIXED_OM | REPLACEMENT | N/A | USD/teraBtu | us | us | 736920727.5377
commercial water heating | Commercial Reference Gas Storage Water Heater | 2036 | INSTALLATION | NEW | N/A | USD/teraBtu | us | us | 2840494440.6908
commercial water heating | Commercial Reference Gas Storage Water Heater | 2036 | INSTALLATION | REPLACEMENT | N/A | USD/teraBtu | us | us | 2840494440.6908
commercial water heating | Commercial Reference Gas Storage Water Heater | 2037 | CAPITAL | NEW | N/A | USD/teraBtu | us | us | 25500136884.5409
commercial water heating | Commercial Reference Gas Storage Water Heater | 2037 | CAPITAL | REPLACEMENT | N/A | USD/teraBtu | us | us | 25500136884.5409
commercial water heating | Commercial Reference Gas Storage Water Heater | 2037 | FIXED_OM | NEW | N/A | USD/teraBtu | us | us | 736920727.5377
commercial water heating | Commercial Reference Gas Storage Water Heater | 2037 | FIXED_OM | REPLACEMENT | N/A | USD/teraBtu | us | us | 736920727.5377
commercial water heating | Commercial Reference Gas Storage Water Heater | 2037 | INSTALLATION | NEW | N/A | USD/teraBtu | us | us | 2840494440.6908
commercial water heating | Commercial Reference Gas Storage Water Heater | 2037 | INSTALLATION | REPLACEMENT | N/A | USD/teraBtu | us | us | 2840494440.6908
commercial water heating | Commercial Reference Gas Storage Water Heater | 2038 | CAPITAL | NEW | N/A | USD/teraBtu | us | us | 25500136884.5409
commercial water heating | Commercial Reference Gas Storage Water Heater | 2038 | CAPITAL | REPLACEMENT | N/A | USD/teraBtu | us | us | 25500136884.5409
commercial water heating | Commercial Reference Gas Storage Water Heater | 2038 | FIXED_OM | NEW | N/A | USD/teraBtu | us | us | 736920727.5377
commercial water heating | Commercial Reference Gas Storage Water Heater | 2038 | FIXED_OM | REPLACEMENT | N/A | USD/teraBtu | us | us | 736920727.5377
commercial water heating | Commercial Reference Gas Storage Water Heater | 2038 | INSTALLATION | NEW | N/A | USD/teraBtu | us | us | 2840494440.6908
commercial water heating | Commercial Reference Gas Storage Water Heater | 2038 | INSTALLATION | REPLACEMENT | N/A | USD/teraBtu | us | us | 2840494440.6908
commercial water heating | Commercial Reference Gas Storage Water Heater | 2039 | CAPITAL | NEW | N/A | USD/teraBtu | us | us | 25500136884.5409
commercial water heating | Commercial Reference Gas Storage Water Heater | 2039 | CAPITAL | REPLACEMENT | N/A | USD/teraBtu | us | us | 25500136884.5409
commercial water heating | Commercial Reference Gas Storage Water Heater | 2039 | FIXED_OM | NEW | N/A | USD/teraBtu | us | us | 736920727.5377
commercial water heating | Commercial Reference Gas Storage Water Heater | 2039 | FIXED_OM | REPLACEMENT | N/A | USD/teraBtu | us | us | 736920727.5377
commercial water heating | Commercial Reference Gas Storage Water Heater | 2039 | INSTALLATION | NEW | N/A | USD/teraBtu | us | us | 2840494440.6908
commercial water heating | Commercial Reference Gas Storage Water Heater | 2039 | INSTALLATION | REPLACEMENT | N/A | USD/teraBtu | us | us | 2840494440.6908
commercial water heating | Commercial Reference Gas Storage Water Heater | 2040 | CAPITAL | NEW | N/A | USD/teraBtu | us | us | 25500136884.5409
commercial water heating | Commercial Reference Gas Storage Water Heater | 2040 | CAPITAL | REPLACEMENT | N/A | USD/teraBtu | us | us | 25500136884.5409
commercial water heating | Commercial Reference Gas Storage Water Heater | 2040 | FIXED_OM | NEW | N/A | USD/teraBtu | us | us | 736920727.5377
commercial water heating | Commercial Reference Gas Storage Water Heater | 2040 | FIXED_OM | REPLACEMENT | N/A | USD/teraBtu | us | us | 736920727.5377
commercial water heating | Commercial Reference Gas Storage Water Heater | 2040 | INSTALLATION | NEW | N/A | USD/teraBtu | us | us | 2840494440.6908
commercial water heating | Commercial Reference Gas Storage Water Heater | 2040 | INSTALLATION | REPLACEMENT | N/A | USD/teraBtu | us | us | 2840494440.6908
commercial water heating | Commercial Reference Gas Storage Water Heater | 2041 | CAPITAL | NEW | N/A | USD/teraBtu | us | us | 25500136884.5409
commercial water heating | Commercial Reference Gas Storage Water Heater | 2041 | CAPITAL | REPLACEMENT | N/A | USD/teraBtu | us | us | 25500136884.5409
commercial water heating | Commercial Reference Gas Storage Water Heater | 2041 | FIXED_OM | NEW | N/A | USD/teraBtu | us | us | 736920727.5377
commercial water heating | Commercial Reference Gas Storage Water Heater | 2041 | FIXED_OM | REPLACEMENT | N/A | USD/teraBtu | us | us | 736920727.5377
commercial water heating | Commercial Reference Gas Storage Water Heater | 2041 | INSTALLATION | NEW | N/A | USD/teraBtu | us | us | 2840494440.6908
commercial water heating | Commercial Reference Gas Storage Water Heater | 2041 | INSTALLATION | REPLACEMENT | N/A | USD/teraBtu | us | us | 2840494440.6908
commercial water heating | Commercial Reference Gas Storage Water Heater | 2042 | CAPITAL | NEW | N/A | USD/teraBtu | us | us | 25500136884.5409
commercial water heating | Commercial Reference Gas Storage Water Heater | 2042 | CAPITAL | REPLACEMENT | N/A | USD/teraBtu | us | us | 25500136884.5409
commercial water heating | Commercial Reference Gas Storage Water Heater | 2042 | FIXED_OM | NEW | N/A | USD/teraBtu | us | us | 736920727.5377
commercial water heating | Commercial Reference Gas Storage Water Heater | 2042 | FIXED_OM | REPLACEMENT | N/A | USD/teraBtu | us | us | 736920727.5377
commercial water heating | Commercial Reference Gas Storage Water Heater | 2042 | INSTALLATION | NEW | N/A | USD/teraBtu | us | us | 2840494440.6908
commercial water heating | Commercial Reference Gas Storage Water Heater | 2042 | INSTALLATION | REPLACEMENT | N/A | USD/teraBtu | us | us | 2840494440.6908
commercial water heating | Commercial Reference Gas Storage Water Heater | 2043 | CAPITAL | NEW | N/A | USD/teraBtu | us | us | 25500136884.5409
commercial water heating | Commercial Reference Gas Storage Water Heater | 2043 | CAPITAL | REPLACEMENT | N/A | USD/teraBtu | us | us | 25500136884.5409
commercial water heating | Commercial Reference Gas Storage Water Heater | 2043 | FIXED_OM | NEW | N/A | USD/teraBtu | us | us | 736920727.5377
commercial water heating | Commercial Reference Gas Storage Water Heater | 2043 | FIXED_OM | REPLACEMENT | N/A | USD/teraBtu | us | us | 736920727.5377
commercial water heating | Commercial Reference Gas Storage Water Heater | 2043 | INSTALLATION | NEW | N/A | USD/teraBtu | us | us | 2840494440.6908
commercial water heating | Commercial Reference Gas Storage Water Heater | 2043 | INSTALLATION | REPLACEMENT | N/A | USD/teraBtu | us | us | 2840494440.6908
commercial water heating | Commercial Reference Gas Storage Water Heater | 2044 | CAPITAL | NEW | N/A | USD/teraBtu | us | us | 25500136884.5409
commercial water heating | Commercial Reference Gas Storage Water Heater | 2044 | CAPITAL | REPLACEMENT | N/A | USD/teraBtu | us | us | 25500136884.5409
commercial water heating | Commercial Reference Gas Storage Water Heater | 2044 | FIXED_OM | NEW | N/A | USD/teraBtu | us | us | 736920727.5377
commercial water heating | Commercial Reference Gas Storage Water Heater | 2044 | FIXED_OM | REPLACEMENT | N/A | USD/teraBtu | us | us | 736920727.5377
commercial water heating | Commercial Reference Gas Storage Water Heater | 2044 | INSTALLATION | NEW | N/A | USD/teraBtu | us | us | 2840494440.6908
commercial water heating | Commercial Reference Gas Storage Water Heater | 2044 | INSTALLATION | REPLACEMENT | N/A | USD/teraBtu | us | us | 2840494440.6908
commercial water heating | Commercial Reference Gas Storage Water Heater | 2045 | CAPITAL | NEW | N/A | USD/teraBtu | us | us | 25500136884.5409
commercial water heating | Commercial Reference Gas Storage Water Heater | 2045 | CAPITAL | REPLACEMENT | N/A | USD/teraBtu | us | us | 25500136884.5409
commercial water heating | Commercial Reference Gas Storage Water Heater | 2045 | FIXED_OM | NEW | N/A | USD/teraBtu | us | us | 736920727.5377
commercial water heating | Commercial Reference Gas Storage Water Heater | 2045 | FIXED_OM | REPLACEMENT | N/A | USD/teraBtu | us | us | 736920727.5377
commercial water heating | Commercial Reference Gas Storage Water Heater | 2045 | INSTALLATION | NEW | N/A | USD/teraBtu | us | us | 2840494440.6908
commercial water heating | Commercial Reference Gas Storage Water Heater | 2045 | INSTALLATION | REPLACEMENT | N/A | USD/teraBtu | us | us | 2840494440.6908
commercial water heating | Commercial Reference Gas Storage Water Heater | 2046 | CAPITAL | NEW | N/A | USD/teraBtu | us | us | 25500136884.5409
commercial water heating | Commercial Reference Gas Storage Water Heater | 2046 | CAPITAL | REPLACEMENT | N/A | USD/teraBtu | us | us | 25500136884.5409
commercial water heating | Commercial Reference Gas Storage Water Heater | 2046 | FIXED_OM | NEW | N/A | USD/teraBtu | us | us | 736920727.5377
commercial water heating | Commercial Reference Gas Storage Water Heater | 2046 | FIXED_OM | REPLACEMENT | N/A | USD/teraBtu | us | us | 736920727.5377
commercial water heating | Commercial Reference Gas Storage Water Heater | 2046 | INSTALLATION | NEW | N/A | USD/teraBtu | us | us | 2840494440.6908
commercial water heating | Commercial Reference Gas Storage Water Heater | 2046 | INSTALLATION | REPLACEMENT | N/A | USD/teraBtu | us | us | 2840494440.6908
commercial water heating | Commercial Reference Gas Storage Water Heater | 2047 | CAPITAL | NEW | N/A | USD/teraBtu | us | us | 25500136884.5409
commercial water heating | Commercial Reference Gas Storage Water Heater | 2047 | CAPITAL | REPLACEMENT | N/A | USD/teraBtu | us | us | 25500136884.5409
commercial water heating | Commercial Reference Gas Storage Water Heater | 2047 | FIXED_OM | NEW | N/A | USD/teraBtu | us | us | 736920727.5377
commercial water heating | Commercial Reference Gas Storage Water Heater | 2047 | FIXED_OM | REPLACEMENT | N/A | USD/teraBtu | us | us | 736920727.5377
commercial water heating | Commercial Reference Gas Storage Water Heater | 2047 | INSTALLATION | NEW | N/A | USD/teraBtu | us | us | 2840494440.6908
commercial water heating | Commercial Reference Gas Storage Water Heater | 2047 | INSTALLATION | REPLACEMENT | N/A | USD/teraBtu | us | us | 2840494440.6908
commercial water heating | Commercial Reference Gas Storage Water Heater | 2048 | CAPITAL | NEW | N/A | USD/teraBtu | us | us | 25500136884.5409
commercial water heating | Commercial Reference Gas Storage Water Heater | 2048 | CAPITAL | REPLACEMENT | N/A | USD/teraBtu | us | us | 25500136884.5409
commercial water heating | Commercial Reference Gas Storage Water Heater | 2048 | FIXED_OM | NEW | N/A | USD/teraBtu | us | us | 736920727.5377
commercial water heating | Commercial Reference Gas Storage Water Heater | 2048 | FIXED_OM | REPLACEMENT | N/A | USD/teraBtu | us | us | 736920727.5377
commercial water heating | Commercial Reference Gas Storage Water Heater | 2048 | INSTALLATION | NEW | N/A | USD/teraBtu | us | us | 2840494440.6908
commercial water heating | Commercial Reference Gas Storage Water Heater | 2048 | INSTALLATION | REPLACEMENT | N/A | USD/teraBtu | us | us | 2840494440.6908
commercial water heating | Commercial Reference Gas Storage Water Heater | 2049 | CAPITAL | NEW | N/A | USD/teraBtu | us | us | 25500136884.5409
commercial water heating | Commercial Reference Gas Storage Water Heater | 2049 | CAPITAL | REPLACEMENT | N/A | USD/teraBtu | us | us | 25500136884.5409
commercial water heating | Commercial Reference Gas Storage Water Heater | 2049 | FIXED_OM | NEW | N/A | USD/teraBtu | us | us | 736920727.5377
commercial water heating | Commercial Reference Gas Storage Water Heater | 2049 | FIXED_OM | REPLACEMENT | N/A | USD/teraBtu | us | us | 736920727.5377
commercial water heating | Commercial Reference Gas Storage Water Heater | 2049 | INSTALLATION | NEW | N/A | USD/teraBtu | us | us | 2840494440.6908
commercial water heating | Commercial Reference Gas Storage Water Heater | 2049 | INSTALLATION | REPLACEMENT | N/A | USD/teraBtu | us | us | 2840494440.6908
commercial water heating | Commercial Reference Gas Storage Water Heater | 2050 | CAPITAL | NEW | N/A | USD/teraBtu | us | us | 25500136884.5409
commercial water heating | Commercial Reference Gas Storage Water Heater | 2050 | CAPITAL | REPLACEMENT | N/A | USD/teraBtu | us | us | 25500136884.5409
commercial water heating | Commercial Reference Gas Storage Water Heater | 2050 | FIXED_OM | NEW | N/A | USD/teraBtu | us | us | 736920727.5377
commercial water heating | Commercial Reference Gas Storage Water Heater | 2050 | FIXED_OM | REPLACEMENT | N/A | USD/teraBtu | us | us | 736920727.5377
commercial water heating | Commercial Reference Gas Storage Water Heater | 2050 | INSTALLATION | NEW | N/A | USD/teraBtu | us | us | 2840494440.6908
commercial water heating | Commercial Reference Gas Storage Water Heater | 2050 | INSTALLATION | REPLACEMENT | N/A | USD/teraBtu | us | us | 2840494440.6908
commercial water heating | Commercial Reference Heat Pump Storage Water Heater | 2020 | CAPITAL | NEW | N/A | USD/teraBtu | us | us | 271497674295.307
commercial water heating | Commercial Reference Heat Pump Storage Water Heater | 2020 | CAPITAL | REPLACEMENT | N/A | USD/teraBtu | us | us | 271497674295.307
commercial water heating | Commercial Reference Heat Pump Storage Water Heater | 2020 | FIXED_OM | NEW | N/A | USD/teraBtu | us | us | 2450017565.2948
commercial water heating | Commercial Reference Heat Pump Storage Water Heater | 2020 | FIXED_OM | REPLACEMENT | N/A | USD/teraBtu | us | us | 2450017565.2948
commercial water heating | Commercial Reference Heat Pump Storage Water Heater | 2020 | INSTALLATION | NEW | N/A | USD/teraBtu | us | us | 30165943771.6665
commercial water heating | Commercial Reference Heat Pump Storage Water Heater | 2020 | INSTALLATION | REPLACEMENT | N/A | USD/teraBtu | us | us | 30165943771.6665
commercial water heating | Commercial Reference Heat Pump Storage Water Heater | 2021 | CAPITAL | NEW | N/A | USD/teraBtu | us | us | 271497674295.307
commercial water heating | Commercial Reference Heat Pump Storage Water Heater | 2021 | CAPITAL | REPLACEMENT | N/A | USD/teraBtu | us | us | 271497674295.307
commercial water heating | Commercial Reference Heat Pump Storage Water Heater | 2021 | FIXED_OM | NEW | N/A | USD/teraBtu | us | us | 2450017565.2948
commercial water heating | Commercial Reference Heat Pump Storage Water Heater | 2021 | FIXED_OM | REPLACEMENT | N/A | USD/teraBtu | us | us | 2450017565.2948
commercial water heating | Commercial Reference Heat Pump Storage Water Heater | 2021 | INSTALLATION | NEW | N/A | USD/teraBtu | us | us | 30165943771.6665
commercial water heating | Commercial Reference Heat Pump Storage Water Heater | 2021 | INSTALLATION | REPLACEMENT | N/A | USD/teraBtu | us | us | 30165943771.6665
commercial water heating | Commercial Reference Heat Pump Storage Water Heater | 2022 | CAPITAL | NEW | N/A | USD/teraBtu | us | us | 271497674295.307
commercial water heating | Commercial Reference Heat Pump Storage Water Heater | 2022 | CAPITAL | REPLACEMENT | N/A | USD/teraBtu | us | us | 271497674295.307
commercial water heating | Commercial Reference Heat Pump Storage Water Heater | 2022 | FIXED_OM | NEW | N/A | USD/teraBtu | us | us | 2450017565.2948
commercial water heating | Commercial Reference Heat Pump Storage Water Heater | 2022 | FIXED_OM | REPLACEMENT | N/A | USD/teraBtu | us | us | 2450017565.2948
commercial water heating | Commercial Reference Heat Pump Storage Water Heater | 2022 | INSTALLATION | NEW | N/A | USD/teraBtu | us | us | 30165943771.6665
commercial water heating | Commercial Reference Heat Pump Storage Water Heater | 2022 | INSTALLATION | REPLACEMENT | N/A | USD/teraBtu | us | us | 30165943771.6665
commercial water heating | Commercial Reference Heat Pump Storage Water Heater | 2023 | CAPITAL | NEW | N/A | USD/teraBtu | us | us | 271497674295.307
commercial water heating | Commercial Reference Heat Pump Storage Water Heater | 2023 | CAPITAL | REPLACEMENT | N/A | USD/teraBtu | us | us | 271497674295.307
commercial water heating | Commercial Reference Heat Pump Storage Water Heater | 2023 | FIXED_OM | NEW | N/A | USD/teraBtu | us | us | 2450017565.2948
commercial water heating | Commercial Reference Heat Pump Storage Water Heater | 2023 | FIXED_OM | REPLACEMENT | N/A | USD/teraBtu | us | us | 2450017565.2948
commercial water heating | Commercial Reference Heat Pump Storage Water Heater | 2023 | INSTALLATION | NEW | N/A | USD/teraBtu | us | us | 30165943771.6665
commercial water heating | Commercial Reference Heat Pump Storage Water Heater | 2023 | INSTALLATION | REPLACEMENT | N/A | USD/teraBtu | us | us | 30165943771.6665
commercial water heating | Commercial Reference Heat Pump Storage Water Heater | 2024 | CAPITAL | NEW | N/A | USD/teraBtu | us | us | 271497674295.307
commercial water heating | Commercial Reference Heat Pump Storage Water Heater | 2024 | CAPITAL | REPLACEMENT | N/A | USD/teraBtu | us | us | 271497674295.307
commercial water heating | Commercial Reference Heat Pump Storage Water Heater | 2024 | FIXED_OM | NEW | N/A | USD/teraBtu | us | us | 2450017565.2948
commercial water heating | Commercial Reference Heat Pump Storage Water Heater | 2024 | FIXED_OM | REPLACEMENT | N/A | USD/teraBtu | us | us | 2450017565.2948
commercial water heating | Commercial Reference Heat Pump Storage Water Heater | 2024 | INSTALLATION | NEW | N/A | USD/teraBtu | us | us | 30165943771.6665
commercial water heating | Commercial Reference Heat Pump Storage Water Heater | 2024 | INSTALLATION | REPLACEMENT | N/A | USD/teraBtu | us | us | 30165943771.6665
commercial water heating | Commercial Reference Heat Pump Storage Water Heater | 2025 | CAPITAL | NEW | N/A | USD/teraBtu | us | us | 271497674295.307
commercial water heating | Commercial Reference Heat Pump Storage Water Heater | 2025 | CAPITAL | REPLACEMENT | N/A | USD/teraBtu | us | us | 271497674295.307
commercial water heating | Commercial Reference Heat Pump Storage Water Heater | 2025 | FIXED_OM | NEW | N/A | USD/teraBtu | us | us | 2450017565.2948
commercial water heating | Commercial Reference Heat Pump Storage Water Heater | 2025 | FIXED_OM | REPLACEMENT | N/A | USD/teraBtu | us | us | 2450017565.2948
commercial water heating | Commercial Reference Heat Pump Storage Water Heater | 2025 | INSTALLATION | NEW | N/A | USD/teraBtu | us | us | 30165943771.6665
commercial water heating | Commercial Reference Heat Pump Storage Water Heater | 2025 | INSTALLATION | REPLACEMENT | N/A | USD/teraBtu | us | us | 30165943771.6665
commercial water heating | Commercial Reference Heat Pump Storage Water Heater | 2026 | CAPITAL | NEW | N/A | USD/teraBtu | us | us | 271497674295.307
commercial water heating | Commercial Reference Heat Pump Storage Water Heater | 2026 | CAPITAL | REPLACEMENT | N/A | USD/teraBtu | us | us | 271497674295.307
commercial water heating | Commercial Reference Heat Pump Storage Water Heater | 2026 | FIXED_OM | NEW | N/A | USD/teraBtu | us | us | 2450017565.2948
commercial water heating | Commercial Reference Heat Pump Storage Water Heater | 2026 | FIXED_OM | REPLACEMENT | N/A | USD/teraBtu | us | us | 2450017565.2948
commercial water heating | Commercial Reference Heat Pump Storage Water Heater | 2026 | INSTALLATION | NEW | N/A | USD/teraBtu | us | us | 30165943771.6665
commercial water heating | Commercial Reference Heat Pump Storage Water Heater | 2026 | INSTALLATION | REPLACEMENT | N/A | USD/teraBtu | us | us | 30165943771.6665
commercial water heating | Commercial Reference Heat Pump Storage Water Heater | 2027 | CAPITAL | NEW | N/A | USD/teraBtu | us | us | 271497674295.307
commercial water heating | Commercial Reference Heat Pump Storage Water Heater | 2027 | CAPITAL | REPLACEMENT | N/A | USD/teraBtu | us | us | 271497674295.307
commercial water heating | Commercial Reference Heat Pump Storage Water Heater | 2027 | FIXED_OM | NEW | N/A | USD/teraBtu | us | us | 2450017565.2948
commercial water heating | Commercial Reference Heat Pump Storage Water Heater | 2027 | FIXED_OM | REPLACEMENT | N/A | USD/teraBtu | us | us | 2450017565.2948
commercial water heating | Commercial Reference Heat Pump Storage Water Heater | 2027 | INSTALLATION | NEW | N/A | USD/teraBtu | us | us | 30165943771.6665
commercial water heating | Commercial Reference Heat Pump Storage Water Heater | 2027 | INSTALLATION | REPLACEMENT | N/A | USD/teraBtu | us | us | 30165943771.6665
commercial water heating | Commercial Reference Heat Pump Storage Water Heater | 2028 | CAPITAL | NEW | N/A | USD/teraBtu | us | us | 271497674295.307
commercial water heating | Commercial Reference Heat Pump Storage Water Heater | 2028 | CAPITAL | REPLACEMENT | N/A | USD/teraBtu | us | us | 271497674295.307
commercial water heating | Commercial Reference Heat Pump Storage Water Heater | 2028 | FIXED_OM | NEW | N/A | USD/teraBtu | us | us | 2450017565.2948
commercial water heating | Commercial Reference Heat Pump Storage Water Heater | 2028 | FIXED_OM | REPLACEMENT | N/A | USD/teraBtu | us | us | 2450017565.2948
commercial water heating | Commercial Reference Heat Pump Storage Water Heater | 2028 | INSTALLATION | NEW | N/A | USD/teraBtu | us | us | 30165943771.6665
commercial water heating | Commercial Reference Heat Pump Storage Water Heater | 2028 | INSTALLATION | REPLACEMENT | N/A | USD/teraBtu | us | us | 30165943771.6665
commercial water heating | Commercial Reference Heat Pump Storage Water Heater | 2029 | CAPITAL | NEW | N/A | USD/teraBtu | us | us | 271497674295.307
commercial water heating | Commercial Reference Heat Pump Storage Water Heater | 2029 | CAPITAL | REPLACEMENT | N/A | USD/teraBtu | us | us | 271497674295.307
commercial water heating | Commercial Reference Heat Pump Storage Water Heater | 2029 | FIXED_OM | NEW | N/A | USD/teraBtu | us | us | 2450017565.2948
commercial water heating | Commercial Reference Heat Pump Storage Water Heater | 2029 | FIXED_OM | REPLACEMENT | N/A | USD/teraBtu | us | us | 2450017565.2948
commercial water heating | Commercial Reference Heat Pump Storage Water Heater | 2029 | INSTALLATION | NEW | N/A | USD/teraBtu | us | us | 30165943771.6665
commercial water heating | Commercial Reference Heat Pump Storage Water Heater | 2029 | INSTALLATION | REPLACEMENT | N/A | USD/teraBtu | us | us | 30165943771.6665
commercial water heating | Commercial Reference Heat Pump Storage Water Heater | 2030 | CAPITAL | NEW | N/A | USD/teraBtu | us | us | 271497674295.307
commercial water heating | Commercial Reference Heat Pump Storage Water Heater | 2030 | CAPITAL | REPLACEMENT | N/A | USD/teraBtu | us | us | 271497674295.307
commercial water heating | Commercial Reference Heat Pump Storage Water Heater | 2030 | FIXED_OM | NEW | N/A | USD/teraBtu | us | us | 2450017565.2948
commercial water heating | Commercial Reference Heat Pump Storage Water Heater | 2030 | FIXED_OM | REPLACEMENT | N/A | USD/teraBtu | us | us | 2450017565.2948
commercial water heating | Commercial Reference Heat Pump Storage Water Heater | 2030 | INSTALLATION | NEW | N/A | USD/teraBtu | us | us | 30165943771.6665
commercial water heating | Commercial Reference Heat Pump Storage Water Heater | 2030 | INSTALLATION | REPLACEMENT | N/A | USD/teraBtu | us | us | 30165943771.6665
commercial water heating | Commercial Reference Heat Pump Storage Water Heater | 2031 | CAPITAL | NEW | N/A | USD/teraBtu | us | us | 271497674295.307
commercial water heating | Commercial Reference Heat Pump Storage Water Heater | 2031 | CAPITAL | REPLACEMENT | N/A | USD/teraBtu | us | us | 271497674295.307
commercial water heating | Commercial Reference Heat Pump Storage Water Heater | 2031 | FIXED_OM | NEW | N/A | USD/teraBtu | us | us | 2450017565.2948
commercial water heating | Commercial Reference Heat Pump Storage Water Heater | 2031 | FIXED_OM | REPLACEMENT | N/A | USD/teraBtu | us | us | 2450017565.2948
commercial water heating | Commercial Reference Heat Pump Storage Water Heater | 2031 | INSTALLATION | NEW | N/A | USD/teraBtu | us | us | 30165943771.6665
commercial water heating | Commercial Reference Heat Pump Storage Water Heater | 2031 | INSTALLATION | REPLACEMENT | N/A | USD/teraBtu | us | us | 30165943771.6665
commercial water heating | Commercial Reference Heat Pump Storage Water Heater | 2032 | CAPITAL | NEW | N/A | USD/teraBtu | us | us | 271497674295.307
commercial water heating | Commercial Reference Heat Pump Storage Water Heater | 2032 | CAPITAL | REPLACEMENT | N/A | USD/teraBtu | us | us | 271497674295.307
commercial water heating | Commercial Reference Heat Pump Storage Water Heater | 2032 | FIXED_OM | NEW | N/A | USD/teraBtu | us | us | 2450017565.2948
commercial water heating | Commercial Reference Heat Pump Storage Water Heater | 2032 | FIXED_OM | REPLACEMENT | N/A | USD/teraBtu | us | us | 2450017565.2948
commercial water heating | Commercial Reference Heat Pump Storage Water Heater | 2032 | INSTALLATION | NEW | N/A | USD/teraBtu | us | us | 30165943771.6665
commercial water heating | Commercial Reference Heat Pump Storage Water Heater | 2032 | INSTALLATION | REPLACEMENT | N/A | USD/teraBtu | us | us | 30165943771.6665
commercial water heating | Commercial Reference Heat Pump Storage Water Heater | 2033 | CAPITAL | NEW | N/A | USD/teraBtu | us | us | 271497674295.307
commercial water heating | Commercial Reference Heat Pump Storage Water Heater | 2033 | CAPITAL | REPLACEMENT | N/A | USD/teraBtu | us | us | 271497674295.307
commercial water heating | Commercial Reference Heat Pump Storage Water Heater | 2033 | FIXED_OM | NEW | N/A | USD/teraBtu | us | us | 2450017565.2948
commercial water heating | Commercial Reference Heat Pump Storage Water Heater | 2033 | FIXED_OM | REPLACEMENT | N/A | USD/teraBtu | us | us | 2450017565.2948
commercial water heating | Commercial Reference Heat Pump Storage Water Heater | 2033 | INSTALLATION | NEW | N/A | USD/teraBtu | us | us | 30165943771.6665
commercial water heating | Commercial Reference Heat Pump Storage Water Heater | 2033 | INSTALLATION | REPLACEMENT | N/A | USD/teraBtu | us | us | 30165943771.6665
commercial water heating | Commercial Reference Heat Pump Storage Water Heater | 2034 | CAPITAL | NEW | N/A | USD/teraBtu | us | us | 271497674295.307
commercial water heating | Commercial Reference Heat Pump Storage Water Heater | 2034 | CAPITAL | REPLACEMENT | N/A | USD/teraBtu | us | us | 271497674295.307
commercial water heating | Commercial Reference Heat Pump Storage Water Heater | 2034 | FIXED_OM | NEW | N/A | USD/teraBtu | us | us | 2450017565.2948
commercial water heating | Commercial Reference Heat Pump Storage Water Heater | 2034 | FIXED_OM | REPLACEMENT | N/A | USD/teraBtu | us | us | 2450017565.2948
commercial water heating | Commercial Reference Heat Pump Storage Water Heater | 2034 | INSTALLATION | NEW | N/A | USD/teraBtu | us | us | 30165943771.6665
commercial water heating | Commercial Reference Heat Pump Storage Water Heater | 2034 | INSTALLATION | REPLACEMENT | N/A | USD/teraBtu | us | us | 30165943771.6665
commercial water heating | Commercial Reference Heat Pump Storage Water Heater | 2035 | CAPITAL | NEW | N/A | USD/teraBtu | us | us | 271497674295.307
commercial water heating | Commercial Reference Heat Pump Storage Water Heater | 2035 | CAPITAL | REPLACEMENT | N/A | USD/teraBtu | us | us | 271497674295.307
commercial water heating | Commercial Reference Heat Pump Storage Water Heater | 2035 | FIXED_OM | NEW | N/A | USD/teraBtu | us | us | 2450017565.2948
commercial water heating | Commercial Reference Heat Pump Storage Water Heater | 2035 | FIXED_OM | REPLACEMENT | N/A | USD/teraBtu | us | us | 2450017565.2948
commercial water heating | Commercial Reference Heat Pump Storage Water Heater | 2035 | INSTALLATION | NEW | N/A | USD/teraBtu | us | us | 30165943771.6665
commercial water heating | Commercial Reference Heat Pump Storage Water Heater | 2035 | INSTALLATION | REPLACEMENT | N/A | USD/teraBtu | us | us | 30165943771.6665
commercial water heating | Commercial Reference Heat Pump Storage Water Heater | 2036 | CAPITAL | NEW | N/A | USD/teraBtu | us | us | 271497674295.307
commercial water heating | Commercial Reference Heat Pump Storage Water Heater | 2036 | CAPITAL | REPLACEMENT | N/A | USD/teraBtu | us | us | 271497674295.307
commercial water heating | Commercial Reference Heat Pump Storage Water Heater | 2036 | FIXED_OM | NEW | N/A | USD/teraBtu | us | us | 2450017565.2948
commercial water heating | Commercial Reference Heat Pump Storage Water Heater | 2036 | FIXED_OM | REPLACEMENT | N/A | USD/teraBtu | us | us | 2450017565.2948
commercial water heating | Commercial Reference Heat Pump Storage Water Heater | 2036 | INSTALLATION | NEW | N/A | USD/teraBtu | us | us | 30165943771.6665
commercial water heating | Commercial Reference Heat Pump Storage Water Heater | 2036 | INSTALLATION | REPLACEMENT | N/A | USD/teraBtu | us | us | 30165943771.6665
commercial water heating | Commercial Reference Heat Pump Storage Water Heater | 2037 | CAPITAL | NEW | N/A | USD/teraBtu | us | us | 271497674295.307
commercial water heating | Commercial Reference Heat Pump Storage Water Heater | 2037 | CAPITAL | REPLACEMENT | N/A | USD/teraBtu | us | us | 271497674295.307
commercial water heating | Commercial Reference Heat Pump Storage Water Heater | 2037 | FIXED_OM | NEW | N/A | USD/teraBtu | us | us | 2450017565.2948
commercial water heating | Commercial Reference Heat Pump Storage Water Heater | 2037 | FIXED_OM | REPLACEMENT | N/A | USD/teraBtu | us | us | 2450017565.2948
commercial water heating | Commercial Reference Heat Pump Storage Water Heater | 2037 | INSTALLATION | NEW | N/A | USD/teraBtu | us | us | 30165943771.6665
commercial water heating | Commercial Reference Heat Pump Storage Water Heater | 2037 | INSTALLATION | REPLACEMENT | N/A | USD/teraBtu | us | us | 30165943771.6665
commercial water heating | Commercial Reference Heat Pump Storage Water Heater | 2038 | CAPITAL | NEW | N/A | USD/teraBtu | us | us | 271497674295.307
commercial water heating | Commercial Reference Heat Pump Storage Water Heater | 2038 | CAPITAL | REPLACEMENT | N/A | USD/teraBtu | us | us | 271497674295.307
commercial water heating | Commercial Reference Heat Pump Storage Water Heater | 2038 | FIXED_OM | NEW | N/A | USD/teraBtu | us | us | 2450017565.2948
commercial water heating | Commercial Reference Heat Pump Storage Water Heater | 2038 | FIXED_OM | REPLACEMENT | N/A | USD/teraBtu | us | us | 2450017565.2948
commercial water heating | Commercial Reference Heat Pump Storage Water Heater | 2038 | INSTALLATION | NEW | N/A | USD/teraBtu | us | us | 30165943771.6665
commercial water heating | Commercial Reference Heat Pump Storage Water Heater | 2038 | INSTALLATION | REPLACEMENT | N/A | USD/teraBtu | us | us | 30165943771.6665
commercial water heating | Commercial Reference Heat Pump Storage Water Heater | 2039 | CAPITAL | NEW | N/A | USD/teraBtu | us | us | 271497674295.307
commercial water heating | Commercial Reference Heat Pump Storage Water Heater | 2039 | CAPITAL | REPLACEMENT | N/A | USD/teraBtu | us | us | 271497674295.307
commercial water heating | Commercial Reference Heat Pump Storage Water Heater | 2039 | FIXED_OM | NEW | N/A | USD/teraBtu | us | us | 2450017565.2948
commercial water heating | Commercial Reference Heat Pump Storage Water Heater | 2039 | FIXED_OM | REPLACEMENT | N/A | USD/teraBtu | us | us | 2450017565.2948
commercial water heating | Commercial Reference Heat Pump Storage Water Heater | 2039 | INSTALLATION | NEW | N/A | USD/teraBtu | us | us | 30165943771.6665
commercial water heating | Commercial Reference Heat Pump Storage Water Heater | 2039 | INSTALLATION | REPLACEMENT | N/A | USD/teraBtu | us | us | 30165943771.6665
commercial water heating | Commercial Reference Heat Pump Storage Water Heater | 2040 | CAPITAL | NEW | N/A | USD/teraBtu | us | us | 271497674295.307
commercial water heating | Commercial Reference Heat Pump Storage Water Heater | 2040 | CAPITAL | REPLACEMENT | N/A | USD/teraBtu | us | us | 271497674295.307
commercial water heating | Commercial Reference Heat Pump Storage Water Heater | 2040 | FIXED_OM | NEW | N/A | USD/teraBtu | us | us | 2450017565.2948
commercial water heating | Commercial Reference Heat Pump Storage Water Heater | 2040 | FIXED_OM | REPLACEMENT | N/A | USD/teraBtu | us | us | 2450017565.2948
commercial water heating | Commercial Reference Heat Pump Storage Water Heater | 2040 | INSTALLATION | NEW | N/A | USD/teraBtu | us | us | 30165943771.6665
commercial water heating | Commercial Reference Heat Pump Storage Water Heater | 2040 | INSTALLATION | REPLACEMENT | N/A | USD/teraBtu | us | us | 30165943771.6665
commercial water heating | Commercial Reference Heat Pump Storage Water Heater | 2041 | CAPITAL | NEW | N/A | USD/teraBtu | us | us | 271497674295.307
commercial water heating | Commercial Reference Heat Pump Storage Water Heater | 2041 | CAPITAL | REPLACEMENT | N/A | USD/teraBtu | us | us | 271497674295.307
commercial water heating | Commercial Reference Heat Pump Storage Water Heater | 2041 | FIXED_OM | NEW | N/A | USD/teraBtu | us | us | 2450017565.2948
commercial water heating | Commercial Reference Heat Pump Storage Water Heater | 2041 | FIXED_OM | REPLACEMENT | N/A | USD/teraBtu | us | us | 2450017565.2948
commercial water heating | Commercial Reference Heat Pump Storage Water Heater | 2041 | INSTALLATION | NEW | N/A | USD/teraBtu | us | us | 30165943771.6665
commercial water heating | Commercial Reference Heat Pump Storage Water Heater | 2041 | INSTALLATION | REPLACEMENT | N/A | USD/teraBtu | us | us | 30165943771.6665
commercial water heating | Commercial Reference Heat Pump Storage Water Heater | 2042 | CAPITAL | NEW | N/A | USD/teraBtu | us | us | 271497674295.307
commercial water heating | Commercial Reference Heat Pump Storage Water Heater | 2042 | CAPITAL | REPLACEMENT | N/A | USD/teraBtu | us | us | 271497674295.307
commercial water heating | Commercial Reference Heat Pump Storage Water Heater | 2042 | FIXED_OM | NEW | N/A | USD/teraBtu | us | us | 2450017565.2948
commercial water heating | Commercial Reference Heat Pump Storage Water Heater | 2042 | FIXED_OM | REPLACEMENT | N/A | USD/teraBtu | us | us | 2450017565.2948
commercial water heating | Commercial Reference Heat Pump Storage Water Heater | 2042 | INSTALLATION | NEW | N/A | USD/teraBtu | us | us | 30165943771.6665
commercial water heating | Commercial Reference Heat Pump Storage Water Heater | 2042 | INSTALLATION | REPLACEMENT | N/A | USD/teraBtu | us | us | 30165943771.6665
commercial water heating | Commercial Reference Heat Pump Storage Water Heater | 2043 | CAPITAL | NEW | N/A | USD/teraBtu | us | us | 271497674295.307
commercial water heating | Commercial Reference Heat Pump Storage Water Heater | 2043 | CAPITAL | REPLACEMENT | N/A | USD/teraBtu | us | us | 271497674295.307
commercial water heating | Commercial Reference Heat Pump Storage Water Heater | 2043 | FIXED_OM | NEW | N/A | USD/teraBtu | us | us | 2450017565.2948
commercial water heating | Commercial Reference Heat Pump Storage Water Heater | 2043 | FIXED_OM | REPLACEMENT | N/A | USD/teraBtu | us | us | 2450017565.2948
commercial water heating | Commercial Reference Heat Pump Storage Water Heater | 2043 | INSTALLATION | NEW | N/A | USD/teraBtu | us | us | 30165943771.6665
commercial water heating | Commercial Reference Heat Pump Storage Water Heater | 2043 | INSTALLATION | REPLACEMENT | N/A | USD/teraBtu | us | us | 30165943771.6665
commercial water heating | Commercial Reference Heat Pump Storage Water Heater | 2044 | CAPITAL | NEW | N/A | USD/teraBtu | us | us | 271497674295.307
commercial water heating | Commercial Reference Heat Pump Storage Water Heater | 2044 | CAPITAL | REPLACEMENT | N/A | USD/teraBtu | us | us | 271497674295.307
commercial water heating | Commercial Reference Heat Pump Storage Water Heater | 2044 | FIXED_OM | NEW | N/A | USD/teraBtu | us | us | 2450017565.2948
commercial water heating | Commercial Reference Heat Pump Storage Water Heater | 2044 | FIXED_OM | REPLACEMENT | N/A | USD/teraBtu | us | us | 2450017565.2948
commercial water heating | Commercial Reference Heat Pump Storage Water Heater | 2044 | INSTALLATION | NEW | N/A | USD/teraBtu | us | us | 30165943771.6665
commercial water heating | Commercial Reference Heat Pump Storage Water Heater | 2044 | INSTALLATION | REPLACEMENT | N/A | USD/teraBtu | us | us | 30165943771.6665
commercial water heating | Commercial Reference Heat Pump Storage Water Heater | 2045 | CAPITAL | NEW | N/A | USD/teraBtu | us | us | 271497674295.307
commercial water heating | Commercial Reference Heat Pump Storage Water Heater | 2045 | CAPITAL | REPLACEMENT | N/A | USD/teraBtu | us | us | 271497674295.307
commercial water heating | Commercial Reference Heat Pump Storage Water Heater | 2045 | FIXED_OM | NEW | N/A | USD/teraBtu | us | us | 2450017565.2948
commercial water heating | Commercial Reference Heat Pump Storage Water Heater | 2045 | FIXED_OM | REPLACEMENT | N/A | USD/teraBtu | us | us | 2450017565.2948
commercial water heating | Commercial Reference Heat Pump Storage Water Heater | 2045 | INSTALLATION | NEW | N/A | USD/teraBtu | us | us | 30165943771.6665
commercial water heating | Commercial Reference Heat Pump Storage Water Heater | 2045 | INSTALLATION | REPLACEMENT | N/A | USD/teraBtu | us | us | 30165943771.6665
commercial water heating | Commercial Reference Heat Pump Storage Water Heater | 2046 | CAPITAL | NEW | N/A | USD/teraBtu | us | us | 271497674295.307
commercial water heating | Commercial Reference Heat Pump Storage Water Heater | 2046 | CAPITAL | REPLACEMENT | N/A | USD/teraBtu | us | us | 271497674295.307
commercial water heating | Commercial Reference Heat Pump Storage Water Heater | 2046 | FIXED_OM | NEW | N/A | USD/teraBtu | us | us | 2450017565.2948
commercial water heating | Commercial Reference Heat Pump Storage Water Heater | 2046 | FIXED_OM | REPLACEMENT | N/A | USD/teraBtu | us | us | 2450017565.2948
commercial water heating | Commercial Reference Heat Pump Storage Water Heater | 2046 | INSTALLATION | NEW | N/A | USD/teraBtu | us | us | 30165943771.6665
commercial water heating | Commercial Reference Heat Pump Storage Water Heater | 2046 | INSTALLATION | REPLACEMENT | N/A | USD/teraBtu | us | us | 30165943771.6665
commercial water heating | Commercial Reference Heat Pump Storage Water Heater | 2047 | CAPITAL | NEW | N/A | USD/teraBtu | us | us | 271497674295.307
commercial water heating | Commercial Reference Heat Pump Storage Water Heater | 2047 | CAPITAL | REPLACEMENT | N/A | USD/teraBtu | us | us | 271497674295.307
commercial water heating | Commercial Reference Heat Pump Storage Water Heater | 2047 | FIXED_OM | NEW | N/A | USD/teraBtu | us | us | 2450017565.2948
commercial water heating | Commercial Reference Heat Pump Storage Water Heater | 2047 | FIXED_OM | REPLACEMENT | N/A | USD/teraBtu | us | us | 2450017565.2948
commercial water heating | Commercial Reference Heat Pump Storage Water Heater | 2047 | INSTALLATION | NEW | N/A | USD/teraBtu | us | us | 30165943771.6665
commercial water heating | Commercial Reference Heat Pump Storage Water Heater | 2047 | INSTALLATION | REPLACEMENT | N/A | USD/teraBtu | us | us | 30165943771.6665
commercial water heating | Commercial Reference Heat Pump Storage Water Heater | 2048 | CAPITAL | NEW | N/A | USD/teraBtu | us | us | 271497674295.307
commercial water heating | Commercial Reference Heat Pump Storage Water Heater | 2048 | CAPITAL | REPLACEMENT | N/A | USD/teraBtu | us | us | 271497674295.307
commercial water heating | Commercial Reference Heat Pump Storage Water Heater | 2048 | FIXED_OM | NEW | N/A | USD/teraBtu | us | us | 2450017565.2948
commercial water heating | Commercial Reference Heat Pump Storage Water Heater | 2048 | FIXED_OM | REPLACEMENT | N/A | USD/teraBtu | us | us | 2450017565.2948
commercial water heating | Commercial Reference Heat Pump Storage Water Heater | 2048 | INSTALLATION | NEW | N/A | USD/teraBtu | us | us | 30165943771.6665
commercial water heating | Commercial Reference Heat Pump Storage Water Heater | 2048 | INSTALLATION | REPLACEMENT | N/A | USD/teraBtu | us | us | 30165943771.6665
commercial water heating | Commercial Reference Heat Pump Storage Water Heater | 2049 | CAPITAL | NEW | N/A | USD/teraBtu | us | us | 271497674295.307
commercial water heating | Commercial Reference Heat Pump Storage Water Heater | 2049 | CAPITAL | REPLACEMENT | N/A | USD/teraBtu | us | us | 271497674295.307
commercial water heating | Commercial Reference Heat Pump Storage Water Heater | 2049 | FIXED_OM | NEW | N/A | USD/teraBtu | us | us | 2450017565.2948
commercial water heating | Commercial Reference Heat Pump Storage Water Heater | 2049 | FIXED_OM | REPLACEMENT | N/A | USD/teraBtu | us | us | 2450017565.2948
commercial water heating | Commercial Reference Heat Pump Storage Water Heater | 2049 | INSTALLATION | NEW | N/A | USD/teraBtu | us | us | 30165943771.6665
commercial water heating | Commercial Reference Heat Pump Storage Water Heater | 2049 | INSTALLATION | REPLACEMENT | N/A | USD/teraBtu | us | us | 30165943771.6665
commercial water heating | Commercial Reference Heat Pump Storage Water Heater | 2050 | CAPITAL | NEW | N/A | USD/teraBtu | us | us | 271497674295.307
commercial water heating | Commercial Reference Heat Pump Storage Water Heater | 2050 | CAPITAL | REPLACEMENT | N/A | USD/teraBtu | us | us | 271497674295.307
commercial water heating | Commercial Reference Heat Pump Storage Water Heater | 2050 | FIXED_OM | NEW | N/A | USD/teraBtu | us | us | 2450017565.2948
commercial water heating | Commercial Reference Heat Pump Storage Water Heater | 2050 | FIXED_OM | REPLACEMENT | N/A | USD/teraBtu | us | us | 2450017565.2948
commercial water heating | Commercial Reference Heat Pump Storage Water Heater | 2050 | INSTALLATION | NEW | N/A | USD/teraBtu | us | us | 30165943771.6665
commercial water heating | Commercial Reference Heat Pump Storage Water Heater | 2050 | INSTALLATION | REPLACEMENT | N/A | USD/teraBtu | us | us | 30165943771.6665
commercial water heating | Commercial Reference Oil Water Heater | 2020 | CAPITAL | NEW | N/A | USD/teraBtu | us | us | 62072842664.3028
commercial water heating | Commercial Reference Oil Water Heater | 2020 | CAPITAL | REPLACEMENT | N/A | USD/teraBtu | us | us | 62072842664.3028
commercial water heating | Commercial Reference Oil Water Heater | 2020 | FIXED_OM | NEW | N/A | USD/teraBtu | us | us | 1531262318.1651
commercial water heating | Commercial Reference Oil Water Heater | 2020 | FIXED_OM | REPLACEMENT | N/A | USD/teraBtu | us | us | 1531262318.1651
commercial water heating | Commercial Reference Oil Water Heater | 2020 | INSTALLATION | NEW | N/A | USD/teraBtu | us | us | 5202370927.5486
commercial water heating | Commercial Reference Oil Water Heater | 2020 | INSTALLATION | REPLACEMENT | N/A | USD/teraBtu | us | us | 5202370927.5486
commercial water heating | Commercial Reference Oil Water Heater | 2021 | CAPITAL | NEW | N/A | USD/teraBtu | us | us | 62072842664.3028
commercial water heating | Commercial Reference Oil Water Heater | 2021 | CAPITAL | REPLACEMENT | N/A | USD/teraBtu | us | us | 62072842664.3028
commercial water heating | Commercial Reference Oil Water Heater | 2021 | FIXED_OM | NEW | N/A | USD/teraBtu | us | us | 1531262318.1651
commercial water heating | Commercial Reference Oil Water Heater | 2021 | FIXED_OM | REPLACEMENT | N/A | USD/teraBtu | us | us | 1531262318.1651
commercial water heating | Commercial Reference Oil Water Heater | 2021 | INSTALLATION | NEW | N/A | USD/teraBtu | us | us | 5202370927.5486
commercial water heating | Commercial Reference Oil Water Heater | 2021 | INSTALLATION | REPLACEMENT | N/A | USD/teraBtu | us | us | 5202370927.5486
commercial water heating | Commercial Reference Oil Water Heater | 2022 | CAPITAL | NEW | N/A | USD/teraBtu | us | us | 62072842664.3028
commercial water heating | Commercial Reference Oil Water Heater | 2022 | CAPITAL | REPLACEMENT | N/A | USD/teraBtu | us | us | 62072842664.3028
commercial water heating | Commercial Reference Oil Water Heater | 2022 | FIXED_OM | NEW | N/A | USD/teraBtu | us | us | 1531262318.1651
commercial water heating | Commercial Reference Oil Water Heater | 2022 | FIXED_OM | REPLACEMENT | N/A | USD/teraBtu | us | us | 1531262318.1651
commercial water heating | Commercial Reference Oil Water Heater | 2022 | INSTALLATION | NEW | N/A | USD/teraBtu | us | us | 5202370927.5486
commercial water heating | Commercial Reference Oil Water Heater | 2022 | INSTALLATION | REPLACEMENT | N/A | USD/teraBtu | us | us | 5202370927.5486
commercial water heating | Commercial Reference Oil Water Heater | 2023 | CAPITAL | NEW | N/A | USD/teraBtu | us | us | 62072842664.3028
commercial water heating | Commercial Reference Oil Water Heater | 2023 | CAPITAL | REPLACEMENT | N/A | USD/teraBtu | us | us | 62072842664.3028
commercial water heating | Commercial Reference Oil Water Heater | 2023 | FIXED_OM | NEW | N/A | USD/teraBtu | us | us | 1531262318.1651
commercial water heating | Commercial Reference Oil Water Heater | 2023 | FIXED_OM | REPLACEMENT | N/A | USD/teraBtu | us | us | 1531262318.1651
commercial water heating | Commercial Reference Oil Water Heater | 2023 | INSTALLATION | NEW | N/A | USD/teraBtu | us | us | 5202370927.5486
commercial water heating | Commercial Reference Oil Water Heater | 2023 | INSTALLATION | REPLACEMENT | N/A | USD/teraBtu | us | us | 5202370927.5486
commercial water heating | Commercial Reference Oil Water Heater | 2024 | CAPITAL | NEW | N/A | USD/teraBtu | us | us | 62072842664.3028
commercial water heating | Commercial Reference Oil Water Heater | 2024 | CAPITAL | REPLACEMENT | N/A | USD/teraBtu | us | us | 62072842664.3028
commercial water heating | Commercial Reference Oil Water Heater | 2024 | FIXED_OM | NEW | N/A | USD/teraBtu | us | us | 1531262318.1651
commercial water heating | Commercial Reference Oil Water Heater | 2024 | FIXED_OM | REPLACEMENT | N/A | USD/teraBtu | us | us | 1531262318.1651
commercial water heating | Commercial Reference Oil Water Heater | 2024 | INSTALLATION | NEW | N/A | USD/teraBtu | us | us | 5202370927.5486
commercial water heating | Commercial Reference Oil Water Heater | 2024 | INSTALLATION | REPLACEMENT | N/A | USD/teraBtu | us | us | 5202370927.5486
commercial water heating | Commercial Reference Oil Water Heater | 2025 | CAPITAL | NEW | N/A | USD/teraBtu | us | us | 62072842664.3028
commercial water heating | Commercial Reference Oil Water Heater | 2025 | CAPITAL | REPLACEMENT | N/A | USD/teraBtu | us | us | 62072842664.3028
commercial water heating | Commercial Reference Oil Water Heater | 2025 | FIXED_OM | NEW | N/A | USD/teraBtu | us | us | 1531262318.1651
commercial water heating | Commercial Reference Oil Water Heater | 2025 | FIXED_OM | REPLACEMENT | N/A | USD/teraBtu | us | us | 1531262318.1651
commercial water heating | Commercial Reference Oil Water Heater | 2025 | INSTALLATION | NEW | N/A | USD/teraBtu | us | us | 5202370927.5486
commercial water heating | Commercial Reference Oil Water Heater | 2025 | INSTALLATION | REPLACEMENT | N/A | USD/teraBtu | us | us | 5202370927.5486
commercial water heating | Commercial Reference Oil Water Heater | 2026 | CAPITAL | NEW | N/A | USD/teraBtu | us | us | 62072842664.3028
commercial water heating | Commercial Reference Oil Water Heater | 2026 | CAPITAL | REPLACEMENT | N/A | USD/teraBtu | us | us | 62072842664.3028
commercial water heating | Commercial Reference Oil Water Heater | 2026 | FIXED_OM | NEW | N/A | USD/teraBtu | us | us | 1531262318.1651
commercial water heating | Commercial Reference Oil Water Heater | 2026 | FIXED_OM | REPLACEMENT | N/A | USD/teraBtu | us | us | 1531262318.1651
commercial water heating | Commercial Reference Oil Water Heater | 2026 | INSTALLATION | NEW | N/A | USD/teraBtu | us | us | 5202370927.5486
commercial water heating | Commercial Reference Oil Water Heater | 2026 | INSTALLATION | REPLACEMENT | N/A | USD/teraBtu | us | us | 5202370927.5486
commercial water heating | Commercial Reference Oil Water Heater | 2027 | CAPITAL | NEW | N/A | USD/teraBtu | us | us | 62072842664.3028
commercial water heating | Commercial Reference Oil Water Heater | 2027 | CAPITAL | REPLACEMENT | N/A | USD/teraBtu | us | us | 62072842664.3028
commercial water heating | Commercial Reference Oil Water Heater | 2027 | FIXED_OM | NEW | N/A | USD/teraBtu | us | us | 1531262318.1651
commercial water heating | Commercial Reference Oil Water Heater | 2027 | FIXED_OM | REPLACEMENT | N/A | USD/teraBtu | us | us | 1531262318.1651
commercial water heating | Commercial Reference Oil Water Heater | 2027 | INSTALLATION | NEW | N/A | USD/teraBtu | us | us | 5202370927.5486
commercial water heating | Commercial Reference Oil Water Heater | 2027 | INSTALLATION | REPLACEMENT | N/A | USD/teraBtu | us | us | 5202370927.5486
commercial water heating | Commercial Reference Oil Water Heater | 2028 | CAPITAL | NEW | N/A | USD/teraBtu | us | us | 62072842664.3028
commercial water heating | Commercial Reference Oil Water Heater | 2028 | CAPITAL | REPLACEMENT | N/A | USD/teraBtu | us | us | 62072842664.3028
commercial water heating | Commercial Reference Oil Water Heater | 2028 | FIXED_OM | NEW | N/A | USD/teraBtu | us | us | 1531262318.1651
commercial water heating | Commercial Reference Oil Water Heater | 2028 | FIXED_OM | REPLACEMENT | N/A | USD/teraBtu | us | us | 1531262318.1651
commercial water heating | Commercial Reference Oil Water Heater | 2028 | INSTALLATION | NEW | N/A | USD/teraBtu | us | us | 5202370927.5486
commercial water heating | Commercial Reference Oil Water Heater | 2028 | INSTALLATION | REPLACEMENT | N/A | USD/teraBtu | us | us | 5202370927.5486
commercial water heating | Commercial Reference Oil Water Heater | 2029 | CAPITAL | NEW | N/A | USD/teraBtu | us | us | 62072842664.3028
commercial water heating | Commercial Reference Oil Water Heater | 2029 | CAPITAL | REPLACEMENT | N/A | USD/teraBtu | us | us | 62072842664.3028
commercial water heating | Commercial Reference Oil Water Heater | 2029 | FIXED_OM | NEW | N/A | USD/teraBtu | us | us | 1531262318.1651
commercial water heating | Commercial Reference Oil Water Heater | 2029 | FIXED_OM | REPLACEMENT | N/A | USD/teraBtu | us | us | 1531262318.1651
commercial water heating | Commercial Reference Oil Water Heater | 2029 | INSTALLATION | NEW | N/A | USD/teraBtu | us | us | 5202370927.5486
commercial water heating | Commercial Reference Oil Water Heater | 2029 | INSTALLATION | REPLACEMENT | N/A | USD/teraBtu | us | us | 5202370927.5486
commercial water heating | Commercial Reference Oil Water Heater | 2030 | CAPITAL | NEW | N/A | USD/teraBtu | us | us | 62072842664.3028
commercial water heating | Commercial Reference Oil Water Heater | 2030 | CAPITAL | REPLACEMENT | N/A | USD/teraBtu | us | us | 62072842664.3028
commercial water heating | Commercial Reference Oil Water Heater | 2030 | FIXED_OM | NEW | N/A | USD/teraBtu | us | us | 1531262318.1651
commercial water heating | Commercial Reference Oil Water Heater | 2030 | FIXED_OM | REPLACEMENT | N/A | USD/teraBtu | us | us | 1531262318.1651
commercial water heating | Commercial Reference Oil Water Heater | 2030 | INSTALLATION | NEW | N/A | USD/teraBtu | us | us | 5202370927.5486
commercial water heating | Commercial Reference Oil Water Heater | 2030 | INSTALLATION | REPLACEMENT | N/A | USD/teraBtu | us | us | 5202370927.5486
commercial water heating | Commercial Reference Oil Water Heater | 2031 | CAPITAL | NEW | N/A | USD/teraBtu | us | us | 62072842664.3028
commercial water heating | Commercial Reference Oil Water Heater | 2031 | CAPITAL | REPLACEMENT | N/A | USD/teraBtu | us | us | 62072842664.3028
commercial water heating | Commercial Reference Oil Water Heater | 2031 | FIXED_OM | NEW | N/A | USD/teraBtu | us | us | 1531262318.1651
commercial water heating | Commercial Reference Oil Water Heater | 2031 | FIXED_OM | REPLACEMENT | N/A | USD/teraBtu | us | us | 1531262318.1651
commercial water heating | Commercial Reference Oil Water Heater | 2031 | INSTALLATION | NEW | N/A | USD/teraBtu | us | us | 5202370927.5486
commercial water heating | Commercial Reference Oil Water Heater | 2031 | INSTALLATION | REPLACEMENT | N/A | USD/teraBtu | us | us | 5202370927.5486
commercial water heating | Commercial Reference Oil Water Heater | 2032 | CAPITAL | NEW | N/A | USD/teraBtu | us | us | 62072842664.3028
commercial water heating | Commercial Reference Oil Water Heater | 2032 | CAPITAL | REPLACEMENT | N/A | USD/teraBtu | us | us | 62072842664.3028
commercial water heating | Commercial Reference Oil Water Heater | 2032 | FIXED_OM | NEW | N/A | USD/teraBtu | us | us | 1531262318.1651
commercial water heating | Commercial Reference Oil Water Heater | 2032 | FIXED_OM | REPLACEMENT | N/A | USD/teraBtu | us | us | 1531262318.1651
commercial water heating | Commercial Reference Oil Water Heater | 2032 | INSTALLATION | NEW | N/A | USD/teraBtu | us | us | 5202370927.5486
commercial water heating | Commercial Reference Oil Water Heater | 2032 | INSTALLATION | REPLACEMENT | N/A | USD/teraBtu | us | us | 5202370927.5486
commercial water heating | Commercial Reference Oil Water Heater | 2033 | CAPITAL | NEW | N/A | USD/teraBtu | us | us | 62072842664.3028
commercial water heating | Commercial Reference Oil Water Heater | 2033 | CAPITAL | REPLACEMENT | N/A | USD/teraBtu | us | us | 62072842664.3028
commercial water heating | Commercial Reference Oil Water Heater | 2033 | FIXED_OM | NEW | N/A | USD/teraBtu | us | us | 1531262318.1651
commercial water heating | Commercial Reference Oil Water Heater | 2033 | FIXED_OM | REPLACEMENT | N/A | USD/teraBtu | us | us | 1531262318.1651
commercial water heating | Commercial Reference Oil Water Heater | 2033 | INSTALLATION | NEW | N/A | USD/teraBtu | us | us | 5202370927.5486
commercial water heating | Commercial Reference Oil Water Heater | 2033 | INSTALLATION | REPLACEMENT | N/A | USD/teraBtu | us | us | 5202370927.5486
commercial water heating | Commercial Reference Oil Water Heater | 2034 | CAPITAL | NEW | N/A | USD/teraBtu | us | us | 62072842664.3028
commercial water heating | Commercial Reference Oil Water Heater | 2034 | CAPITAL | REPLACEMENT | N/A | USD/teraBtu | us | us | 62072842664.3028
commercial water heating | Commercial Reference Oil Water Heater | 2034 | FIXED_OM | NEW | N/A | USD/teraBtu | us | us | 1531262318.1651
commercial water heating | Commercial Reference Oil Water Heater | 2034 | FIXED_OM | REPLACEMENT | N/A | USD/teraBtu | us | us | 1531262318.1651
commercial water heating | Commercial Reference Oil Water Heater | 2034 | INSTALLATION | NEW | N/A | USD/teraBtu | us | us | 5202370927.5486
commercial water heating | Commercial Reference Oil Water Heater | 2034 | INSTALLATION | REPLACEMENT | N/A | USD/teraBtu | us | us | 5202370927.5486
commercial water heating | Commercial Reference Oil Water Heater | 2035 | CAPITAL | NEW | N/A | USD/teraBtu | us | us | 62072842664.3028
commercial water heating | Commercial Reference Oil Water Heater | 2035 | CAPITAL | REPLACEMENT | N/A | USD/teraBtu | us | us | 62072842664.3028
commercial water heating | Commercial Reference Oil Water Heater | 2035 | FIXED_OM | NEW | N/A | USD/teraBtu | us | us | 1531262318.1651
commercial water heating | Commercial Reference Oil Water Heater | 2035 | FIXED_OM | REPLACEMENT | N/A | USD/teraBtu | us | us | 1531262318.1651
commercial water heating | Commercial Reference Oil Water Heater | 2035 | INSTALLATION | NEW | N/A | USD/teraBtu | us | us | 5202370927.5486
commercial water heating | Commercial Reference Oil Water Heater | 2035 | INSTALLATION | REPLACEMENT | N/A | USD/teraBtu | us | us | 5202370927.5486
commercial water heating | Commercial Reference Oil Water Heater | 2036 | CAPITAL | NEW | N/A | USD/teraBtu | us | us | 62072842664.3028
commercial water heating | Commercial Reference Oil Water Heater | 2036 | CAPITAL | REPLACEMENT | N/A | USD/teraBtu | us | us | 62072842664.3028
commercial water heating | Commercial Reference Oil Water Heater | 2036 | FIXED_OM | NEW | N/A | USD/teraBtu | us | us | 1531262318.1651
commercial water heating | Commercial Reference Oil Water Heater | 2036 | FIXED_OM | REPLACEMENT | N/A | USD/teraBtu | us | us | 1531262318.1651
commercial water heating | Commercial Reference Oil Water Heater | 2036 | INSTALLATION | NEW | N/A | USD/teraBtu | us | us | 5202370927.5486
commercial water heating | Commercial Reference Oil Water Heater | 2036 | INSTALLATION | REPLACEMENT | N/A | USD/teraBtu | us | us | 5202370927.5486
commercial water heating | Commercial Reference Oil Water Heater | 2037 | CAPITAL | NEW | N/A | USD/teraBtu | us | us | 62072842664.3028
commercial water heating | Commercial Reference Oil Water Heater | 2037 | CAPITAL | REPLACEMENT | N/A | USD/teraBtu | us | us | 62072842664.3028
commercial water heating | Commercial Reference Oil Water Heater | 2037 | FIXED_OM | NEW | N/A | USD/teraBtu | us | us | 1531262318.1651
commercial water heating | Commercial Reference Oil Water Heater | 2037 | FIXED_OM | REPLACEMENT | N/A | USD/teraBtu | us | us | 1531262318.1651
commercial water heating | Commercial Reference Oil Water Heater | 2037 | INSTALLATION | NEW | N/A | USD/teraBtu | us | us | 5202370927.5486
commercial water heating | Commercial Reference Oil Water Heater | 2037 | INSTALLATION | REPLACEMENT | N/A | USD/teraBtu | us | us | 5202370927.5486
commercial water heating | Commercial Reference Oil Water Heater | 2038 | CAPITAL | NEW | N/A | USD/teraBtu | us | us | 62072842664.3028
commercial water heating | Commercial Reference Oil Water Heater | 2038 | CAPITAL | REPLACEMENT | N/A | USD/teraBtu | us | us | 62072842664.3028
commercial water heating | Commercial Reference Oil Water Heater | 2038 | FIXED_OM | NEW | N/A | USD/teraBtu | us | us | 1531262318.1651
commercial water heating | Commercial Reference Oil Water Heater | 2038 | FIXED_OM | REPLACEMENT | N/A | USD/teraBtu | us | us | 1531262318.1651
commercial water heating | Commercial Reference Oil Water Heater | 2038 | INSTALLATION | NEW | N/A | USD/teraBtu | us | us | 5202370927.5486
commercial water heating | Commercial Reference Oil Water Heater | 2038 | INSTALLATION | REPLACEMENT | N/A | USD/teraBtu | us | us | 5202370927.5486
commercial water heating | Commercial Reference Oil Water Heater | 2039 | CAPITAL | NEW | N/A | USD/teraBtu | us | us | 62072842664.3028
commercial water heating | Commercial Reference Oil Water Heater | 2039 | CAPITAL | REPLACEMENT | N/A | USD/teraBtu | us | us | 62072842664.3028
commercial water heating | Commercial Reference Oil Water Heater | 2039 | FIXED_OM | NEW | N/A | USD/teraBtu | us | us | 1531262318.1651
commercial water heating | Commercial Reference Oil Water Heater | 2039 | FIXED_OM | REPLACEMENT | N/A | USD/teraBtu | us | us | 1531262318.1651
commercial water heating | Commercial Reference Oil Water Heater | 2039 | INSTALLATION | NEW | N/A | USD/teraBtu | us | us | 5202370927.5486
commercial water heating | Commercial Reference Oil Water Heater | 2039 | INSTALLATION | REPLACEMENT | N/A | USD/teraBtu | us | us | 5202370927.5486
commercial water heating | Commercial Reference Oil Water Heater | 2040 | CAPITAL | NEW | N/A | USD/teraBtu | us | us | 62072842664.3028
commercial water heating | Commercial Reference Oil Water Heater | 2040 | CAPITAL | REPLACEMENT | N/A | USD/teraBtu | us | us | 62072842664.3028
commercial water heating | Commercial Reference Oil Water Heater | 2040 | FIXED_OM | NEW | N/A | USD/teraBtu | us | us | 1531262318.1651
commercial water heating | Commercial Reference Oil Water Heater | 2040 | FIXED_OM | REPLACEMENT | N/A | USD/teraBtu | us | us | 1531262318.1651
commercial water heating | Commercial Reference Oil Water Heater | 2040 | INSTALLATION | NEW | N/A | USD/teraBtu | us | us | 5202370927.5486
commercial water heating | Commercial Reference Oil Water Heater | 2040 | INSTALLATION | REPLACEMENT | N/A | USD/teraBtu | us | us | 5202370927.5486
commercial water heating | Commercial Reference Oil Water Heater | 2041 | CAPITAL | NEW | N/A | USD/teraBtu | us | us | 62072842664.3028
commercial water heating | Commercial Reference Oil Water Heater | 2041 | CAPITAL | REPLACEMENT | N/A | USD/teraBtu | us | us | 62072842664.3028
commercial water heating | Commercial Reference Oil Water Heater | 2041 | FIXED_OM | NEW | N/A | USD/teraBtu | us | us | 1531262318.1651
commercial water heating | Commercial Reference Oil Water Heater | 2041 | FIXED_OM | REPLACEMENT | N/A | USD/teraBtu | us | us | 1531262318.1651
commercial water heating | Commercial Reference Oil Water Heater | 2041 | INSTALLATION | NEW | N/A | USD/teraBtu | us | us | 5202370927.5486
commercial water heating | Commercial Reference Oil Water Heater | 2041 | INSTALLATION | REPLACEMENT | N/A | USD/teraBtu | us | us | 5202370927.5486
commercial water heating | Commercial Reference Oil Water Heater | 2042 | CAPITAL | NEW | N/A | USD/teraBtu | us | us | 62072842664.3028
commercial water heating | Commercial Reference Oil Water Heater | 2042 | CAPITAL | REPLACEMENT | N/A | USD/teraBtu | us | us | 62072842664.3028
commercial water heating | Commercial Reference Oil Water Heater | 2042 | FIXED_OM | NEW | N/A | USD/teraBtu | us | us | 1531262318.1651
commercial water heating | Commercial Reference Oil Water Heater | 2042 | FIXED_OM | REPLACEMENT | N/A | USD/teraBtu | us | us | 1531262318.1651
commercial water heating | Commercial Reference Oil Water Heater | 2042 | INSTALLATION | NEW | N/A | USD/teraBtu | us | us | 5202370927.5486
commercial water heating | Commercial Reference Oil Water Heater | 2042 | INSTALLATION | REPLACEMENT | N/A | USD/teraBtu | us | us | 5202370927.5486
commercial water heating | Commercial Reference Oil Water Heater | 2043 | CAPITAL | NEW | N/A | USD/teraBtu | us | us | 62072842664.3028
commercial water heating | Commercial Reference Oil Water Heater | 2043 | CAPITAL | REPLACEMENT | N/A | USD/teraBtu | us | us | 62072842664.3028
commercial water heating | Commercial Reference Oil Water Heater | 2043 | FIXED_OM | NEW | N/A | USD/teraBtu | us | us | 1531262318.1651
commercial water heating | Commercial Reference Oil Water Heater | 2043 | FIXED_OM | REPLACEMENT | N/A | USD/teraBtu | us | us | 1531262318.1651
commercial water heating | Commercial Reference Oil Water Heater | 2043 | INSTALLATION | NEW | N/A | USD/teraBtu | us | us | 5202370927.5486
commercial water heating | Commercial Reference Oil Water Heater | 2043 | INSTALLATION | REPLACEMENT | N/A | USD/teraBtu | us | us | 5202370927.5486
commercial water heating | Commercial Reference Oil Water Heater | 2044 | CAPITAL | NEW | N/A | USD/teraBtu | us | us | 62072842664.3028
commercial water heating | Commercial Reference Oil Water Heater | 2044 | CAPITAL | REPLACEMENT | N/A | USD/teraBtu | us | us | 62072842664.3028
commercial water heating | Commercial Reference Oil Water Heater | 2044 | FIXED_OM | NEW | N/A | USD/teraBtu | us | us | 1531262318.1651
commercial water heating | Commercial Reference Oil Water Heater | 2044 | FIXED_OM | REPLACEMENT | N/A | USD/teraBtu | us | us | 1531262318.1651
commercial water heating | Commercial Reference Oil Water Heater | 2044 | INSTALLATION | NEW | N/A | USD/teraBtu | us | us | 5202370927.5486
commercial water heating | Commercial Reference Oil Water Heater | 2044 | INSTALLATION | REPLACEMENT | N/A | USD/teraBtu | us | us | 5202370927.5486
commercial water heating | Commercial Reference Oil Water Heater | 2045 | CAPITAL | NEW | N/A | USD/teraBtu | us | us | 62072842664.3028
commercial water heating | Commercial Reference Oil Water Heater | 2045 | CAPITAL | REPLACEMENT | N/A | USD/teraBtu | us | us | 62072842664.3028
commercial water heating | Commercial Reference Oil Water Heater | 2045 | FIXED_OM | NEW | N/A | USD/teraBtu | us | us | 1531262318.1651
commercial water heating | Commercial Reference Oil Water Heater | 2045 | FIXED_OM | REPLACEMENT | N/A | USD/teraBtu | us | us | 1531262318.1651
commercial water heating | Commercial Reference Oil Water Heater | 2045 | INSTALLATION | NEW | N/A | USD/teraBtu | us | us | 5202370927.5486
commercial water heating | Commercial Reference Oil Water Heater | 2045 | INSTALLATION | REPLACEMENT | N/A | USD/teraBtu | us | us | 5202370927.5486
commercial water heating | Commercial Reference Oil Water Heater | 2046 | CAPITAL | NEW | N/A | USD/teraBtu | us | us | 62072842664.3028
commercial water heating | Commercial Reference Oil Water Heater | 2046 | CAPITAL | REPLACEMENT | N/A | USD/teraBtu | us | us | 62072842664.3028
commercial water heating | Commercial Reference Oil Water Heater | 2046 | FIXED_OM | NEW | N/A | USD/teraBtu | us | us | 1531262318.1651
commercial water heating | Commercial Reference Oil Water Heater | 2046 | FIXED_OM | REPLACEMENT | N/A | USD/teraBtu | us | us | 1531262318.1651
commercial water heating | Commercial Reference Oil Water Heater | 2046 | INSTALLATION | NEW | N/A | USD/teraBtu | us | us | 5202370927.5486
commercial water heating | Commercial Reference Oil Water Heater | 2046 | INSTALLATION | REPLACEMENT | N/A | USD/teraBtu | us | us | 5202370927.5486
commercial water heating | Commercial Reference Oil Water Heater | 2047 | CAPITAL | NEW | N/A | USD/teraBtu | us | us | 62072842664.3028
commercial water heating | Commercial Reference Oil Water Heater | 2047 | CAPITAL | REPLACEMENT | N/A | USD/teraBtu | us | us | 62072842664.3028
commercial water heating | Commercial Reference Oil Water Heater | 2047 | FIXED_OM | NEW | N/A | USD/teraBtu | us | us | 1531262318.1651
commercial water heating | Commercial Reference Oil Water Heater | 2047 | FIXED_OM | REPLACEMENT | N/A | USD/teraBtu | us | us | 1531262318.1651
commercial water heating | Commercial Reference Oil Water Heater | 2047 | INSTALLATION | NEW | N/A | USD/teraBtu | us | us | 5202370927.5486
commercial water heating | Commercial Reference Oil Water Heater | 2047 | INSTALLATION | REPLACEMENT | N/A | USD/teraBtu | us | us | 5202370927.5486
commercial water heating | Commercial Reference Oil Water Heater | 2048 | CAPITAL | NEW | N/A | USD/teraBtu | us | us | 62072842664.3028
commercial water heating | Commercial Reference Oil Water Heater | 2048 | CAPITAL | REPLACEMENT | N/A | USD/teraBtu | us | us | 62072842664.3028
commercial water heating | Commercial Reference Oil Water Heater | 2048 | FIXED_OM | NEW | N/A | USD/teraBtu | us | us | 1531262318.1651
commercial water heating | Commercial Reference Oil Water Heater | 2048 | FIXED_OM | REPLACEMENT | N/A | USD/teraBtu | us | us | 1531262318.1651
commercial water heating | Commercial Reference Oil Water Heater | 2048 | INSTALLATION | NEW | N/A | USD/teraBtu | us | us | 5202370927.5486
commercial water heating | Commercial Reference Oil Water Heater | 2048 | INSTALLATION | REPLACEMENT | N/A | USD/teraBtu | us | us | 5202370927.5486
commercial water heating | Commercial Reference Oil Water Heater | 2049 | CAPITAL | NEW | N/A | USD/teraBtu | us | us | 62072842664.3028
commercial water heating | Commercial Reference Oil Water Heater | 2049 | CAPITAL | REPLACEMENT | N/A | USD/teraBtu | us | us | 62072842664.3028
commercial water heating | Commercial Reference Oil Water Heater | 2049 | FIXED_OM | NEW | N/A | USD/teraBtu | us | us | 1531262318.1651
commercial water heating | Commercial Reference Oil Water Heater | 2049 | FIXED_OM | REPLACEMENT | N/A | USD/teraBtu | us | us | 1531262318.1651
commercial water heating | Commercial Reference Oil Water Heater | 2049 | INSTALLATION | NEW | N/A | USD/teraBtu | us | us | 5202370927.5486
commercial water heating | Commercial Reference Oil Water Heater | 2049 | INSTALLATION | REPLACEMENT | N/A | USD/teraBtu | us | us | 5202370927.5486
commercial water heating | Commercial Reference Oil Water Heater | 2050 | CAPITAL | NEW | N/A | USD/teraBtu | us | us | 62072842664.3028
commercial water heating | Commercial Reference Oil Water Heater | 2050 | CAPITAL | REPLACEMENT | N/A | USD/teraBtu | us | us | 62072842664.3028
commercial water heating | Commercial Reference Oil Water Heater | 2050 | FIXED_OM | NEW | N/A | USD/teraBtu | us | us | 1531262318.1651
commercial water heating | Commercial Reference Oil Water Heater | 2050 | FIXED_OM | REPLACEMENT | N/A | USD/teraBtu | us | us | 1531262318.1651
commercial water heating | Commercial Reference Oil Water Heater | 2050 | INSTALLATION | NEW | N/A | USD/teraBtu | us | us | 5202370927.5486
commercial water heating | Commercial Reference Oil Water Heater | 2050 | INSTALLATION | REPLACEMENT | N/A | USD/teraBtu | us | us | 5202370927.5486
commercial water heating | Commercial Solar Water Heater with Electric Backup | 2020 | CAPITAL | NEW | N/A | USD/teraBtu | us | us | 239116037671.432
commercial water heating | Commercial Solar Water Heater with Electric Backup | 2020 | CAPITAL | REPLACEMENT | N/A | USD/teraBtu | us | us | 239116037671.432
commercial water heating | Commercial Solar Water Heater with Electric Backup | 2020 | FIXED_OM | NEW | N/A | USD/teraBtu | us | us | 699160373.5163
commercial water heating | Commercial Solar Water Heater with Electric Backup | 2020 | FIXED_OM | REPLACEMENT | N/A | USD/teraBtu | us | us | 699160373.5163
commercial water heating | Commercial Solar Water Heater with Electric Backup | 2020 | INSTALLATION | NEW | N/A | USD/teraBtu | us | us | 26568055605.7712
commercial water heating | Commercial Solar Water Heater with Electric Backup | 2020 | INSTALLATION | REPLACEMENT | N/A | USD/teraBtu | us | us | 26568055605.7712
commercial water heating | Commercial Solar Water Heater with Electric Backup | 2021 | CAPITAL | NEW | N/A | USD/teraBtu | us | us | 234405104438.664
commercial water heating | Commercial Solar Water Heater with Electric Backup | 2021 | CAPITAL | REPLACEMENT | N/A | USD/teraBtu | us | us | 234405104438.664
commercial water heating | Commercial Solar Water Heater with Electric Backup | 2021 | FIXED_OM | NEW | N/A | USD/teraBtu | us | us | 689172444.7436
commercial water heating | Commercial Solar Water Heater with Electric Backup | 2021 | FIXED_OM | REPLACEMENT | N/A | USD/teraBtu | us | us | 689172444.7436
commercial water heating | Commercial Solar Water Heater with Electric Backup | 2021 | INSTALLATION | NEW | N/A | USD/teraBtu | us | us | 26044686465.9387
commercial water heating | Commercial Solar Water Heater with Electric Backup | 2021 | INSTALLATION | REPLACEMENT | N/A | USD/teraBtu | us | us | 26044686465.9387
commercial water heating | Commercial Solar Water Heater with Electric Backup | 2022 | CAPITAL | NEW | N/A | USD/teraBtu | us | us | 229694171205.896
commercial water heating | Commercial Solar Water Heater with Electric Backup | 2022 | CAPITAL | REPLACEMENT | N/A | USD/teraBtu | us | us | 229694171205.896
commercial water heating | Commercial Solar Water Heater with Electric Backup | 2022 | FIXED_OM | NEW | N/A | USD/teraBtu | us | us | 679184515.9708
commercial water heating | Commercial Solar Water Heater with Electric Backup | 2022 | FIXED_OM | REPLACEMENT | N/A | USD/teraBtu | us | us | 679184515.9708
commercial water heating | Commercial Solar Water Heater with Electric Backup | 2022 | INSTALLATION | NEW | N/A | USD/teraBtu | us | us | 25521317326.1062
commercial water heating | Commercial Solar Water Heater with Electric Backup | 2022 | INSTALLATION | REPLACEMENT | N/A | USD/teraBtu | us | us | 25521317326.1062
commercial water heating | Commercial Solar Water Heater with Electric Backup | 2023 | CAPITAL | NEW | N/A | USD/teraBtu | us | us | 224983237973.128
commercial water heating | Commercial Solar Water Heater with Electric Backup | 2023 | CAPITAL | REPLACEMENT | N/A | USD/teraBtu | us | us | 224983237973.128
commercial water heating | Commercial Solar Water Heater with Electric Backup | 2023 | FIXED_OM | NEW | N/A | USD/teraBtu | us | us | 669196587.1981
commercial water heating | Commercial Solar Water Heater with Electric Backup | 2023 | FIXED_OM | REPLACEMENT | N/A | USD/teraBtu | us | us | 669196587.1981
commercial water heating | Commercial Solar Water Heater with Electric Backup | 2023 | INSTALLATION | NEW | N/A | USD/teraBtu | us | us | 24997948186.2737
commercial water heating | Commercial Solar Water Heater with Electric Backup | 2023 | INSTALLATION | REPLACEMENT | N/A | USD/teraBtu | us | us | 24997948186.2737
commercial water heating | Commercial Solar Water Heater with Electric Backup | 2024 | CAPITAL | NEW | N/A | USD/teraBtu | us | us | 220272304740.359
commercial water heating | Commercial Solar Water Heater with Electric Backup | 2024 | CAPITAL | REPLACEMENT | N/A | USD/teraBtu | us | us | 220272304740.359
commercial water heating | Commercial Solar Water Heater with Electric Backup | 2024 | FIXED_OM | NEW | N/A | USD/teraBtu | us | us | 659208658.4253
commercial water heating | Commercial Solar Water Heater with Electric Backup | 2024 | FIXED_OM | REPLACEMENT | N/A | USD/teraBtu | us | us | 659208658.4253
commercial water heating | Commercial Solar Water Heater with Electric Backup | 2024 | INSTALLATION | NEW | N/A | USD/teraBtu | us | us | 24474579046.4412
commercial water heating | Commercial Solar Water Heater with Electric Backup | 2024 | INSTALLATION | REPLACEMENT | N/A | USD/teraBtu | us | us | 24474579046.4412
commercial water heating | Commercial Solar Water Heater with Electric Backup | 2025 | CAPITAL | NEW | N/A | USD/teraBtu | us | us | 215561371507.591
commercial water heating | Commercial Solar Water Heater with Electric Backup | 2025 | CAPITAL | REPLACEMENT | N/A | USD/teraBtu | us | us | 215561371507.591
commercial water heating | Commercial Solar Water Heater with Electric Backup | 2025 | FIXED_OM | NEW | N/A | USD/teraBtu | us | us | 649220729.6525
commercial water heating | Commercial Solar Water Heater with Electric Backup | 2025 | FIXED_OM | REPLACEMENT | N/A | USD/teraBtu | us | us | 649220729.6525
commercial water heating | Commercial Solar Water Heater with Electric Backup | 2025 | INSTALLATION | NEW | N/A | USD/teraBtu | us | us | 23951209906.6087
commercial water heating | Commercial Solar Water Heater with Electric Backup | 2025 | INSTALLATION | REPLACEMENT | N/A | USD/teraBtu | us | us | 23951209906.6087
commercial water heating | Commercial Solar Water Heater with Electric Backup | 2026 | CAPITAL | NEW | N/A | USD/teraBtu | us | us | 210850438274.823
commercial water heating | Commercial Solar Water Heater with Electric Backup | 2026 | CAPITAL | REPLACEMENT | N/A | USD/teraBtu | us | us | 210850438274.823
commercial water heating | Commercial Solar Water Heater with Electric Backup | 2026 | FIXED_OM | NEW | N/A | USD/teraBtu | us | us | 639232800.8798
commercial water heating | Commercial Solar Water Heater with Electric Backup | 2026 | FIXED_OM | REPLACEMENT | N/A | USD/teraBtu | us | us | 639232800.8798
commercial water heating | Commercial Solar Water Heater with Electric Backup | 2026 | INSTALLATION | NEW | N/A | USD/teraBtu | us | us | 23427840766.7763
commercial water heating | Commercial Solar Water Heater with Electric Backup | 2026 | INSTALLATION | REPLACEMENT | N/A | USD/teraBtu | us | us | 23427840766.7763
commercial water heating | Commercial Solar Water Heater with Electric Backup | 2027 | CAPITAL | NEW | N/A | USD/teraBtu | us | us | 206139505042.055
commercial water heating | Commercial Solar Water Heater with Electric Backup | 2027 | CAPITAL | REPLACEMENT | N/A | USD/teraBtu | us | us | 206139505042.055
commercial water heating | Commercial Solar Water Heater with Electric Backup | 2027 | FIXED_OM | NEW | N/A | USD/teraBtu | us | us | 629244872.107
commercial water heating | Commercial Solar Water Heater with Electric Backup | 2027 | FIXED_OM | REPLACEMENT | N/A | USD/teraBtu | us | us | 629244872.107
commercial water heating | Commercial Solar Water Heater with Electric Backup | 2027 | INSTALLATION | NEW | N/A | USD/teraBtu | us | us | 22904471626.9438
commercial water heating | Commercial Solar Water Heater with Electric Backup | 2027 | INSTALLATION | REPLACEMENT | N/A | USD/teraBtu | us | us | 22904471626.9438
commercial water heating | Commercial Solar Water Heater with Electric Backup | 2028 | CAPITAL | NEW | N/A | USD/teraBtu | us | us | 201428571809.286
commercial water heating | Commercial Solar Water Heater with Electric Backup | 2028 | CAPITAL | REPLACEMENT | N/A | USD/teraBtu | us | us | 201428571809.286
commercial water heating | Commercial Solar Water Heater with Electric Backup | 2028 | FIXED_OM | NEW | N/A | USD/teraBtu | us | us | 619256943.3343
commercial water heating | Commercial Solar Water Heater with Electric Backup | 2028 | FIXED_OM | REPLACEMENT | N/A | USD/teraBtu | us | us | 619256943.3343
commercial water heating | Commercial Solar Water Heater with Electric Backup | 2028 | INSTALLATION | NEW | N/A | USD/teraBtu | us | us | 22381102487.1113
commercial water heating | Commercial Solar Water Heater with Electric Backup | 2028 | INSTALLATION | REPLACEMENT | N/A | USD/teraBtu | us | us | 22381102487.1113
commercial water heating | Commercial Solar Water Heater with Electric Backup | 2029 | CAPITAL | NEW | N/A | USD/teraBtu | us | us | 196717638576.518
commercial water heating | Commercial Solar Water Heater with Electric Backup | 2029 | CAPITAL | REPLACEMENT | N/A | USD/teraBtu | us | us | 196717638576.518
commercial water heating | Commercial Solar Water Heater with Electric Backup | 2029 | FIXED_OM | NEW | N/A | USD/teraBtu | us | us | 609269014.5615
commercial water heating | Commercial Solar Water Heater with Electric Backup | 2029 | FIXED_OM | REPLACEMENT | N/A | USD/teraBtu | us | us | 609269014.5615
commercial water heating | Commercial Solar Water Heater with Electric Backup | 2029 | INSTALLATION | NEW | N/A | USD/teraBtu | us | us | 21857733347.2788
commercial water heating | Commercial Solar Water Heater with Electric Backup | 2029 | INSTALLATION | REPLACEMENT | N/A | USD/teraBtu | us | us | 21857733347.2788
commercial water heating | Commercial Solar Water Heater with Electric Backup | 2030 | CAPITAL | NEW | N/A | USD/teraBtu | us | us | 192006705343.75
commercial water heating | Commercial Solar Water Heater with Electric Backup | 2030 | CAPITAL | REPLACEMENT | N/A | USD/teraBtu | us | us | 192006705343.75
commercial water heating | Commercial Solar Water Heater with Electric Backup | 2030 | FIXED_OM | NEW | N/A | USD/teraBtu | us | us | 599281085.7888
commercial water heating | Commercial Solar Water Heater with Electric Backup | 2030 | FIXED_OM | REPLACEMENT | N/A | USD/teraBtu | us | us | 599281085.7888
commercial water heating | Commercial Solar Water Heater with Electric Backup | 2030 | INSTALLATION | NEW | N/A | USD/teraBtu | us | us | 21334364207.4463
commercial water heating | Commercial Solar Water Heater with Electric Backup | 2030 | INSTALLATION | REPLACEMENT | N/A | USD/teraBtu | us | us | 21334364207.4463
commercial water heating | Commercial Solar Water Heater with Electric Backup | 2031 | CAPITAL | NEW | N/A | USD/teraBtu | us | us | 192006705343.75
commercial water heating | Commercial Solar Water Heater with Electric Backup | 2031 | CAPITAL | REPLACEMENT | N/A | USD/teraBtu | us | us | 192006705343.75
commercial water heating | Commercial Solar Water Heater with Electric Backup | 2031 | FIXED_OM | NEW | N/A | USD/teraBtu | us | us | 599281085.7888
commercial water heating | Commercial Solar Water Heater with Electric Backup | 2031 | FIXED_OM | REPLACEMENT | N/A | USD/teraBtu | us | us | 599281085.7888
commercial water heating | Commercial Solar Water Heater with Electric Backup | 2031 | INSTALLATION | NEW | N/A | USD/teraBtu | us | us | 21334364207.4463
commercial water heating | Commercial Solar Water Heater with Electric Backup | 2031 | INSTALLATION | REPLACEMENT | N/A | USD/teraBtu | us | us | 21334364207.4463
commercial water heating | Commercial Solar Water Heater with Electric Backup | 2032 | CAPITAL | NEW | N/A | USD/teraBtu | us | us | 192006705343.75
commercial water heating | Commercial Solar Water Heater with Electric Backup | 2032 | CAPITAL | REPLACEMENT | N/A | USD/teraBtu | us | us | 192006705343.75
commercial water heating | Commercial Solar Water Heater with Electric Backup | 2032 | FIXED_OM | NEW | N/A | USD/teraBtu | us | us | 599281085.7888
commercial water heating | Commercial Solar Water Heater with Electric Backup | 2032 | FIXED_OM | REPLACEMENT | N/A | USD/teraBtu | us | us | 599281085.7888
commercial water heating | Commercial Solar Water Heater with Electric Backup | 2032 | INSTALLATION | NEW | N/A | USD/teraBtu | us | us | 21334364207.4463
commercial water heating | Commercial Solar Water Heater with Electric Backup | 2032 | INSTALLATION | REPLACEMENT | N/A | USD/teraBtu | us | us | 21334364207.4463
commercial water heating | Commercial Solar Water Heater with Electric Backup | 2033 | CAPITAL | NEW | N/A | USD/teraBtu | us | us | 192006705343.75
commercial water heating | Commercial Solar Water Heater with Electric Backup | 2033 | CAPITAL | REPLACEMENT | N/A | USD/teraBtu | us | us | 192006705343.75
commercial water heating | Commercial Solar Water Heater with Electric Backup | 2033 | FIXED_OM | NEW | N/A | USD/teraBtu | us | us | 599281085.7888
commercial water heating | Commercial Solar Water Heater with Electric Backup | 2033 | FIXED_OM | REPLACEMENT | N/A | USD/teraBtu | us | us | 599281085.7888
commercial water heating | Commercial Solar Water Heater with Electric Backup | 2033 | INSTALLATION | NEW | N/A | USD/teraBtu | us | us | 21334364207.4463
commercial water heating | Commercial Solar Water Heater with Electric Backup | 2033 | INSTALLATION | REPLACEMENT | N/A | USD/teraBtu | us | us | 21334364207.4463
commercial water heating | Commercial Solar Water Heater with Electric Backup | 2034 | CAPITAL | NEW | N/A | USD/teraBtu | us | us | 192006705343.75
commercial water heating | Commercial Solar Water Heater with Electric Backup | 2034 | CAPITAL | REPLACEMENT | N/A | USD/teraBtu | us | us | 192006705343.75
commercial water heating | Commercial Solar Water Heater with Electric Backup | 2034 | FIXED_OM | NEW | N/A | USD/teraBtu | us | us | 599281085.7888
commercial water heating | Commercial Solar Water Heater with Electric Backup | 2034 | FIXED_OM | REPLACEMENT | N/A | USD/teraBtu | us | us | 599281085.7888
commercial water heating | Commercial Solar Water Heater with Electric Backup | 2034 | INSTALLATION | NEW | N/A | USD/teraBtu | us | us | 21334364207.4463
commercial water heating | Commercial Solar Water Heater with Electric Backup | 2034 | INSTALLATION | REPLACEMENT | N/A | USD/teraBtu | us | us | 21334364207.4463
commercial water heating | Commercial Solar Water Heater with Electric Backup | 2035 | CAPITAL | NEW | N/A | USD/teraBtu | us | us | 192006705343.75
commercial water heating | Commercial Solar Water Heater with Electric Backup | 2035 | CAPITAL | REPLACEMENT | N/A | USD/teraBtu | us | us | 192006705343.75
commercial water heating | Commercial Solar Water Heater with Electric Backup | 2035 | FIXED_OM | NEW | N/A | USD/teraBtu | us | us | 599281085.7888
commercial water heating | Commercial Solar Water Heater with Electric Backup | 2035 | FIXED_OM | REPLACEMENT | N/A | USD/teraBtu | us | us | 599281085.7888
commercial water heating | Commercial Solar Water Heater with Electric Backup | 2035 | INSTALLATION | NEW | N/A | USD/teraBtu | us | us | 21334364207.4463
commercial water heating | Commercial Solar Water Heater with Electric Backup | 2035 | INSTALLATION | REPLACEMENT | N/A | USD/teraBtu | us | us | 21334364207.4463
commercial water heating | Commercial Solar Water Heater with Electric Backup | 2036 | CAPITAL | NEW | N/A | USD/teraBtu | us | us | 192006705343.75
commercial water heating | Commercial Solar Water Heater with Electric Backup | 2036 | CAPITAL | REPLACEMENT | N/A | USD/teraBtu | us | us | 192006705343.75
commercial water heating | Commercial Solar Water Heater with Electric Backup | 2036 | FIXED_OM | NEW | N/A | USD/teraBtu | us | us | 599281085.7888
commercial water heating | Commercial Solar Water Heater with Electric Backup | 2036 | FIXED_OM | REPLACEMENT | N/A | USD/teraBtu | us | us | 599281085.7888
commercial water heating | Commercial Solar Water Heater with Electric Backup | 2036 | INSTALLATION | NEW | N/A | USD/teraBtu | us | us | 21334364207.4463
commercial water heating | Commercial Solar Water Heater with Electric Backup | 2036 | INSTALLATION | REPLACEMENT | N/A | USD/teraBtu | us | us | 21334364207.4463
commercial water heating | Commercial Solar Water Heater with Electric Backup | 2037 | CAPITAL | NEW | N/A | USD/teraBtu | us | us | 192006705343.75
commercial water heating | Commercial Solar Water Heater with Electric Backup | 2037 | CAPITAL | REPLACEMENT | N/A | USD/teraBtu | us | us | 192006705343.75
commercial water heating | Commercial Solar Water Heater with Electric Backup | 2037 | FIXED_OM | NEW | N/A | USD/teraBtu | us | us | 599281085.7888
commercial water heating | Commercial Solar Water Heater with Electric Backup | 2037 | FIXED_OM | REPLACEMENT | N/A | USD/teraBtu | us | us | 599281085.7888
commercial water heating | Commercial Solar Water Heater with Electric Backup | 2037 | INSTALLATION | NEW | N/A | USD/teraBtu | us | us | 21334364207.4463
commercial water heating | Commercial Solar Water Heater with Electric Backup | 2037 | INSTALLATION | REPLACEMENT | N/A | USD/teraBtu | us | us | 21334364207.4463
commercial water heating | Commercial Solar Water Heater with Electric Backup | 2038 | CAPITAL | NEW | N/A | USD/teraBtu | us | us | 192006705343.75
commercial water heating | Commercial Solar Water Heater with Electric Backup | 2038 | CAPITAL | REPLACEMENT | N/A | USD/teraBtu | us | us | 192006705343.75
commercial water heating | Commercial Solar Water Heater with Electric Backup | 2038 | FIXED_OM | NEW | N/A | USD/teraBtu | us | us | 599281085.7888
commercial water heating | Commercial Solar Water Heater with Electric Backup | 2038 | FIXED_OM | REPLACEMENT | N/A | USD/teraBtu | us | us | 599281085.7888
commercial water heating | Commercial Solar Water Heater with Electric Backup | 2038 | INSTALLATION | NEW | N/A | USD/teraBtu | us | us | 21334364207.4463
commercial water heating | Commercial Solar Water Heater with Electric Backup | 2038 | INSTALLATION | REPLACEMENT | N/A | USD/teraBtu | us | us | 21334364207.4463
commercial water heating | Commercial Solar Water Heater with Electric Backup | 2039 | CAPITAL | NEW | N/A | USD/teraBtu | us | us | 192006705343.75
commercial water heating | Commercial Solar Water Heater with Electric Backup | 2039 | CAPITAL | REPLACEMENT | N/A | USD/teraBtu | us | us | 192006705343.75
commercial water heating | Commercial Solar Water Heater with Electric Backup | 2039 | FIXED_OM | NEW | N/A | USD/teraBtu | us | us | 599281085.7888
commercial water heating | Commercial Solar Water Heater with Electric Backup | 2039 | FIXED_OM | REPLACEMENT | N/A | USD/teraBtu | us | us | 599281085.7888
commercial water heating | Commercial Solar Water Heater with Electric Backup | 2039 | INSTALLATION | NEW | N/A | USD/teraBtu | us | us | 21334364207.4463
commercial water heating | Commercial Solar Water Heater with Electric Backup | 2039 | INSTALLATION | REPLACEMENT | N/A | USD/teraBtu | us | us | 21334364207.4463
commercial water heating | Commercial Solar Water Heater with Electric Backup | 2040 | CAPITAL | NEW | N/A | USD/teraBtu | us | us | 192006705343.75
commercial water heating | Commercial Solar Water Heater with Electric Backup | 2040 | CAPITAL | REPLACEMENT | N/A | USD/teraBtu | us | us | 192006705343.75
commercial water heating | Commercial Solar Water Heater with Electric Backup | 2040 | FIXED_OM | NEW | N/A | USD/teraBtu | us | us | 599281085.7888
commercial water heating | Commercial Solar Water Heater with Electric Backup | 2040 | FIXED_OM | REPLACEMENT | N/A | USD/teraBtu | us | us | 599281085.7888
commercial water heating | Commercial Solar Water Heater with Electric Backup | 2040 | INSTALLATION | NEW | N/A | USD/teraBtu | us | us | 21334364207.4463
commercial water heating | Commercial Solar Water Heater with Electric Backup | 2040 | INSTALLATION | REPLACEMENT | N/A | USD/teraBtu | us | us | 21334364207.4463
commercial water heating | Commercial Solar Water Heater with Electric Backup | 2041 | CAPITAL | NEW | N/A | USD/teraBtu | us | us | 192006705343.75
commercial water heating | Commercial Solar Water Heater with Electric Backup | 2041 | CAPITAL | REPLACEMENT | N/A | USD/teraBtu | us | us | 192006705343.75
commercial water heating | Commercial Solar Water Heater with Electric Backup | 2041 | FIXED_OM | NEW | N/A | USD/teraBtu | us | us | 599281085.7888
commercial water heating | Commercial Solar Water Heater with Electric Backup | 2041 | FIXED_OM | REPLACEMENT | N/A | USD/teraBtu | us | us | 599281085.7888
commercial water heating | Commercial Solar Water Heater with Electric Backup | 2041 | INSTALLATION | NEW | N/A | USD/teraBtu | us | us | 21334364207.4463
commercial water heating | Commercial Solar Water Heater with Electric Backup | 2041 | INSTALLATION | REPLACEMENT | N/A | USD/teraBtu | us | us | 21334364207.4463
commercial water heating | Commercial Solar Water Heater with Electric Backup | 2042 | CAPITAL | NEW | N/A | USD/teraBtu | us | us | 192006705343.75
commercial water heating | Commercial Solar Water Heater with Electric Backup | 2042 | CAPITAL | REPLACEMENT | N/A | USD/teraBtu | us | us | 192006705343.75
commercial water heating | Commercial Solar Water Heater with Electric Backup | 2042 | FIXED_OM | NEW | N/A | USD/teraBtu | us | us | 599281085.7888
commercial water heating | Commercial Solar Water Heater with Electric Backup | 2042 | FIXED_OM | REPLACEMENT | N/A | USD/teraBtu | us | us | 599281085.7888
commercial water heating | Commercial Solar Water Heater with Electric Backup | 2042 | INSTALLATION | NEW | N/A | USD/teraBtu | us | us | 21334364207.4463
commercial water heating | Commercial Solar Water Heater with Electric Backup | 2042 | INSTALLATION | REPLACEMENT | N/A | USD/teraBtu | us | us | 21334364207.4463
commercial water heating | Commercial Solar Water Heater with Electric Backup | 2043 | CAPITAL | NEW | N/A | USD/teraBtu | us | us | 192006705343.75
commercial water heating | Commercial Solar Water Heater with Electric Backup | 2043 | CAPITAL | REPLACEMENT | N/A | USD/teraBtu | us | us | 192006705343.75
commercial water heating | Commercial Solar Water Heater with Electric Backup | 2043 | FIXED_OM | NEW | N/A | USD/teraBtu | us | us | 599281085.7888
commercial water heating | Commercial Solar Water Heater with Electric Backup | 2043 | FIXED_OM | REPLACEMENT | N/A | USD/teraBtu | us | us | 599281085.7888
commercial water heating | Commercial Solar Water Heater with Electric Backup | 2043 | INSTALLATION | NEW | N/A | USD/teraBtu | us | us | 21334364207.4463
commercial water heating | Commercial Solar Water Heater with Electric Backup | 2043 | INSTALLATION | REPLACEMENT | N/A | USD/teraBtu | us | us | 21334364207.4463
commercial water heating | Commercial Solar Water Heater with Electric Backup | 2044 | CAPITAL | NEW | N/A | USD/teraBtu | us | us | 192006705343.75
commercial water heating | Commercial Solar Water Heater with Electric Backup | 2044 | CAPITAL | REPLACEMENT | N/A | USD/teraBtu | us | us | 192006705343.75
commercial water heating | Commercial Solar Water Heater with Electric Backup | 2044 | FIXED_OM | NEW | N/A | USD/teraBtu | us | us | 599281085.7888
commercial water heating | Commercial Solar Water Heater with Electric Backup | 2044 | FIXED_OM | REPLACEMENT | N/A | USD/teraBtu | us | us | 599281085.7888
commercial water heating | Commercial Solar Water Heater with Electric Backup | 2044 | INSTALLATION | NEW | N/A | USD/teraBtu | us | us | 21334364207.4463
commercial water heating | Commercial Solar Water Heater with Electric Backup | 2044 | INSTALLATION | REPLACEMENT | N/A | USD/teraBtu | us | us | 21334364207.4463
commercial water heating | Commercial Solar Water Heater with Electric Backup | 2045 | CAPITAL | NEW | N/A | USD/teraBtu | us | us | 192006705343.75
commercial water heating | Commercial Solar Water Heater with Electric Backup | 2045 | CAPITAL | REPLACEMENT | N/A | USD/teraBtu | us | us | 192006705343.75
commercial water heating | Commercial Solar Water Heater with Electric Backup | 2045 | FIXED_OM | NEW | N/A | USD/teraBtu | us | us | 599281085.7888
commercial water heating | Commercial Solar Water Heater with Electric Backup | 2045 | FIXED_OM | REPLACEMENT | N/A | USD/teraBtu | us | us | 599281085.7888
commercial water heating | Commercial Solar Water Heater with Electric Backup | 2045 | INSTALLATION | NEW | N/A | USD/teraBtu | us | us | 21334364207.4463
commercial water heating | Commercial Solar Water Heater with Electric Backup | 2045 | INSTALLATION | REPLACEMENT | N/A | USD/teraBtu | us | us | 21334364207.4463
commercial water heating | Commercial Solar Water Heater with Electric Backup | 2046 | CAPITAL | NEW | N/A | USD/teraBtu | us | us | 192006705343.75
commercial water heating | Commercial Solar Water Heater with Electric Backup | 2046 | CAPITAL | REPLACEMENT | N/A | USD/teraBtu | us | us | 192006705343.75
commercial water heating | Commercial Solar Water Heater with Electric Backup | 2046 | FIXED_OM | NEW | N/A | USD/teraBtu | us | us | 599281085.7888
commercial water heating | Commercial Solar Water Heater with Electric Backup | 2046 | FIXED_OM | REPLACEMENT | N/A | USD/teraBtu | us | us | 599281085.7888
commercial water heating | Commercial Solar Water Heater with Electric Backup | 2046 | INSTALLATION | NEW | N/A | USD/teraBtu | us | us | 21334364207.4463
commercial water heating | Commercial Solar Water Heater with Electric Backup | 2046 | INSTALLATION | REPLACEMENT | N/A | USD/teraBtu | us | us | 21334364207.4463
commercial water heating | Commercial Solar Water Heater with Electric Backup | 2047 | CAPITAL | NEW | N/A | USD/teraBtu | us | us | 192006705343.75
commercial water heating | Commercial Solar Water Heater with Electric Backup | 2047 | CAPITAL | REPLACEMENT | N/A | USD/teraBtu | us | us | 192006705343.75
commercial water heating | Commercial Solar Water Heater with Electric Backup | 2047 | FIXED_OM | NEW | N/A | USD/teraBtu | us | us | 599281085.7888
commercial water heating | Commercial Solar Water Heater with Electric Backup | 2047 | FIXED_OM | REPLACEMENT | N/A | USD/teraBtu | us | us | 599281085.7888
commercial water heating | Commercial Solar Water Heater with Electric Backup | 2047 | INSTALLATION | NEW | N/A | USD/teraBtu | us | us | 21334364207.4463
commercial water heating | Commercial Solar Water Heater with Electric Backup | 2047 | INSTALLATION | REPLACEMENT | N/A | USD/teraBtu | us | us | 21334364207.4463
commercial water heating | Commercial Solar Water Heater with Electric Backup | 2048 | CAPITAL | NEW | N/A | USD/teraBtu | us | us | 192006705343.75
commercial water heating | Commercial Solar Water Heater with Electric Backup | 2048 | CAPITAL | REPLACEMENT | N/A | USD/teraBtu | us | us | 192006705343.75
commercial water heating | Commercial Solar Water Heater with Electric Backup | 2048 | FIXED_OM | NEW | N/A | USD/teraBtu | us | us | 599281085.7888
commercial water heating | Commercial Solar Water Heater with Electric Backup | 2048 | FIXED_OM | REPLACEMENT | N/A | USD/teraBtu | us | us | 599281085.7888
commercial water heating | Commercial Solar Water Heater with Electric Backup | 2048 | INSTALLATION | NEW | N/A | USD/teraBtu | us | us | 21334364207.4463
commercial water heating | Commercial Solar Water Heater with Electric Backup | 2048 | INSTALLATION | REPLACEMENT | N/A | USD/teraBtu | us | us | 21334364207.4463
commercial water heating | Commercial Solar Water Heater with Electric Backup | 2049 | CAPITAL | NEW | N/A | USD/teraBtu | us | us | 192006705343.75
commercial water heating | Commercial Solar Water Heater with Electric Backup | 2049 | CAPITAL | REPLACEMENT | N/A | USD/teraBtu | us | us | 192006705343.75
commercial water heating | Commercial Solar Water Heater with Electric Backup | 2049 | FIXED_OM | NEW | N/A | USD/teraBtu | us | us | 599281085.7888
commercial water heating | Commercial Solar Water Heater with Electric Backup | 2049 | FIXED_OM | REPLACEMENT | N/A | USD/teraBtu | us | us | 599281085.7888
commercial water heating | Commercial Solar Water Heater with Electric Backup | 2049 | INSTALLATION | NEW | N/A | USD/teraBtu | us | us | 21334364207.4463
commercial water heating | Commercial Solar Water Heater with Electric Backup | 2049 | INSTALLATION | REPLACEMENT | N/A | USD/teraBtu | us | us | 21334364207.4463
commercial water heating | Commercial Solar Water Heater with Electric Backup | 2050 | CAPITAL | NEW | N/A | USD/teraBtu | us | us | 192006705343.75
commercial water heating | Commercial Solar Water Heater with Electric Backup | 2050 | CAPITAL | REPLACEMENT | N/A | USD/teraBtu | us | us | 192006705343.75
commercial water heating | Commercial Solar Water Heater with Electric Backup | 2050 | FIXED_OM | NEW | N/A | USD/teraBtu | us | us | 599281085.7888
commercial water heating | Commercial Solar Water Heater with Electric Backup | 2050 | FIXED_OM | REPLACEMENT | N/A | USD/teraBtu | us | us | 599281085.7888
commercial water heating | Commercial Solar Water Heater with Electric Backup | 2050 | INSTALLATION | NEW | N/A | USD/teraBtu | us | us | 21334364207.4463
commercial water heating | Commercial Solar Water Heater with Electric Backup | 2050 | INSTALLATION | REPLACEMENT | N/A | USD/teraBtu | us | us | 21334364207.4463
heavy duty trucks | Diesel Hybrid Heavy-Duty Vehicle | 2020 | CAPITAL | NEW | long-haul | USD/truck | us | us | 165635.0067
heavy duty trucks | Diesel Hybrid Heavy-Duty Vehicle | 2020 | CAPITAL | NEW | short-haul | USD/truck | us | us | 165635.0067
heavy duty trucks | Diesel Hybrid Heavy-Duty Vehicle | 2020 | CAPITAL | REPLACEMENT | long-haul | USD/truck | us | us | 165635.0067
heavy duty trucks | Diesel Hybrid Heavy-Duty Vehicle | 2020 | CAPITAL | REPLACEMENT | short-haul | USD/truck | us | us | 165635.0067
heavy duty trucks | Diesel Hybrid Heavy-Duty Vehicle | 2020 | FIXED_OM | NEW | N/A | USD/truck | us | us | 9567.0202
heavy duty trucks | Diesel Hybrid Heavy-Duty Vehicle | 2020 | FIXED_OM | REPLACEMENT | N/A | USD/truck | us | us | 9567.0202
heavy duty trucks | Diesel Hybrid Heavy-Duty Vehicle | 2021 | CAPITAL | NEW | long-haul | USD/truck | us | us | 166106.9854
heavy duty trucks | Diesel Hybrid Heavy-Duty Vehicle | 2021 | CAPITAL | NEW | short-haul | USD/truck | us | us | 166106.9854
heavy duty trucks | Diesel Hybrid Heavy-Duty Vehicle | 2021 | CAPITAL | REPLACEMENT | long-haul | USD/truck | us | us | 166106.9854
heavy duty trucks | Diesel Hybrid Heavy-Duty Vehicle | 2021 | CAPITAL | REPLACEMENT | short-haul | USD/truck | us | us | 166106.9854
heavy duty trucks | Diesel Hybrid Heavy-Duty Vehicle | 2021 | FIXED_OM | NEW | N/A | USD/truck | us | us | 9567.0202
heavy duty trucks | Diesel Hybrid Heavy-Duty Vehicle | 2021 | FIXED_OM | REPLACEMENT | N/A | USD/truck | us | us | 9567.0202
heavy duty trucks | Diesel Hybrid Heavy-Duty Vehicle | 2022 | CAPITAL | NEW | long-haul | USD/truck | us | us | 166578.964
heavy duty trucks | Diesel Hybrid Heavy-Duty Vehicle | 2022 | CAPITAL | NEW | short-haul | USD/truck | us | us | 166578.964
heavy duty trucks | Diesel Hybrid Heavy-Duty Vehicle | 2022 | CAPITAL | REPLACEMENT | long-haul | USD/truck | us | us | 166578.964
heavy duty trucks | Diesel Hybrid Heavy-Duty Vehicle | 2022 | CAPITAL | REPLACEMENT | short-haul | USD/truck | us | us | 166578.964
heavy duty trucks | Diesel Hybrid Heavy-Duty Vehicle | 2022 | FIXED_OM | NEW | N/A | USD/truck | us | us | 9567.0202
heavy duty trucks | Diesel Hybrid Heavy-Duty Vehicle | 2022 | FIXED_OM | REPLACEMENT | N/A | USD/truck | us | us | 9567.0202
heavy duty trucks | Diesel Hybrid Heavy-Duty Vehicle | 2023 | CAPITAL | NEW | long-haul | USD/truck | us | us | 167050.9427
heavy duty trucks | Diesel Hybrid Heavy-Duty Vehicle | 2023 | CAPITAL | NEW | short-haul | USD/truck | us | us | 167050.9427
heavy duty trucks | Diesel Hybrid Heavy-Duty Vehicle | 2023 | CAPITAL | REPLACEMENT | long-haul | USD/truck | us | us | 167050.9427
heavy duty trucks | Diesel Hybrid Heavy-Duty Vehicle | 2023 | CAPITAL | REPLACEMENT | short-haul | USD/truck | us | us | 167050.9427
heavy duty trucks | Diesel Hybrid Heavy-Duty Vehicle | 2023 | FIXED_OM | NEW | N/A | USD/truck | us | us | 9567.0202
heavy duty trucks | Diesel Hybrid Heavy-Duty Vehicle | 2023 | FIXED_OM | REPLACEMENT | N/A | USD/truck | us | us | 9567.0202
heavy duty trucks | Diesel Hybrid Heavy-Duty Vehicle | 2024 | CAPITAL | NEW | long-haul | USD/truck | us | us | 167522.9213
heavy duty trucks | Diesel Hybrid Heavy-Duty Vehicle | 2024 | CAPITAL | NEW | short-haul | USD/truck | us | us | 167522.9213
heavy duty trucks | Diesel Hybrid Heavy-Duty Vehicle | 2024 | CAPITAL | REPLACEMENT | long-haul | USD/truck | us | us | 167522.9213
heavy duty trucks | Diesel Hybrid Heavy-Duty Vehicle | 2024 | CAPITAL | REPLACEMENT | short-haul | USD/truck | us | us | 167522.9213
heavy duty trucks | Diesel Hybrid Heavy-Duty Vehicle | 2024 | FIXED_OM | NEW | N/A | USD/truck | us | us | 9567.0202
heavy duty trucks | Diesel Hybrid Heavy-Duty Vehicle | 2024 | FIXED_OM | REPLACEMENT | N/A | USD/truck | us | us | 9567.0202
heavy duty trucks | Diesel Hybrid Heavy-Duty Vehicle | 2025 | CAPITAL | NEW | long-haul | USD/truck | us | us | 167994.9
heavy duty trucks | Diesel Hybrid Heavy-Duty Vehicle | 2025 | CAPITAL | NEW | short-haul | USD/truck | us | us | 167994.9
heavy duty trucks | Diesel Hybrid Heavy-Duty Vehicle | 2025 | CAPITAL | REPLACEMENT | long-haul | USD/truck | us | us | 167994.9
heavy duty trucks | Diesel Hybrid Heavy-Duty Vehicle | 2025 | CAPITAL | REPLACEMENT | short-haul | USD/truck | us | us | 167994.9
heavy duty trucks | Diesel Hybrid Heavy-Duty Vehicle | 2025 | FIXED_OM | NEW | N/A | USD/truck | us | us | 9567.0202
heavy duty trucks | Diesel Hybrid Heavy-Duty Vehicle | 2025 | FIXED_OM | REPLACEMENT | N/A | USD/truck | us | us | 9567.0202
heavy duty trucks | Diesel Hybrid Heavy-Duty Vehicle | 2026 | CAPITAL | NEW | long-haul | USD/truck | us | us | 169499.3319
heavy duty trucks | Diesel Hybrid Heavy-Duty Vehicle | 2026 | CAPITAL | NEW | short-haul | USD/truck | us | us | 169499.3319
heavy duty trucks | Diesel Hybrid Heavy-Duty Vehicle | 2026 | CAPITAL | REPLACEMENT | long-haul | USD/truck | us | us | 169499.3319
heavy duty trucks | Diesel Hybrid Heavy-Duty Vehicle | 2026 | CAPITAL | REPLACEMENT | short-haul | USD/truck | us | us | 169499.3319
heavy duty trucks | Diesel Hybrid Heavy-Duty Vehicle | 2026 | FIXED_OM | NEW | N/A | USD/truck | us | us | 9567.0202
heavy duty trucks | Diesel Hybrid Heavy-Duty Vehicle | 2026 | FIXED_OM | REPLACEMENT | N/A | USD/truck | us | us | 9567.0202
heavy duty trucks | Diesel Hybrid Heavy-Duty Vehicle | 2027 | CAPITAL | NEW | long-haul | USD/truck | us | us | 171003.7638
heavy duty trucks | Diesel Hybrid Heavy-Duty Vehicle | 2027 | CAPITAL | NEW | short-haul | USD/truck | us | us | 171003.7638
heavy duty trucks | Diesel Hybrid Heavy-Duty Vehicle | 2027 | CAPITAL | REPLACEMENT | long-haul | USD/truck | us | us | 171003.7638
heavy duty trucks | Diesel Hybrid Heavy-Duty Vehicle | 2027 | CAPITAL | REPLACEMENT | short-haul | USD/truck | us | us | 171003.7638
heavy duty trucks | Diesel Hybrid Heavy-Duty Vehicle | 2027 | FIXED_OM | NEW | N/A | USD/truck | us | us | 9567.0202
heavy duty trucks | Diesel Hybrid Heavy-Duty Vehicle | 2027 | FIXED_OM | REPLACEMENT | N/A | USD/truck | us | us | 9567.0202
heavy duty trucks | Diesel Hybrid Heavy-Duty Vehicle | 2028 | CAPITAL | NEW | long-haul | USD/truck | us | us | 172508.1958
heavy duty trucks | Diesel Hybrid Heavy-Duty Vehicle | 2028 | CAPITAL | NEW | short-haul | USD/truck | us | us | 172508.1958
heavy duty trucks | Diesel Hybrid Heavy-Duty Vehicle | 2028 | CAPITAL | REPLACEMENT | long-haul | USD/truck | us | us | 172508.1958
heavy duty trucks | Diesel Hybrid Heavy-Duty Vehicle | 2028 | CAPITAL | REPLACEMENT | short-haul | USD/truck | us | us | 172508.1958
heavy duty trucks | Diesel Hybrid Heavy-Duty Vehicle | 2028 | FIXED_OM | NEW | N/A | USD/truck | us | us | 9567.0202
heavy duty trucks | Diesel Hybrid Heavy-Duty Vehicle | 2028 | FIXED_OM | REPLACEMENT | N/A | USD/truck | us | us | 9567.0202
heavy duty trucks | Diesel Hybrid Heavy-Duty Vehicle | 2029 | CAPITAL | NEW | long-haul | USD/truck | us | us | 174012.6277
heavy duty trucks | Diesel Hybrid Heavy-Duty Vehicle | 2029 | CAPITAL | NEW | short-haul | USD/truck | us | us | 174012.6277
heavy duty trucks | Diesel Hybrid Heavy-Duty Vehicle | 2029 | CAPITAL | REPLACEMENT | long-haul | USD/truck | us | us | 174012.6277
heavy duty trucks | Diesel Hybrid Heavy-Duty Vehicle | 2029 | CAPITAL | REPLACEMENT | short-haul | USD/truck | us | us | 174012.6277
heavy duty trucks | Diesel Hybrid Heavy-Duty Vehicle | 2029 | FIXED_OM | NEW | N/A | USD/truck | us | us | 9567.0202
heavy duty trucks | Diesel Hybrid Heavy-Duty Vehicle | 2029 | FIXED_OM | REPLACEMENT | N/A | USD/truck | us | us | 9567.0202
heavy duty trucks | Diesel Hybrid Heavy-Duty Vehicle | 2030 | CAPITAL | NEW | long-haul | USD/truck | us | us | 175517.0597
heavy duty trucks | Diesel Hybrid Heavy-Duty Vehicle | 2030 | CAPITAL | NEW | short-haul | USD/truck | us | us | 175517.0597
heavy duty trucks | Diesel Hybrid Heavy-Duty Vehicle | 2030 | CAPITAL | REPLACEMENT | long-haul | USD/truck | us | us | 175517.0597
heavy duty trucks | Diesel Hybrid Heavy-Duty Vehicle | 2030 | CAPITAL | REPLACEMENT | short-haul | USD/truck | us | us | 175517.0597
heavy duty trucks | Diesel Hybrid Heavy-Duty Vehicle | 2030 | FIXED_OM | NEW | N/A | USD/truck | us | us | 9567.0202
heavy duty trucks | Diesel Hybrid Heavy-Duty Vehicle | 2030 | FIXED_OM | REPLACEMENT | N/A | USD/truck | us | us | 9567.0202
heavy duty trucks | Diesel Hybrid Heavy-Duty Vehicle | 2031 | CAPITAL | NEW | long-haul | USD/truck | us | us | 175517.0597
heavy duty trucks | Diesel Hybrid Heavy-Duty Vehicle | 2031 | CAPITAL | NEW | short-haul | USD/truck | us | us | 175517.0597
heavy duty trucks | Diesel Hybrid Heavy-Duty Vehicle | 2031 | CAPITAL | REPLACEMENT | long-haul | USD/truck | us | us | 175517.0597
heavy duty trucks | Diesel Hybrid Heavy-Duty Vehicle | 2031 | CAPITAL | REPLACEMENT | short-haul | USD/truck | us | us | 175517.0597
heavy duty trucks | Diesel Hybrid Heavy-Duty Vehicle | 2031 | FIXED_OM | NEW | N/A | USD/truck | us | us | 9567.0202
heavy duty trucks | Diesel Hybrid Heavy-Duty Vehicle | 2031 | FIXED_OM | REPLACEMENT | N/A | USD/truck | us | us | 9567.0202
heavy duty trucks | Diesel Hybrid Heavy-Duty Vehicle | 2032 | CAPITAL | NEW | long-haul | USD/truck | us | us | 175517.0597
heavy duty trucks | Diesel Hybrid Heavy-Duty Vehicle | 2032 | CAPITAL | NEW | short-haul | USD/truck | us | us | 175517.0597
heavy duty trucks | Diesel Hybrid Heavy-Duty Vehicle | 2032 | CAPITAL | REPLACEMENT | long-haul | USD/truck | us | us | 175517.0597
heavy duty trucks | Diesel Hybrid Heavy-Duty Vehicle | 2032 | CAPITAL | REPLACEMENT | short-haul | USD/truck | us | us | 175517.0597
heavy duty trucks | Diesel Hybrid Heavy-Duty Vehicle | 2032 | FIXED_OM | NEW | N/A | USD/truck | us | us | 9567.0202
heavy duty trucks | Diesel Hybrid Heavy-Duty Vehicle | 2032 | FIXED_OM | REPLACEMENT | N/A | USD/truck | us | us | 9567.0202
heavy duty trucks | Diesel Hybrid Heavy-Duty Vehicle | 2033 | CAPITAL | NEW | long-haul | USD/truck | us | us | 175517.0597
heavy duty trucks | Diesel Hybrid Heavy-Duty Vehicle | 2033 | CAPITAL | NEW | short-haul | USD/truck | us | us | 175517.0597
heavy duty trucks | Diesel Hybrid Heavy-Duty Vehicle | 2033 | CAPITAL | REPLACEMENT | long-haul | USD/truck | us | us | 175517.0597
heavy duty trucks | Diesel Hybrid Heavy-Duty Vehicle | 2033 | CAPITAL | REPLACEMENT | short-haul | USD/truck | us | us | 175517.0597
heavy duty trucks | Diesel Hybrid Heavy-Duty Vehicle | 2033 | FIXED_OM | NEW | N/A | USD/truck | us | us | 9567.0202
heavy duty trucks | Diesel Hybrid Heavy-Duty Vehicle | 2033 | FIXED_OM | REPLACEMENT | N/A | USD/truck | us | us | 9567.0202
heavy duty trucks | Diesel Hybrid Heavy-Duty Vehicle | 2034 | CAPITAL | NEW | long-haul | USD/truck | us | us | 175517.0597
heavy duty trucks | Diesel Hybrid Heavy-Duty Vehicle | 2034 | CAPITAL | NEW | short-haul | USD/truck | us | us | 175517.0597
heavy duty trucks | Diesel Hybrid Heavy-Duty Vehicle | 2034 | CAPITAL | REPLACEMENT | long-haul | USD/truck | us | us | 175517.0597
heavy duty trucks | Diesel Hybrid Heavy-Duty Vehicle | 2034 | CAPITAL | REPLACEMENT | short-haul | USD/truck | us | us | 175517.0597
heavy duty trucks | Diesel Hybrid Heavy-Duty Vehicle | 2034 | FIXED_OM | NEW | N/A | USD/truck | us | us | 9567.0202
heavy duty trucks | Diesel Hybrid Heavy-Duty Vehicle | 2034 | FIXED_OM | REPLACEMENT | N/A | USD/truck | us | us | 9567.0202
heavy duty trucks | Diesel Hybrid Heavy-Duty Vehicle | 2035 | CAPITAL | NEW | long-haul | USD/truck | us | us | 175517.0597
heavy duty trucks | Diesel Hybrid Heavy-Duty Vehicle | 2035 | CAPITAL | NEW | short-haul | USD/truck | us | us | 175517.0597
heavy duty trucks | Diesel Hybrid Heavy-Duty Vehicle | 2035 | CAPITAL | REPLACEMENT | long-haul | USD/truck | us | us | 175517.0597
heavy duty trucks | Diesel Hybrid Heavy-Duty Vehicle | 2035 | CAPITAL | REPLACEMENT | short-haul | USD/truck | us | us | 175517.0597
heavy duty trucks | Diesel Hybrid Heavy-Duty Vehicle | 2035 | FIXED_OM | NEW | N/A | USD/truck | us | us | 9567.0202
heavy duty trucks | Diesel Hybrid Heavy-Duty Vehicle | 2035 | FIXED_OM | REPLACEMENT | N/A | USD/truck | us | us | 9567.0202
heavy duty trucks | Diesel Hybrid Heavy-Duty Vehicle | 2036 | CAPITAL | NEW | long-haul | USD/truck | us | us | 175517.0597
heavy duty trucks | Diesel Hybrid Heavy-Duty Vehicle | 2036 | CAPITAL | NEW | short-haul | USD/truck | us | us | 175517.0597
heavy duty trucks | Diesel Hybrid Heavy-Duty Vehicle | 2036 | CAPITAL | REPLACEMENT | long-haul | USD/truck | us | us | 175517.0597
heavy duty trucks | Diesel Hybrid Heavy-Duty Vehicle | 2036 | CAPITAL | REPLACEMENT | short-haul | USD/truck | us | us | 175517.0597
heavy duty trucks | Diesel Hybrid Heavy-Duty Vehicle | 2036 | FIXED_OM | NEW | N/A | USD/truck | us | us | 9567.0202
heavy duty trucks | Diesel Hybrid Heavy-Duty Vehicle | 2036 | FIXED_OM | REPLACEMENT | N/A | USD/truck | us | us | 9567.0202
heavy duty trucks | Diesel Hybrid Heavy-Duty Vehicle | 2037 | CAPITAL | NEW | long-haul | USD/truck | us | us | 175517.0597
heavy duty trucks | Diesel Hybrid Heavy-Duty Vehicle | 2037 | CAPITAL | NEW | short-haul | USD/truck | us | us | 175517.0597
heavy duty trucks | Diesel Hybrid Heavy-Duty Vehicle | 2037 | CAPITAL | REPLACEMENT | long-haul | USD/truck | us | us | 175517.0597
heavy duty trucks | Diesel Hybrid Heavy-Duty Vehicle | 2037 | CAPITAL | REPLACEMENT | short-haul | USD/truck | us | us | 175517.0597
heavy duty trucks | Diesel Hybrid Heavy-Duty Vehicle | 2037 | FIXED_OM | NEW | N/A | USD/truck | us | us | 9567.0202
heavy duty trucks | Diesel Hybrid Heavy-Duty Vehicle | 2037 | FIXED_OM | REPLACEMENT | N/A | USD/truck | us | us | 9567.0202
heavy duty trucks | Diesel Hybrid Heavy-Duty Vehicle | 2038 | CAPITAL | NEW | long-haul | USD/truck | us | us | 175517.0597
heavy duty trucks | Diesel Hybrid Heavy-Duty Vehicle | 2038 | CAPITAL | NEW | short-haul | USD/truck | us | us | 175517.0597
heavy duty trucks | Diesel Hybrid Heavy-Duty Vehicle | 2038 | CAPITAL | REPLACEMENT | long-haul | USD/truck | us | us | 175517.0597
heavy duty trucks | Diesel Hybrid Heavy-Duty Vehicle | 2038 | CAPITAL | REPLACEMENT | short-haul | USD/truck | us | us | 175517.0597
heavy duty trucks | Diesel Hybrid Heavy-Duty Vehicle | 2038 | FIXED_OM | NEW | N/A | USD/truck | us | us | 9567.0202
heavy duty trucks | Diesel Hybrid Heavy-Duty Vehicle | 2038 | FIXED_OM | REPLACEMENT | N/A | USD/truck | us | us | 9567.0202
heavy duty trucks | Diesel Hybrid Heavy-Duty Vehicle | 2039 | CAPITAL | NEW | long-haul | USD/truck | us | us | 175517.0597
heavy duty trucks | Diesel Hybrid Heavy-Duty Vehicle | 2039 | CAPITAL | NEW | short-haul | USD/truck | us | us | 175517.0597
heavy duty trucks | Diesel Hybrid Heavy-Duty Vehicle | 2039 | CAPITAL | REPLACEMENT | long-haul | USD/truck | us | us | 175517.0597
heavy duty trucks | Diesel Hybrid Heavy-Duty Vehicle | 2039 | CAPITAL | REPLACEMENT | short-haul | USD/truck | us | us | 175517.0597
heavy duty trucks | Diesel Hybrid Heavy-Duty Vehicle | 2039 | FIXED_OM | NEW | N/A | USD/truck | us | us | 9567.0202
heavy duty trucks | Diesel Hybrid Heavy-Duty Vehicle | 2039 | FIXED_OM | REPLACEMENT | N/A | USD/truck | us | us | 9567.0202
heavy duty trucks | Diesel Hybrid Heavy-Duty Vehicle | 2040 | CAPITAL | NEW | long-haul | USD/truck | us | us | 175517.0597
heavy duty trucks | Diesel Hybrid Heavy-Duty Vehicle | 2040 | CAPITAL | NEW | short-haul | USD/truck | us | us | 175517.0597
heavy duty trucks | Diesel Hybrid Heavy-Duty Vehicle | 2040 | CAPITAL | REPLACEMENT | long-haul | USD/truck | us | us | 175517.0597
heavy duty trucks | Diesel Hybrid Heavy-Duty Vehicle | 2040 | CAPITAL | REPLACEMENT | short-haul | USD/truck | us | us | 175517.0597
heavy duty trucks | Diesel Hybrid Heavy-Duty Vehicle | 2040 | FIXED_OM | NEW | N/A | USD/truck | us | us | 9567.0202
heavy duty trucks | Diesel Hybrid Heavy-Duty Vehicle | 2040 | FIXED_OM | REPLACEMENT | N/A | USD/truck | us | us | 9567.0202
heavy duty trucks | Diesel Hybrid Heavy-Duty Vehicle | 2041 | CAPITAL | NEW | long-haul | USD/truck | us | us | 175517.0597
heavy duty trucks | Diesel Hybrid Heavy-Duty Vehicle | 2041 | CAPITAL | NEW | short-haul | USD/truck | us | us | 175517.0597
heavy duty trucks | Diesel Hybrid Heavy-Duty Vehicle | 2041 | CAPITAL | REPLACEMENT | long-haul | USD/truck | us | us | 175517.0597
heavy duty trucks | Diesel Hybrid Heavy-Duty Vehicle | 2041 | CAPITAL | REPLACEMENT | short-haul | USD/truck | us | us | 175517.0597
heavy duty trucks | Diesel Hybrid Heavy-Duty Vehicle | 2041 | FIXED_OM | NEW | N/A | USD/truck | us | us | 9567.0202
heavy duty trucks | Diesel Hybrid Heavy-Duty Vehicle | 2041 | FIXED_OM | REPLACEMENT | N/A | USD/truck | us | us | 9567.0202
heavy duty trucks | Diesel Hybrid Heavy-Duty Vehicle | 2042 | CAPITAL | NEW | long-haul | USD/truck | us | us | 175517.0597
heavy duty trucks | Diesel Hybrid Heavy-Duty Vehicle | 2042 | CAPITAL | NEW | short-haul | USD/truck | us | us | 175517.0597
heavy duty trucks | Diesel Hybrid Heavy-Duty Vehicle | 2042 | CAPITAL | REPLACEMENT | long-haul | USD/truck | us | us | 175517.0597
heavy duty trucks | Diesel Hybrid Heavy-Duty Vehicle | 2042 | CAPITAL | REPLACEMENT | short-haul | USD/truck | us | us | 175517.0597
heavy duty trucks | Diesel Hybrid Heavy-Duty Vehicle | 2042 | FIXED_OM | NEW | N/A | USD/truck | us | us | 9567.0202
heavy duty trucks | Diesel Hybrid Heavy-Duty Vehicle | 2042 | FIXED_OM | REPLACEMENT | N/A | USD/truck | us | us | 9567.0202
heavy duty trucks | Diesel Hybrid Heavy-Duty Vehicle | 2043 | CAPITAL | NEW | long-haul | USD/truck | us | us | 175517.0597
heavy duty trucks | Diesel Hybrid Heavy-Duty Vehicle | 2043 | CAPITAL | NEW | short-haul | USD/truck | us | us | 175517.0597
heavy duty trucks | Diesel Hybrid Heavy-Duty Vehicle | 2043 | CAPITAL | REPLACEMENT | long-haul | USD/truck | us | us | 175517.0597
heavy duty trucks | Diesel Hybrid Heavy-Duty Vehicle | 2043 | CAPITAL | REPLACEMENT | short-haul | USD/truck | us | us | 175517.0597
heavy duty trucks | Diesel Hybrid Heavy-Duty Vehicle | 2043 | FIXED_OM | NEW | N/A | USD/truck | us | us | 9567.0202
heavy duty trucks | Diesel Hybrid Heavy-Duty Vehicle | 2043 | FIXED_OM | REPLACEMENT | N/A | USD/truck | us | us | 9567.0202
heavy duty trucks | Diesel Hybrid Heavy-Duty Vehicle | 2044 | CAPITAL | NEW | long-haul | USD/truck | us | us | 175517.0597
heavy duty trucks | Diesel Hybrid Heavy-Duty Vehicle | 2044 | CAPITAL | NEW | short-haul | USD/truck | us | us | 175517.0597
heavy duty trucks | Diesel Hybrid Heavy-Duty Vehicle | 2044 | CAPITAL | REPLACEMENT | long-haul | USD/truck | us | us | 175517.0597
heavy duty trucks | Diesel Hybrid Heavy-Duty Vehicle | 2044 | CAPITAL | REPLACEMENT | short-haul | USD/truck | us | us | 175517.0597
heavy duty trucks | Diesel Hybrid Heavy-Duty Vehicle | 2044 | FIXED_OM | NEW | N/A | USD/truck | us | us | 9567.0202
heavy duty trucks | Diesel Hybrid Heavy-Duty Vehicle | 2044 | FIXED_OM | REPLACEMENT | N/A | USD/truck | us | us | 9567.0202
heavy duty trucks | Diesel Hybrid Heavy-Duty Vehicle | 2045 | CAPITAL | NEW | long-haul | USD/truck | us | us | 175517.0597
heavy duty trucks | Diesel Hybrid Heavy-Duty Vehicle | 2045 | CAPITAL | NEW | short-haul | USD/truck | us | us | 175517.0597
heavy duty trucks | Diesel Hybrid Heavy-Duty Vehicle | 2045 | CAPITAL | REPLACEMENT | long-haul | USD/truck | us | us | 175517.0597
heavy duty trucks | Diesel Hybrid Heavy-Duty Vehicle | 2045 | CAPITAL | REPLACEMENT | short-haul | USD/truck | us | us | 175517.0597
heavy duty trucks | Diesel Hybrid Heavy-Duty Vehicle | 2045 | FIXED_OM | NEW | N/A | USD/truck | us | us | 9567.0202
heavy duty trucks | Diesel Hybrid Heavy-Duty Vehicle | 2045 | FIXED_OM | REPLACEMENT | N/A | USD/truck | us | us | 9567.0202
heavy duty trucks | Diesel Hybrid Heavy-Duty Vehicle | 2046 | CAPITAL | NEW | long-haul | USD/truck | us | us | 175517.0597
heavy duty trucks | Diesel Hybrid Heavy-Duty Vehicle | 2046 | CAPITAL | NEW | short-haul | USD/truck | us | us | 175517.0597
heavy duty trucks | Diesel Hybrid Heavy-Duty Vehicle | 2046 | CAPITAL | REPLACEMENT | long-haul | USD/truck | us | us | 175517.0597
heavy duty trucks | Diesel Hybrid Heavy-Duty Vehicle | 2046 | CAPITAL | REPLACEMENT | short-haul | USD/truck | us | us | 175517.0597
heavy duty trucks | Diesel Hybrid Heavy-Duty Vehicle | 2046 | FIXED_OM | NEW | N/A | USD/truck | us | us | 9567.0202
heavy duty trucks | Diesel Hybrid Heavy-Duty Vehicle | 2046 | FIXED_OM | REPLACEMENT | N/A | USD/truck | us | us | 9567.0202
heavy duty trucks | Diesel Hybrid Heavy-Duty Vehicle | 2047 | CAPITAL | NEW | long-haul | USD/truck | us | us | 175517.0597
heavy duty trucks | Diesel Hybrid Heavy-Duty Vehicle | 2047 | CAPITAL | NEW | short-haul | USD/truck | us | us | 175517.0597
heavy duty trucks | Diesel Hybrid Heavy-Duty Vehicle | 2047 | CAPITAL | REPLACEMENT | long-haul | USD/truck | us | us | 175517.0597
heavy duty trucks | Diesel Hybrid Heavy-Duty Vehicle | 2047 | CAPITAL | REPLACEMENT | short-haul | USD/truck | us | us | 175517.0597
heavy duty trucks | Diesel Hybrid Heavy-Duty Vehicle | 2047 | FIXED_OM | NEW | N/A | USD/truck | us | us | 9567.0202
heavy duty trucks | Diesel Hybrid Heavy-Duty Vehicle | 2047 | FIXED_OM | REPLACEMENT | N/A | USD/truck | us | us | 9567.0202
heavy duty trucks | Diesel Hybrid Heavy-Duty Vehicle | 2048 | CAPITAL | NEW | long-haul | USD/truck | us | us | 175517.0597
heavy duty trucks | Diesel Hybrid Heavy-Duty Vehicle | 2048 | CAPITAL | NEW | short-haul | USD/truck | us | us | 175517.0597
heavy duty trucks | Diesel Hybrid Heavy-Duty Vehicle | 2048 | CAPITAL | REPLACEMENT | long-haul | USD/truck | us | us | 175517.0597
heavy duty trucks | Diesel Hybrid Heavy-Duty Vehicle | 2048 | CAPITAL | REPLACEMENT | short-haul | USD/truck | us | us | 175517.0597
heavy duty trucks | Diesel Hybrid Heavy-Duty Vehicle | 2048 | FIXED_OM | NEW | N/A | USD/truck | us | us | 9567.0202
heavy duty trucks | Diesel Hybrid Heavy-Duty Vehicle | 2048 | FIXED_OM | REPLACEMENT | N/A | USD/truck | us | us | 9567.0202
heavy duty trucks | Diesel Hybrid Heavy-Duty Vehicle | 2049 | CAPITAL | NEW | long-haul | USD/truck | us | us | 175517.0597
heavy duty trucks | Diesel Hybrid Heavy-Duty Vehicle | 2049 | CAPITAL | NEW | short-haul | USD/truck | us | us | 175517.0597
heavy duty trucks | Diesel Hybrid Heavy-Duty Vehicle | 2049 | CAPITAL | REPLACEMENT | long-haul | USD/truck | us | us | 175517.0597
heavy duty trucks | Diesel Hybrid Heavy-Duty Vehicle | 2049 | CAPITAL | REPLACEMENT | short-haul | USD/truck | us | us | 175517.0597
heavy duty trucks | Diesel Hybrid Heavy-Duty Vehicle | 2049 | FIXED_OM | NEW | N/A | USD/truck | us | us | 9567.0202
heavy duty trucks | Diesel Hybrid Heavy-Duty Vehicle | 2049 | FIXED_OM | REPLACEMENT | N/A | USD/truck | us | us | 9567.0202
heavy duty trucks | Diesel Hybrid Heavy-Duty Vehicle | 2050 | CAPITAL | NEW | long-haul | USD/truck | us | us | 175517.0597
heavy duty trucks | Diesel Hybrid Heavy-Duty Vehicle | 2050 | CAPITAL | NEW | short-haul | USD/truck | us | us | 175517.0597
heavy duty trucks | Diesel Hybrid Heavy-Duty Vehicle | 2050 | CAPITAL | REPLACEMENT | long-haul | USD/truck | us | us | 175517.0597
heavy duty trucks | Diesel Hybrid Heavy-Duty Vehicle | 2050 | CAPITAL | REPLACEMENT | short-haul | USD/truck | us | us | 175517.0597
heavy duty trucks | Diesel Hybrid Heavy-Duty Vehicle | 2050 | FIXED_OM | NEW | N/A | USD/truck | us | us | 9567.0202
heavy duty trucks | Diesel Hybrid Heavy-Duty Vehicle | 2050 | FIXED_OM | REPLACEMENT | N/A | USD/truck | us | us | 9567.0202
heavy duty trucks | Electric Heavy Duty Vehicle | 2020 | CAPITAL | NEW | long-haul | USD/truck | us | us | 404864.8797
heavy duty trucks | Electric Heavy Duty Vehicle | 2020 | CAPITAL | NEW | short-haul | USD/truck | us | us | 257041.8443
heavy duty trucks | Electric Heavy Duty Vehicle | 2020 | CAPITAL | REPLACEMENT | long-haul | USD/truck | us | us | 404864.8797
heavy duty trucks | Electric Heavy Duty Vehicle | 2020 | CAPITAL | REPLACEMENT | short-haul | USD/truck | us | us | 257041.8443
heavy duty trucks | Electric Heavy Duty Vehicle | 2020 | FIXED_OM | NEW | N/A | USD/truck | us | us | 6696.9131
heavy duty trucks | Electric Heavy Duty Vehicle | 2020 | FIXED_OM | REPLACEMENT | N/A | USD/truck | us | us | 6696.9131
heavy duty trucks | Electric Heavy Duty Vehicle | 2020 | FUEL_SWITCHING | NEW | N/A | USD/truck | us | us | 3957.2928
heavy duty trucks | Electric Heavy Duty Vehicle | 2020 | FUEL_SWITCHING | REPLACEMENT | N/A | USD/truck | us | us | 0
heavy duty trucks | Electric Heavy Duty Vehicle | 2020 | INSTALLATION | NEW | N/A | USD/truck | us | us | 55286.9069
heavy duty trucks | Electric Heavy Duty Vehicle | 2020 | INSTALLATION | REPLACEMENT | N/A | USD/truck | us | us | 55286.9069
heavy duty trucks | Electric Heavy Duty Vehicle | 2021 | CAPITAL | NEW | long-haul | USD/truck | us | us | 379581.4899
heavy duty trucks | Electric Heavy Duty Vehicle | 2021 | CAPITAL | NEW | short-haul | USD/truck | us | us | 244100.9486
heavy duty trucks | Electric Heavy Duty Vehicle | 2021 | CAPITAL | REPLACEMENT | long-haul | USD/truck | us | us | 379581.4899
heavy duty trucks | Electric Heavy Duty Vehicle | 2021 | CAPITAL | REPLACEMENT | short-haul | USD/truck | us | us | 244100.9486
heavy duty trucks | Electric Heavy Duty Vehicle | 2021 | FIXED_OM | NEW | N/A | USD/truck | us | us | 6696.9131
heavy duty trucks | Electric Heavy Duty Vehicle | 2021 | FIXED_OM | REPLACEMENT | N/A | USD/truck | us | us | 6696.9131
heavy duty trucks | Electric Heavy Duty Vehicle | 2021 | FUEL_SWITCHING | NEW | N/A | USD/truck | us | us | 3957.2928
heavy duty trucks | Electric Heavy Duty Vehicle | 2021 | FUEL_SWITCHING | REPLACEMENT | N/A | USD/truck | us | us | 0
heavy duty trucks | Electric Heavy Duty Vehicle | 2021 | INSTALLATION | NEW | N/A | USD/truck | us | us | 55286.9069
heavy duty trucks | Electric Heavy Duty Vehicle | 2021 | INSTALLATION | REPLACEMENT | N/A | USD/truck | us | us | 55286.9069
heavy duty trucks | Electric Heavy Duty Vehicle | 2022 | CAPITAL | NEW | long-haul | USD/truck | us | us | 354298.1
heavy duty trucks | Electric Heavy Duty Vehicle | 2022 | CAPITAL | NEW | short-haul | USD/truck | us | us | 231160.053
heavy duty trucks | Electric Heavy Duty Vehicle | 2022 | CAPITAL | REPLACEMENT | long-haul | USD/truck | us | us | 354298.1
heavy duty trucks | Electric Heavy Duty Vehicle | 2022 | CAPITAL | REPLACEMENT | short-haul | USD/truck | us | us | 231160.053
heavy duty trucks | Electric Heavy Duty Vehicle | 2022 | FIXED_OM | NEW | N/A | USD/truck | us | us | 6696.9131
heavy duty trucks | Electric Heavy Duty Vehicle | 2022 | FIXED_OM | REPLACEMENT | N/A | USD/truck | us | us | 6696.9131
heavy duty trucks | Electric Heavy Duty Vehicle | 2022 | FUEL_SWITCHING | NEW | N/A | USD/truck | us | us | 3957.2928
heavy duty trucks | Electric Heavy Duty Vehicle | 2022 | FUEL_SWITCHING | REPLACEMENT | N/A | USD/truck | us | us | 0
heavy duty trucks | Electric Heavy Duty Vehicle | 2022 | INSTALLATION | NEW | N/A | USD/truck | us | us | 55286.9069
heavy duty trucks | Electric Heavy Duty Vehicle | 2022 | INSTALLATION | REPLACEMENT | N/A | USD/truck | us | us | 55286.9069
heavy duty trucks | Electric Heavy Duty Vehicle | 2023 | CAPITAL | NEW | long-haul | USD/truck | us | us | 329014.7102
heavy duty trucks | Electric Heavy Duty Vehicle | 2023 | CAPITAL | NEW | short-haul | USD/truck | us | us | 218219.1573
heavy duty trucks | Electric Heavy Duty Vehicle | 2023 | CAPITAL | REPLACEMENT | long-haul | USD/truck | us | us | 329014.7102
heavy duty trucks | Electric Heavy Duty Vehicle | 2023 | CAPITAL | REPLACEMENT | short-haul | USD/truck | us | us | 218219.1573
heavy duty trucks | Electric Heavy Duty Vehicle | 2023 | FIXED_OM | NEW | N/A | USD/truck | us | us | 6696.9131
heavy duty trucks | Electric Heavy Duty Vehicle | 2023 | FIXED_OM | REPLACEMENT | N/A | USD/truck | us | us | 6696.9131
heavy duty trucks | Electric Heavy Duty Vehicle | 2023 | FUEL_SWITCHING | NEW | N/A | USD/truck | us | us | 3957.2928
heavy duty trucks | Electric Heavy Duty Vehicle | 2023 | FUEL_SWITCHING | REPLACEMENT | N/A | USD/truck | us | us | 0
heavy duty trucks | Electric Heavy Duty Vehicle | 2023 | INSTALLATION | NEW | N/A | USD/truck | us | us | 55286.9069
heavy duty trucks | Electric Heavy Duty Vehicle | 2023 | INSTALLATION | REPLACEMENT | N/A | USD/truck | us | us | 55286.9069
heavy duty trucks | Electric Heavy Duty Vehicle | 2024 | CAPITAL | NEW | long-haul | USD/truck | us | us | 303731.3204
heavy duty trucks | Electric Heavy Duty Vehicle | 2024 | CAPITAL | NEW | short-haul | USD/truck | us | us | 205278.2617
heavy duty trucks | Electric Heavy Duty Vehicle | 2024 | CAPITAL | REPLACEMENT | long-haul | USD/truck | us | us | 303731.3204
heavy duty trucks | Electric Heavy Duty Vehicle | 2024 | CAPITAL | REPLACEMENT | short-haul | USD/truck | us | us | 205278.2617
heavy duty trucks | Electric Heavy Duty Vehicle | 2024 | FIXED_OM | NEW | N/A | USD/truck | us | us | 6696.9131
heavy duty trucks | Electric Heavy Duty Vehicle | 2024 | FIXED_OM | REPLACEMENT | N/A | USD/truck | us | us | 6696.9131
heavy duty trucks | Electric Heavy Duty Vehicle | 2024 | FUEL_SWITCHING | NEW | N/A | USD/truck | us | us | 3957.2928
heavy duty trucks | Electric Heavy Duty Vehicle | 2024 | FUEL_SWITCHING | REPLACEMENT | N/A | USD/truck | us | us | 0
heavy duty trucks | Electric Heavy Duty Vehicle | 2024 | INSTALLATION | NEW | N/A | USD/truck | us | us | 55286.9069
heavy duty trucks | Electric Heavy Duty Vehicle | 2024 | INSTALLATION | REPLACEMENT | N/A | USD/truck | us | us | 55286.9069
heavy duty trucks | Electric Heavy Duty Vehicle | 2025 | CAPITAL | NEW | long-haul | USD/truck | us | us | 278447.9306
heavy duty trucks | Electric Heavy Duty Vehicle | 2025 | CAPITAL | NEW | short-haul | USD/truck | us | us | 192337.366
heavy duty trucks | Electric Heavy Duty Vehicle | 2025 | CAPITAL | REPLACEMENT | long-haul | USD/truck | us | us | 278447.9306
heavy duty trucks | Electric Heavy Duty Vehicle | 2025 | CAPITAL | REPLACEMENT | short-haul | USD/truck | us | us | 192337.366
heavy duty trucks | Electric Heavy Duty Vehicle | 2025 | FIXED_OM | NEW | N/A | USD/truck | us | us | 6696.9131
heavy duty trucks | Electric Heavy Duty Vehicle | 2025 | FIXED_OM | REPLACEMENT | N/A | USD/truck | us | us | 6696.9131
heavy duty trucks | Electric Heavy Duty Vehicle | 2025 | FUEL_SWITCHING | NEW | N/A | USD/truck | us | us | 3957.2928
heavy duty trucks | Electric Heavy Duty Vehicle | 2025 | FUEL_SWITCHING | REPLACEMENT | N/A | USD/truck | us | us | 0
heavy duty trucks | Electric Heavy Duty Vehicle | 2025 | INSTALLATION | NEW | N/A | USD/truck | us | us | 55286.9069
heavy duty trucks | Electric Heavy Duty Vehicle | 2025 | INSTALLATION | REPLACEMENT | N/A | USD/truck | us | us | 55286.9069
heavy duty trucks | Electric Heavy Duty Vehicle | 2026 | CAPITAL | NEW | long-haul | USD/truck | us | us | 265866.4458
heavy duty trucks | Electric Heavy Duty Vehicle | 2026 | CAPITAL | NEW | short-haul | USD/truck | us | us | 185790.6174
heavy duty trucks | Electric Heavy Duty Vehicle | 2026 | CAPITAL | REPLACEMENT | long-haul | USD/truck | us | us | 265866.4458
heavy duty trucks | Electric Heavy Duty Vehicle | 2026 | CAPITAL | REPLACEMENT | short-haul | USD/truck | us | us | 185790.6174
heavy duty trucks | Electric Heavy Duty Vehicle | 2026 | FIXED_OM | NEW | N/A | USD/truck | us | us | 6696.9131
heavy duty trucks | Electric Heavy Duty Vehicle | 2026 | FIXED_OM | REPLACEMENT | N/A | USD/truck | us | us | 6696.9131
heavy duty trucks | Electric Heavy Duty Vehicle | 2026 | FUEL_SWITCHING | NEW | N/A | USD/truck | us | us | 3957.2928
heavy duty trucks | Electric Heavy Duty Vehicle | 2026 | FUEL_SWITCHING | REPLACEMENT | N/A | USD/truck | us | us | 0
heavy duty trucks | Electric Heavy Duty Vehicle | 2026 | INSTALLATION | NEW | N/A | USD/truck | us | us | 55286.9069
heavy duty trucks | Electric Heavy Duty Vehicle | 2026 | INSTALLATION | REPLACEMENT | N/A | USD/truck | us | us | 55286.9069
heavy duty trucks | Electric Heavy Duty Vehicle | 2027 | CAPITAL | NEW | long-haul | USD/truck | us | us | 253284.9611
heavy duty trucks | Electric Heavy Duty Vehicle | 2027 | CAPITAL | NEW | short-haul | USD/truck | us | us | 179243.8687
heavy duty trucks | Electric Heavy Duty Vehicle | 2027 | CAPITAL | REPLACEMENT | long-haul | USD/truck | us | us | 253284.9611
heavy duty trucks | Electric Heavy Duty Vehicle | 2027 | CAPITAL | REPLACEMENT | short-haul | USD/truck | us | us | 179243.8687
heavy duty trucks | Electric Heavy Duty Vehicle | 2027 | FIXED_OM | NEW | N/A | USD/truck | us | us | 6696.9131
heavy duty trucks | Electric Heavy Duty Vehicle | 2027 | FIXED_OM | REPLACEMENT | N/A | USD/truck | us | us | 6696.9131
heavy duty trucks | Electric Heavy Duty Vehicle | 2027 | FUEL_SWITCHING | NEW | N/A | USD/truck | us | us | 3957.2928
heavy duty trucks | Electric Heavy Duty Vehicle | 2027 | FUEL_SWITCHING | REPLACEMENT | N/A | USD/truck | us | us | 0
heavy duty trucks | Electric Heavy Duty Vehicle | 2027 | INSTALLATION | NEW | N/A | USD/truck | us | us | 55286.9069
heavy duty trucks | Electric Heavy Duty Vehicle | 2027 | INSTALLATION | REPLACEMENT | N/A | USD/truck | us | us | 55286.9069
heavy duty trucks | Electric Heavy Duty Vehicle | 2028 | CAPITAL | NEW | long-haul | USD/truck | us | us | 240703.4763
heavy duty trucks | Electric Heavy Duty Vehicle | 2028 | CAPITAL | NEW | short-haul | USD/truck | us | us | 172697.1201
heavy duty trucks | Electric Heavy Duty Vehicle | 2028 | CAPITAL | REPLACEMENT | long-haul | USD/truck | us | us | 240703.4763
heavy duty trucks | Electric Heavy Duty Vehicle | 2028 | CAPITAL | REPLACEMENT | short-haul | USD/truck | us | us | 172697.1201
heavy duty trucks | Electric Heavy Duty Vehicle | 2028 | FIXED_OM | NEW | N/A | USD/truck | us | us | 6696.9131
heavy duty trucks | Electric Heavy Duty Vehicle | 2028 | FIXED_OM | REPLACEMENT | N/A | USD/truck | us | us | 6696.9131
heavy duty trucks | Electric Heavy Duty Vehicle | 2028 | FUEL_SWITCHING | NEW | N/A | USD/truck | us | us | 3957.2928
heavy duty trucks | Electric Heavy Duty Vehicle | 2028 | FUEL_SWITCHING | REPLACEMENT | N/A | USD/truck | us | us | 0
heavy duty trucks | Electric Heavy Duty Vehicle | 2028 | INSTALLATION | NEW | N/A | USD/truck | us | us | 55286.9069
heavy duty trucks | Electric Heavy Duty Vehicle | 2028 | INSTALLATION | REPLACEMENT | N/A | USD/truck | us | us | 55286.9069
heavy duty trucks | Electric Heavy Duty Vehicle | 2029 | CAPITAL | NEW | long-haul | USD/truck | us | us | 228121.9916
heavy duty trucks | Electric Heavy Duty Vehicle | 2029 | CAPITAL | NEW | short-haul | USD/truck | us | us | 166150.3714
heavy duty trucks | Electric Heavy Duty Vehicle | 2029 | CAPITAL | REPLACEMENT | long-haul | USD/truck | us | us | 228121.9916
heavy duty trucks | Electric Heavy Duty Vehicle | 2029 | CAPITAL | REPLACEMENT | short-haul | USD/truck | us | us | 166150.3714
heavy duty trucks | Electric Heavy Duty Vehicle | 2029 | FIXED_OM | NEW | N/A | USD/truck | us | us | 6696.9131
heavy duty trucks | Electric Heavy Duty Vehicle | 2029 | FIXED_OM | REPLACEMENT | N/A | USD/truck | us | us | 6696.9131
heavy duty trucks | Electric Heavy Duty Vehicle | 2029 | FUEL_SWITCHING | NEW | N/A | USD/truck | us | us | 3957.2928
heavy duty trucks | Electric Heavy Duty Vehicle | 2029 | FUEL_SWITCHING | REPLACEMENT | N/A | USD/truck | us | us | 0
heavy duty trucks | Electric Heavy Duty Vehicle | 2029 | INSTALLATION | NEW | N/A | USD/truck | us | us | 55286.9069
heavy duty trucks | Electric Heavy Duty Vehicle | 2029 | INSTALLATION | REPLACEMENT | N/A | USD/truck | us | us | 55286.9069
heavy duty trucks | Electric Heavy Duty Vehicle | 2030 | CAPITAL | NEW | long-haul | USD/truck | us | us | 215540.5068
heavy duty trucks | Electric Heavy Duty Vehicle | 2030 | CAPITAL | NEW | short-haul | USD/truck | us | us | 159603.6228
heavy duty trucks | Electric Heavy Duty Vehicle | 2030 | CAPITAL | REPLACEMENT | long-haul | USD/truck | us | us | 215540.5068
heavy duty trucks | Electric Heavy Duty Vehicle | 2030 | CAPITAL | REPLACEMENT | short-haul | USD/truck | us | us | 159603.6228
heavy duty trucks | Electric Heavy Duty Vehicle | 2030 | FIXED_OM | NEW | N/A | USD/truck | us | us | 6696.9131
heavy duty trucks | Electric Heavy Duty Vehicle | 2030 | FIXED_OM | REPLACEMENT | N/A | USD/truck | us | us | 6696.9131
heavy duty trucks | Electric Heavy Duty Vehicle | 2030 | FUEL_SWITCHING | NEW | N/A | USD/truck | us | us | 3957.2928
heavy duty trucks | Electric Heavy Duty Vehicle | 2030 | FUEL_SWITCHING | REPLACEMENT | N/A | USD/truck | us | us | 0
heavy duty trucks | Electric Heavy Duty Vehicle | 2030 | INSTALLATION | NEW | N/A | USD/truck | us | us | 55286.9069
heavy duty trucks | Electric Heavy Duty Vehicle | 2030 | INSTALLATION | REPLACEMENT | N/A | USD/truck | us | us | 55286.9069
heavy duty trucks | Electric Heavy Duty Vehicle | 2031 | CAPITAL | NEW | long-haul | USD/truck | us | us | 213945.6822
heavy duty trucks | Electric Heavy Duty Vehicle | 2031 | CAPITAL | NEW | short-haul | USD/truck | us | us | 158653.4495
heavy duty trucks | Electric Heavy Duty Vehicle | 2031 | CAPITAL | REPLACEMENT | long-haul | USD/truck | us | us | 213945.6822
heavy duty trucks | Electric Heavy Duty Vehicle | 2031 | CAPITAL | REPLACEMENT | short-haul | USD/truck | us | us | 158653.4495
heavy duty trucks | Electric Heavy Duty Vehicle | 2031 | FIXED_OM | NEW | N/A | USD/truck | us | us | 6696.9131
heavy duty trucks | Electric Heavy Duty Vehicle | 2031 | FIXED_OM | REPLACEMENT | N/A | USD/truck | us | us | 6696.9131
heavy duty trucks | Electric Heavy Duty Vehicle | 2031 | FUEL_SWITCHING | NEW | N/A | USD/truck | us | us | 3957.2928
heavy duty trucks | Electric Heavy Duty Vehicle | 2031 | FUEL_SWITCHING | REPLACEMENT | N/A | USD/truck | us | us | 0
heavy duty trucks | Electric Heavy Duty Vehicle | 2031 | INSTALLATION | NEW | N/A | USD/truck | us | us | 55286.9069
heavy duty trucks | Electric Heavy Duty Vehicle | 2031 | INSTALLATION | REPLACEMENT | N/A | USD/truck | us | us | 55286.9069
heavy duty trucks | Electric Heavy Duty Vehicle | 2032 | CAPITAL | NEW | long-haul | USD/truck | us | us | 212350.8577
heavy duty trucks | Electric Heavy Duty Vehicle | 2032 | CAPITAL | NEW | short-haul | USD/truck | us | us | 157703.2763
heavy duty trucks | Electric Heavy Duty Vehicle | 2032 | CAPITAL | REPLACEMENT | long-haul | USD/truck | us | us | 212350.8577
heavy duty trucks | Electric Heavy Duty Vehicle | 2032 | CAPITAL | REPLACEMENT | short-haul | USD/truck | us | us | 157703.2763
heavy duty trucks | Electric Heavy Duty Vehicle | 2032 | FIXED_OM | NEW | N/A | USD/truck | us | us | 6696.9131
heavy duty trucks | Electric Heavy Duty Vehicle | 2032 | FIXED_OM | REPLACEMENT | N/A | USD/truck | us | us | 6696.9131
heavy duty trucks | Electric Heavy Duty Vehicle | 2032 | FUEL_SWITCHING | NEW | N/A | USD/truck | us | us | 3957.2928
heavy duty trucks | Electric Heavy Duty Vehicle | 2032 | FUEL_SWITCHING | REPLACEMENT | N/A | USD/truck | us | us | 0
heavy duty trucks | Electric Heavy Duty Vehicle | 2032 | INSTALLATION | NEW | N/A | USD/truck | us | us | 55286.9069
heavy duty trucks | Electric Heavy Duty Vehicle | 2032 | INSTALLATION | REPLACEMENT | N/A | USD/truck | us | us | 55286.9069
heavy duty trucks | Electric Heavy Duty Vehicle | 2033 | CAPITAL | NEW | long-haul | USD/truck | us | us | 210756.0331
heavy duty trucks | Electric Heavy Duty Vehicle | 2033 | CAPITAL | NEW | short-haul | USD/truck | us | us | 156753.1031
heavy duty trucks | Electric Heavy Duty Vehicle | 2033 | CAPITAL | REPLACEMENT | long-haul | USD/truck | us | us | 210756.0331
heavy duty trucks | Electric Heavy Duty Vehicle | 2033 | CAPITAL | REPLACEMENT | short-haul | USD/truck | us | us | 156753.1031
heavy duty trucks | Electric Heavy Duty Vehicle | 2033 | FIXED_OM | NEW | N/A | USD/truck | us | us | 6696.9131
heavy duty trucks | Electric Heavy Duty Vehicle | 2033 | FIXED_OM | REPLACEMENT | N/A | USD/truck | us | us | 6696.9131
heavy duty trucks | Electric Heavy Duty Vehicle | 2033 | FUEL_SWITCHING | NEW | N/A | USD/truck | us | us | 3957.2928
heavy duty trucks | Electric Heavy Duty Vehicle | 2033 | FUEL_SWITCHING | REPLACEMENT | N/A | USD/truck | us | us | 0
heavy duty trucks | Electric Heavy Duty Vehicle | 2033 | INSTALLATION | NEW | N/A | USD/truck | us | us | 55286.9069
heavy duty trucks | Electric Heavy Duty Vehicle | 2033 | INSTALLATION | REPLACEMENT | N/A | USD/truck | us | us | 55286.9069
heavy duty trucks | Electric Heavy Duty Vehicle | 2034 | CAPITAL | NEW | long-haul | USD/truck | us | us | 209161.2085
heavy duty trucks | Electric Heavy Duty Vehicle | 2034 | CAPITAL | NEW | short-haul | USD/truck | us | us | 155802.9298
heavy duty trucks | Electric Heavy Duty Vehicle | 2034 | CAPITAL | REPLACEMENT | long-haul | USD/truck | us | us | 209161.2085
heavy duty trucks | Electric Heavy Duty Vehicle | 2034 | CAPITAL | REPLACEMENT | short-haul | USD/truck | us | us | 155802.9298
heavy duty trucks | Electric Heavy Duty Vehicle | 2034 | FIXED_OM | NEW | N/A | USD/truck | us | us | 6696.9131
heavy duty trucks | Electric Heavy Duty Vehicle | 2034 | FIXED_OM | REPLACEMENT | N/A | USD/truck | us | us | 6696.9131
heavy duty trucks | Electric Heavy Duty Vehicle | 2034 | FUEL_SWITCHING | NEW | N/A | USD/truck | us | us | 3957.2928
heavy duty trucks | Electric Heavy Duty Vehicle | 2034 | FUEL_SWITCHING | REPLACEMENT | N/A | USD/truck | us | us | 0
heavy duty trucks | Electric Heavy Duty Vehicle | 2034 | INSTALLATION | NEW | N/A | USD/truck | us | us | 55286.9069
heavy duty trucks | Electric Heavy Duty Vehicle | 2034 | INSTALLATION | REPLACEMENT | N/A | USD/truck | us | us | 55286.9069
heavy duty trucks | Electric Heavy Duty Vehicle | 2035 | CAPITAL | NEW | long-haul | USD/truck | us | us | 207566.3839
heavy duty trucks | Electric Heavy Duty Vehicle | 2035 | CAPITAL | NEW | short-haul | USD/truck | us | us | 154852.7566
heavy duty trucks | Electric Heavy Duty Vehicle | 2035 | CAPITAL | REPLACEMENT | long-haul | USD/truck | us | us | 207566.3839
heavy duty trucks | Electric Heavy Duty Vehicle | 2035 | CAPITAL | REPLACEMENT | short-haul | USD/truck | us | us | 154852.7566
heavy duty trucks | Electric Heavy Duty Vehicle | 2035 | FIXED_OM | NEW | N/A | USD/truck | us | us | 6696.9131
heavy duty trucks | Electric Heavy Duty Vehicle | 2035 | FIXED_OM | REPLACEMENT | N/A | USD/truck | us | us | 6696.9131
heavy duty trucks | Electric Heavy Duty Vehicle | 2035 | FUEL_SWITCHING | NEW | N/A | USD/truck | us | us | 3957.2928
heavy duty trucks | Electric Heavy Duty Vehicle | 2035 | FUEL_SWITCHING | REPLACEMENT | N/A | USD/truck | us | us | 0
heavy duty trucks | Electric Heavy Duty Vehicle | 2035 | INSTALLATION | NEW | N/A | USD/truck | us | us | 55286.9069
heavy duty trucks | Electric Heavy Duty Vehicle | 2035 | INSTALLATION | REPLACEMENT | N/A | USD/truck | us | us | 55286.9069
heavy duty trucks | Electric Heavy Duty Vehicle | 2036 | CAPITAL | NEW | long-haul | USD/truck | us | us | 205971.5593
heavy duty trucks | Electric Heavy Duty Vehicle | 2036 | CAPITAL | NEW | short-haul | USD/truck | us | us | 153902.5834
heavy duty trucks | Electric Heavy Duty Vehicle | 2036 | CAPITAL | REPLACEMENT | long-haul | USD/truck | us | us | 205971.5593
heavy duty trucks | Electric Heavy Duty Vehicle | 2036 | CAPITAL | REPLACEMENT | short-haul | USD/truck | us | us | 153902.5834
heavy duty trucks | Electric Heavy Duty Vehicle | 2036 | FIXED_OM | NEW | N/A | USD/truck | us | us | 6696.9131
heavy duty trucks | Electric Heavy Duty Vehicle | 2036 | FIXED_OM | REPLACEMENT | N/A | USD/truck | us | us | 6696.9131
heavy duty trucks | Electric Heavy Duty Vehicle | 2036 | FUEL_SWITCHING | NEW | N/A | USD/truck | us | us | 3957.2928
heavy duty trucks | Electric Heavy Duty Vehicle | 2036 | FUEL_SWITCHING | REPLACEMENT | N/A | USD/truck | us | us | 0
heavy duty trucks | Electric Heavy Duty Vehicle | 2036 | INSTALLATION | NEW | N/A | USD/truck | us | us | 55286.9069
heavy duty trucks | Electric Heavy Duty Vehicle | 2036 | INSTALLATION | REPLACEMENT | N/A | USD/truck | us | us | 55286.9069
heavy duty trucks | Electric Heavy Duty Vehicle | 2037 | CAPITAL | NEW | long-haul | USD/truck | us | us | 204376.7348
heavy duty trucks | Electric Heavy Duty Vehicle | 2037 | CAPITAL | NEW | short-haul | USD/truck | us | us | 152952.4101
heavy duty trucks | Electric Heavy Duty Vehicle | 2037 | CAPITAL | REPLACEMENT | long-haul | USD/truck | us | us | 204376.7348
heavy duty trucks | Electric Heavy Duty Vehicle | 2037 | CAPITAL | REPLACEMENT | short-haul | USD/truck | us | us | 152952.4101
heavy duty trucks | Electric Heavy Duty Vehicle | 2037 | FIXED_OM | NEW | N/A | USD/truck | us | us | 6696.9131
heavy duty trucks | Electric Heavy Duty Vehicle | 2037 | FIXED_OM | REPLACEMENT | N/A | USD/truck | us | us | 6696.9131
heavy duty trucks | Electric Heavy Duty Vehicle | 2037 | FUEL_SWITCHING | NEW | N/A | USD/truck | us | us | 3957.2928
heavy duty trucks | Electric Heavy Duty Vehicle | 2037 | FUEL_SWITCHING | REPLACEMENT | N/A | USD/truck | us | us | 0
heavy duty trucks | Electric Heavy Duty Vehicle | 2037 | INSTALLATION | NEW | N/A | USD/truck | us | us | 55286.9069
heavy duty trucks | Electric Heavy Duty Vehicle | 2037 | INSTALLATION | REPLACEMENT | N/A | USD/truck | us | us | 55286.9069
heavy duty trucks | Electric Heavy Duty Vehicle | 2038 | CAPITAL | NEW | long-haul | USD/truck | us | us | 202781.9102
heavy duty trucks | Electric Heavy Duty Vehicle | 2038 | CAPITAL | NEW | short-haul | USD/truck | us | us | 152002.2369
heavy duty trucks | Electric Heavy Duty Vehicle | 2038 | CAPITAL | REPLACEMENT | long-haul | USD/truck | us | us | 202781.9102
heavy duty trucks | Electric Heavy Duty Vehicle | 2038 | CAPITAL | REPLACEMENT | short-haul | USD/truck | us | us | 152002.2369
heavy duty trucks | Electric Heavy Duty Vehicle | 2038 | FIXED_OM | NEW | N/A | USD/truck | us | us | 6696.9131
heavy duty trucks | Electric Heavy Duty Vehicle | 2038 | FIXED_OM | REPLACEMENT | N/A | USD/truck | us | us | 6696.9131
heavy duty trucks | Electric Heavy Duty Vehicle | 2038 | FUEL_SWITCHING | NEW | N/A | USD/truck | us | us | 3957.2928
heavy duty trucks | Electric Heavy Duty Vehicle | 2038 | FUEL_SWITCHING | REPLACEMENT | N/A | USD/truck | us | us | 0
heavy duty trucks | Electric Heavy Duty Vehicle | 2038 | INSTALLATION | NEW | N/A | USD/truck | us | us | 55286.9069
heavy duty trucks | Electric Heavy Duty Vehicle | 2038 | INSTALLATION | REPLACEMENT | N/A | USD/truck | us | us | 55286.9069
heavy duty trucks | Electric Heavy Duty Vehicle | 2039 | CAPITAL | NEW | long-haul | USD/truck | us | us | 201187.0856
heavy duty trucks | Electric Heavy Duty Vehicle | 2039 | CAPITAL | NEW | short-haul | USD/truck | us | us | 151052.0637
heavy duty trucks | Electric Heavy Duty Vehicle | 2039 | CAPITAL | REPLACEMENT | long-haul | USD/truck | us | us | 201187.0856
heavy duty trucks | Electric Heavy Duty Vehicle | 2039 | CAPITAL | REPLACEMENT | short-haul | USD/truck | us | us | 151052.0637
heavy duty trucks | Electric Heavy Duty Vehicle | 2039 | FIXED_OM | NEW | N/A | USD/truck | us | us | 6696.9131
heavy duty trucks | Electric Heavy Duty Vehicle | 2039 | FIXED_OM | REPLACEMENT | N/A | USD/truck | us | us | 6696.9131
heavy duty trucks | Electric Heavy Duty Vehicle | 2039 | FUEL_SWITCHING | NEW | N/A | USD/truck | us | us | 3957.2928
heavy duty trucks | Electric Heavy Duty Vehicle | 2039 | FUEL_SWITCHING | REPLACEMENT | N/A | USD/truck | us | us | 0
heavy duty trucks | Electric Heavy Duty Vehicle | 2039 | INSTALLATION | NEW | N/A | USD/truck | us | us | 55286.9069
heavy duty trucks | Electric Heavy Duty Vehicle | 2039 | INSTALLATION | REPLACEMENT | N/A | USD/truck | us | us | 55286.9069
heavy duty trucks | Electric Heavy Duty Vehicle | 2040 | CAPITAL | NEW | long-haul | USD/truck | us | us | 199592.261
heavy duty trucks | Electric Heavy Duty Vehicle | 2040 | CAPITAL | NEW | short-haul | USD/truck | us | us | 150101.8904
heavy duty trucks | Electric Heavy Duty Vehicle | 2040 | CAPITAL | REPLACEMENT | long-haul | USD/truck | us | us | 199592.261
heavy duty trucks | Electric Heavy Duty Vehicle | 2040 | CAPITAL | REPLACEMENT | short-haul | USD/truck | us | us | 150101.8904
heavy duty trucks | Electric Heavy Duty Vehicle | 2040 | FIXED_OM | NEW | N/A | USD/truck | us | us | 6696.9131
heavy duty trucks | Electric Heavy Duty Vehicle | 2040 | FIXED_OM | REPLACEMENT | N/A | USD/truck | us | us | 6696.9131
heavy duty trucks | Electric Heavy Duty Vehicle | 2040 | FUEL_SWITCHING | NEW | N/A | USD/truck | us | us | 3957.2928
heavy duty trucks | Electric Heavy Duty Vehicle | 2040 | FUEL_SWITCHING | REPLACEMENT | N/A | USD/truck | us | us | 0
heavy duty trucks | Electric Heavy Duty Vehicle | 2040 | INSTALLATION | NEW | N/A | USD/truck | us | us | 55286.9069
heavy duty trucks | Electric Heavy Duty Vehicle | 2040 | INSTALLATION | REPLACEMENT | N/A | USD/truck | us | us | 55286.9069
heavy duty trucks | Electric Heavy Duty Vehicle | 2041 | CAPITAL | NEW | long-haul | USD/truck | us | us | 197997.4364
heavy duty trucks | Electric Heavy Duty Vehicle | 2041 | CAPITAL | NEW | short-haul | USD/truck | us | us | 149151.7172
heavy duty trucks | Electric Heavy Duty Vehicle | 2041 | CAPITAL | REPLACEMENT | long-haul | USD/truck | us | us | 197997.4364
heavy duty trucks | Electric Heavy Duty Vehicle | 2041 | CAPITAL | REPLACEMENT | short-haul | USD/truck | us | us | 149151.7172
heavy duty trucks | Electric Heavy Duty Vehicle | 2041 | FIXED_OM | NEW | N/A | USD/truck | us | us | 6696.9131
heavy duty trucks | Electric Heavy Duty Vehicle | 2041 | FIXED_OM | REPLACEMENT | N/A | USD/truck | us | us | 6696.9131
heavy duty trucks | Electric Heavy Duty Vehicle | 2041 | FUEL_SWITCHING | NEW | N/A | USD/truck | us | us | 3957.2928
heavy duty trucks | Electric Heavy Duty Vehicle | 2041 | FUEL_SWITCHING | REPLACEMENT | N/A | USD/truck | us | us | 0
heavy duty trucks | Electric Heavy Duty Vehicle | 2041 | INSTALLATION | NEW | N/A | USD/truck | us | us | 55286.9069
heavy duty trucks | Electric Heavy Duty Vehicle | 2041 | INSTALLATION | REPLACEMENT | N/A | USD/truck | us | us | 55286.9069
heavy duty trucks | Electric Heavy Duty Vehicle | 2042 | CAPITAL | NEW | long-haul | USD/truck | us | us | 196402.6119
heavy duty trucks | Electric Heavy Duty Vehicle | 2042 | CAPITAL | NEW | short-haul | USD/truck | us | us | 148201.544
heavy duty trucks | Electric Heavy Duty Vehicle | 2042 | CAPITAL | REPLACEMENT | long-haul | USD/truck | us | us | 196402.6119
heavy duty trucks | Electric Heavy Duty Vehicle | 2042 | CAPITAL | REPLACEMENT | short-haul | USD/truck | us | us | 148201.544
heavy duty trucks | Electric Heavy Duty Vehicle | 2042 | FIXED_OM | NEW | N/A | USD/truck | us | us | 6696.9131
heavy duty trucks | Electric Heavy Duty Vehicle | 2042 | FIXED_OM | REPLACEMENT | N/A | USD/truck | us | us | 6696.9131
heavy duty trucks | Electric Heavy Duty Vehicle | 2042 | FUEL_SWITCHING | NEW | N/A | USD/truck | us | us | 3957.2928
heavy duty trucks | Electric Heavy Duty Vehicle | 2042 | FUEL_SWITCHING | REPLACEMENT | N/A | USD/truck | us | us | 0
heavy duty trucks | Electric Heavy Duty Vehicle | 2042 | INSTALLATION | NEW | N/A | USD/truck | us | us | 55286.9069
heavy duty trucks | Electric Heavy Duty Vehicle | 2042 | INSTALLATION | REPLACEMENT | N/A | USD/truck | us | us | 55286.9069
heavy duty trucks | Electric Heavy Duty Vehicle | 2043 | CAPITAL | NEW | long-haul | USD/truck | us | us | 194807.7873
heavy duty trucks | Electric Heavy Duty Vehicle | 2043 | CAPITAL | NEW | short-haul | USD/truck | us | us | 147251.3707
heavy duty trucks | Electric Heavy Duty Vehicle | 2043 | CAPITAL | REPLACEMENT | long-haul | USD/truck | us | us | 194807.7873
heavy duty trucks | Electric Heavy Duty Vehicle | 2043 | CAPITAL | REPLACEMENT | short-haul | USD/truck | us | us | 147251.3707
heavy duty trucks | Electric Heavy Duty Vehicle | 2043 | FIXED_OM | NEW | N/A | USD/truck | us | us | 6696.9131
heavy duty trucks | Electric Heavy Duty Vehicle | 2043 | FIXED_OM | REPLACEMENT | N/A | USD/truck | us | us | 6696.9131
heavy duty trucks | Electric Heavy Duty Vehicle | 2043 | FUEL_SWITCHING | NEW | N/A | USD/truck | us | us | 3957.2928
heavy duty trucks | Electric Heavy Duty Vehicle | 2043 | FUEL_SWITCHING | REPLACEMENT | N/A | USD/truck | us | us | 0
heavy duty trucks | Electric Heavy Duty Vehicle | 2043 | INSTALLATION | NEW | N/A | USD/truck | us | us | 55286.9069
heavy duty trucks | Electric Heavy Duty Vehicle | 2043 | INSTALLATION | REPLACEMENT | N/A | USD/truck | us | us | 55286.9069
heavy duty trucks | Electric Heavy Duty Vehicle | 2044 | CAPITAL | NEW | long-haul | USD/truck | us | us | 193212.9627
heavy duty trucks | Electric Heavy Duty Vehicle | 2044 | CAPITAL | NEW | short-haul | USD/truck | us | us | 146301.1975
heavy duty trucks | Electric Heavy Duty Vehicle | 2044 | CAPITAL | REPLACEMENT | long-haul | USD/truck | us | us | 193212.9627
heavy duty trucks | Electric Heavy Duty Vehicle | 2044 | CAPITAL | REPLACEMENT | short-haul | USD/truck | us | us | 146301.1975
heavy duty trucks | Electric Heavy Duty Vehicle | 2044 | FIXED_OM | NEW | N/A | USD/truck | us | us | 6696.9131
heavy duty trucks | Electric Heavy Duty Vehicle | 2044 | FIXED_OM | REPLACEMENT | N/A | USD/truck | us | us | 6696.9131
heavy duty trucks | Electric Heavy Duty Vehicle | 2044 | FUEL_SWITCHING | NEW | N/A | USD/truck | us | us | 3957.2928
heavy duty trucks | Electric Heavy Duty Vehicle | 2044 | FUEL_SWITCHING | REPLACEMENT | N/A | USD/truck | us | us | 0
heavy duty trucks | Electric Heavy Duty Vehicle | 2044 | INSTALLATION | NEW | N/A | USD/truck | us | us | 55286.9069
heavy duty trucks | Electric Heavy Duty Vehicle | 2044 | INSTALLATION | REPLACEMENT | N/A | USD/truck | us | us | 55286.9069
heavy duty trucks | Electric Heavy Duty Vehicle | 2045 | CAPITAL | NEW | long-haul | USD/truck | us | us | 191618.1381
heavy duty trucks | Electric Heavy Duty Vehicle | 2045 | CAPITAL | NEW | short-haul | USD/truck | us | us | 145351.0243
heavy duty trucks | Electric Heavy Duty Vehicle | 2045 | CAPITAL | REPLACEMENT | long-haul | USD/truck | us | us | 191618.1381
heavy duty trucks | Electric Heavy Duty Vehicle | 2045 | CAPITAL | REPLACEMENT | short-haul | USD/truck | us | us | 145351.0243
heavy duty trucks | Electric Heavy Duty Vehicle | 2045 | FIXED_OM | NEW | N/A | USD/truck | us | us | 6696.9131
heavy duty trucks | Electric Heavy Duty Vehicle | 2045 | FIXED_OM | REPLACEMENT | N/A | USD/truck | us | us | 6696.9131
heavy duty trucks | Electric Heavy Duty Vehicle | 2045 | FUEL_SWITCHING | NEW | N/A | USD/truck | us | us | 3957.2928
heavy duty trucks | Electric Heavy Duty Vehicle | 2045 | FUEL_SWITCHING | REPLACEMENT | N/A | USD/truck | us | us | 0
heavy duty trucks | Electric Heavy Duty Vehicle | 2045 | INSTALLATION | NEW | N/A | USD/truck | us | us | 55286.9069
heavy duty trucks | Electric Heavy Duty Vehicle | 2045 | INSTALLATION | REPLACEMENT | N/A | USD/truck | us | us | 55286.9069
heavy duty trucks | Electric Heavy Duty Vehicle | 2046 | CAPITAL | NEW | long-haul | USD/truck | us | us | 190023.3135
heavy duty trucks | Electric Heavy Duty Vehicle | 2046 | CAPITAL | NEW | short-haul | USD/truck | us | us | 144400.851
heavy duty trucks | Electric Heavy Duty Vehicle | 2046 | CAPITAL | REPLACEMENT | long-haul | USD/truck | us | us | 190023.3135
heavy duty trucks | Electric Heavy Duty Vehicle | 2046 | CAPITAL | REPLACEMENT | short-haul | USD/truck | us | us | 144400.851
heavy duty trucks | Electric Heavy Duty Vehicle | 2046 | FIXED_OM | NEW | N/A | USD/truck | us | us | 6696.9131
heavy duty trucks | Electric Heavy Duty Vehicle | 2046 | FIXED_OM | REPLACEMENT | N/A | USD/truck | us | us | 6696.9131
heavy duty trucks | Electric Heavy Duty Vehicle | 2046 | FUEL_SWITCHING | NEW | N/A | USD/truck | us | us | 3957.2928
heavy duty trucks | Electric Heavy Duty Vehicle | 2046 | FUEL_SWITCHING | REPLACEMENT | N/A | USD/truck | us | us | 0
heavy duty trucks | Electric Heavy Duty Vehicle | 2046 | INSTALLATION | NEW | N/A | USD/truck | us | us | 55286.9069
heavy duty trucks | Electric Heavy Duty Vehicle | 2046 | INSTALLATION | REPLACEMENT | N/A | USD/truck | us | us | 55286.9069
heavy duty trucks | Electric Heavy Duty Vehicle | 2047 | CAPITAL | NEW | long-haul | USD/truck | us | us | 188428.489
heavy duty trucks | Electric Heavy Duty Vehicle | 2047 | CAPITAL | NEW | short-haul | USD/truck | us | us | 143450.6778
heavy duty trucks | Electric Heavy Duty Vehicle | 2047 | CAPITAL | REPLACEMENT | long-haul | USD/truck | us | us | 188428.489
heavy duty trucks | Electric Heavy Duty Vehicle | 2047 | CAPITAL | REPLACEMENT | short-haul | USD/truck | us | us | 143450.6778
heavy duty trucks | Electric Heavy Duty Vehicle | 2047 | FIXED_OM | NEW | N/A | USD/truck | us | us | 6696.9131
heavy duty trucks | Electric Heavy Duty Vehicle | 2047 | FIXED_OM | REPLACEMENT | N/A | USD/truck | us | us | 6696.9131
heavy duty trucks | Electric Heavy Duty Vehicle | 2047 | FUEL_SWITCHING | NEW | N/A | USD/truck | us | us | 3957.2928
heavy duty trucks | Electric Heavy Duty Vehicle | 2047 | FUEL_SWITCHING | REPLACEMENT | N/A | USD/truck | us | us | 0
heavy duty trucks | Electric Heavy Duty Vehicle | 2047 | INSTALLATION | NEW | N/A | USD/truck | us | us | 55286.9069
heavy duty trucks | Electric Heavy Duty Vehicle | 2047 | INSTALLATION | REPLACEMENT | N/A | USD/truck | us | us | 55286.9069
heavy duty trucks | Electric Heavy Duty Vehicle | 2048 | CAPITAL | NEW | long-haul | USD/truck | us | us | 186833.6644
heavy duty trucks | Electric Heavy Duty Vehicle | 2048 | CAPITAL | NEW | short-haul | USD/truck | us | us | 142500.5046
heavy duty trucks | Electric Heavy Duty Vehicle | 2048 | CAPITAL | REPLACEMENT | long-haul | USD/truck | us | us | 186833.6644
heavy duty trucks | Electric Heavy Duty Vehicle | 2048 | CAPITAL | REPLACEMENT | short-haul | USD/truck | us | us | 142500.5046
heavy duty trucks | Electric Heavy Duty Vehicle | 2048 | FIXED_OM | NEW | N/A | USD/truck | us | us | 6696.9131
heavy duty trucks | Electric Heavy Duty Vehicle | 2048 | FIXED_OM | REPLACEMENT | N/A | USD/truck | us | us | 6696.9131
heavy duty trucks | Electric Heavy Duty Vehicle | 2048 | FUEL_SWITCHING | NEW | N/A | USD/truck | us | us | 3957.2928
heavy duty trucks | Electric Heavy Duty Vehicle | 2048 | FUEL_SWITCHING | REPLACEMENT | N/A | USD/truck | us | us | 0
heavy duty trucks | Electric Heavy Duty Vehicle | 2048 | INSTALLATION | NEW | N/A | USD/truck | us | us | 55286.9069
heavy duty trucks | Electric Heavy Duty Vehicle | 2048 | INSTALLATION | REPLACEMENT | N/A | USD/truck | us | us | 55286.9069
heavy duty trucks | Electric Heavy Duty Vehicle | 2049 | CAPITAL | NEW | long-haul | USD/truck | us | us | 185238.8398
heavy duty trucks | Electric Heavy Duty Vehicle | 2049 | CAPITAL | NEW | short-haul | USD/truck | us | us | 141550.3313
heavy duty trucks | Electric Heavy Duty Vehicle | 2049 | CAPITAL | REPLACEMENT | long-haul | USD/truck | us | us | 185238.8398
heavy duty trucks | Electric Heavy Duty Vehicle | 2049 | CAPITAL | REPLACEMENT | short-haul | USD/truck | us | us | 141550.3313
heavy duty trucks | Electric Heavy Duty Vehicle | 2049 | FIXED_OM | NEW | N/A | USD/truck | us | us | 6696.9131
heavy duty trucks | Electric Heavy Duty Vehicle | 2049 | FIXED_OM | REPLACEMENT | N/A | USD/truck | us | us | 6696.9131
heavy duty trucks | Electric Heavy Duty Vehicle | 2049 | FUEL_SWITCHING | NEW | N/A | USD/truck | us | us | 3957.2928
heavy duty trucks | Electric Heavy Duty Vehicle | 2049 | FUEL_SWITCHING | REPLACEMENT | N/A | USD/truck | us | us | 0
heavy duty trucks | Electric Heavy Duty Vehicle | 2049 | INSTALLATION | NEW | N/A | USD/truck | us | us | 55286.9069
heavy duty trucks | Electric Heavy Duty Vehicle | 2049 | INSTALLATION | REPLACEMENT | N/A | USD/truck | us | us | 55286.9069
heavy duty trucks | Electric Heavy Duty Vehicle | 2050 | CAPITAL | NEW | long-haul | USD/truck | us | us | 183644.0152
heavy duty trucks | Electric Heavy Duty Vehicle | 2050 | CAPITAL | NEW | short-haul | USD/truck | us | us | 140600.1581
heavy duty trucks | Electric Heavy Duty Vehicle | 2050 | CAPITAL | REPLACEMENT | long-haul | USD/truck | us | us | 183644.0152
heavy duty trucks | Electric Heavy Duty Vehicle | 2050 | CAPITAL | REPLACEMENT | short-haul | USD/truck | us | us | 140600.1581
heavy duty trucks | Electric Heavy Duty Vehicle | 2050 | FIXED_OM | NEW | N/A | USD/truck | us | us | 6696.9131
heavy duty trucks | Electric Heavy Duty Vehicle | 2050 | FIXED_OM | REPLACEMENT | N/A | USD/truck | us | us | 6696.9131
heavy duty trucks | Electric Heavy Duty Vehicle | 2050 | FUEL_SWITCHING | NEW | N/A | USD/truck | us | us | 3957.2928
heavy duty trucks | Electric Heavy Duty Vehicle | 2050 | FUEL_SWITCHING | REPLACEMENT | N/A | USD/truck | us | us | 0
heavy duty trucks | Electric Heavy Duty Vehicle | 2050 | INSTALLATION | NEW | N/A | USD/truck | us | us | 55286.9069
heavy duty trucks | Electric Heavy Duty Vehicle | 2050 | INSTALLATION | REPLACEMENT | N/A | USD/truck | us | us | 55286.9069
heavy duty trucks | Hydrogen FCV Heavy-Duty Vehicle | 2020 | CAPITAL | NEW | long-haul | USD/truck | us | us | 236494.9439
heavy duty trucks | Hydrogen FCV Heavy-Duty Vehicle | 2020 | CAPITAL | NEW | short-haul | USD/truck | us | us | 236494.9439
heavy duty trucks | Hydrogen FCV Heavy-Duty Vehicle | 2020 | CAPITAL | REPLACEMENT | long-haul | USD/truck | us | us | 236494.9439
heavy duty trucks | Hydrogen FCV Heavy-Duty Vehicle | 2020 | CAPITAL | REPLACEMENT | short-haul | USD/truck | us | us | 236494.9439
heavy duty trucks | Hydrogen FCV Heavy-Duty Vehicle | 2020 | FIXED_OM | NEW | N/A | USD/truck | us | us | 9567.0202
heavy duty trucks | Hydrogen FCV Heavy-Duty Vehicle | 2020 | FIXED_OM | REPLACEMENT | N/A | USD/truck | us | us | 9567.0202
heavy duty trucks | Hydrogen FCV Heavy-Duty Vehicle | 2020 | FUEL_SWITCHING | NEW | N/A | USD/truck | us | us | 10803.1381
heavy duty trucks | Hydrogen FCV Heavy-Duty Vehicle | 2020 | FUEL_SWITCHING | REPLACEMENT | N/A | USD/truck | us | us | 0
heavy duty trucks | Hydrogen FCV Heavy-Duty Vehicle | 2021 | CAPITAL | NEW | long-haul | USD/truck | us | us | 229083.5188
heavy duty trucks | Hydrogen FCV Heavy-Duty Vehicle | 2021 | CAPITAL | NEW | short-haul | USD/truck | us | us | 229083.5188
heavy duty trucks | Hydrogen FCV Heavy-Duty Vehicle | 2021 | CAPITAL | REPLACEMENT | long-haul | USD/truck | us | us | 229083.5188
heavy duty trucks | Hydrogen FCV Heavy-Duty Vehicle | 2021 | CAPITAL | REPLACEMENT | short-haul | USD/truck | us | us | 229083.5188
heavy duty trucks | Hydrogen FCV Heavy-Duty Vehicle | 2021 | FIXED_OM | NEW | N/A | USD/truck | us | us | 9567.0202
heavy duty trucks | Hydrogen FCV Heavy-Duty Vehicle | 2021 | FIXED_OM | REPLACEMENT | N/A | USD/truck | us | us | 9567.0202
heavy duty trucks | Hydrogen FCV Heavy-Duty Vehicle | 2021 | FUEL_SWITCHING | NEW | N/A | USD/truck | us | us | 10803.1381
heavy duty trucks | Hydrogen FCV Heavy-Duty Vehicle | 2021 | FUEL_SWITCHING | REPLACEMENT | N/A | USD/truck | us | us | 0
heavy duty trucks | Hydrogen FCV Heavy-Duty Vehicle | 2022 | CAPITAL | NEW | long-haul | USD/truck | us | us | 221672.0937
heavy duty trucks | Hydrogen FCV Heavy-Duty Vehicle | 2022 | CAPITAL | NEW | short-haul | USD/truck | us | us | 221672.0937
heavy duty trucks | Hydrogen FCV Heavy-Duty Vehicle | 2022 | CAPITAL | REPLACEMENT | long-haul | USD/truck | us | us | 221672.0937
heavy duty trucks | Hydrogen FCV Heavy-Duty Vehicle | 2022 | CAPITAL | REPLACEMENT | short-haul | USD/truck | us | us | 221672.0937
heavy duty trucks | Hydrogen FCV Heavy-Duty Vehicle | 2022 | FIXED_OM | NEW | N/A | USD/truck | us | us | 9567.0202
heavy duty trucks | Hydrogen FCV Heavy-Duty Vehicle | 2022 | FIXED_OM | REPLACEMENT | N/A | USD/truck | us | us | 9567.0202
heavy duty trucks | Hydrogen FCV Heavy-Duty Vehicle | 2022 | FUEL_SWITCHING | NEW | N/A | USD/truck | us | us | 10803.1381
heavy duty trucks | Hydrogen FCV Heavy-Duty Vehicle | 2022 | FUEL_SWITCHING | REPLACEMENT | N/A | USD/truck | us | us | 0
heavy duty trucks | Hydrogen FCV Heavy-Duty Vehicle | 2023 | CAPITAL | NEW | long-haul | USD/truck | us | us | 214260.6686
heavy duty trucks | Hydrogen FCV Heavy-Duty Vehicle | 2023 | CAPITAL | NEW | short-haul | USD/truck | us | us | 214260.6686
heavy duty trucks | Hydrogen FCV Heavy-Duty Vehicle | 2023 | CAPITAL | REPLACEMENT | long-haul | USD/truck | us | us | 214260.6686
heavy duty trucks | Hydrogen FCV Heavy-Duty Vehicle | 2023 | CAPITAL | REPLACEMENT | short-haul | USD/truck | us | us | 214260.6686
heavy duty trucks | Hydrogen FCV Heavy-Duty Vehicle | 2023 | FIXED_OM | NEW | N/A | USD/truck | us | us | 9567.0202
heavy duty trucks | Hydrogen FCV Heavy-Duty Vehicle | 2023 | FIXED_OM | REPLACEMENT | N/A | USD/truck | us | us | 9567.0202
heavy duty trucks | Hydrogen FCV Heavy-Duty Vehicle | 2023 | FUEL_SWITCHING | NEW | N/A | USD/truck | us | us | 10803.1381
heavy duty trucks | Hydrogen FCV Heavy-Duty Vehicle | 2023 | FUEL_SWITCHING | REPLACEMENT | N/A | USD/truck | us | us | 0
heavy duty trucks | Hydrogen FCV Heavy-Duty Vehicle | 2024 | CAPITAL | NEW | long-haul | USD/truck | us | us | 206849.2435
heavy duty trucks | Hydrogen FCV Heavy-Duty Vehicle | 2024 | CAPITAL | NEW | short-haul | USD/truck | us | us | 206849.2435
heavy duty trucks | Hydrogen FCV Heavy-Duty Vehicle | 2024 | CAPITAL | REPLACEMENT | long-haul | USD/truck | us | us | 206849.2435
heavy duty trucks | Hydrogen FCV Heavy-Duty Vehicle | 2024 | CAPITAL | REPLACEMENT | short-haul | USD/truck | us | us | 206849.2435
heavy duty trucks | Hydrogen FCV Heavy-Duty Vehicle | 2024 | FIXED_OM | NEW | N/A | USD/truck | us | us | 9567.0202
heavy duty trucks | Hydrogen FCV Heavy-Duty Vehicle | 2024 | FIXED_OM | REPLACEMENT | N/A | USD/truck | us | us | 9567.0202
heavy duty trucks | Hydrogen FCV Heavy-Duty Vehicle | 2024 | FUEL_SWITCHING | NEW | N/A | USD/truck | us | us | 10803.1381
heavy duty trucks | Hydrogen FCV Heavy-Duty Vehicle | 2024 | FUEL_SWITCHING | REPLACEMENT | N/A | USD/truck | us | us | 0
heavy duty trucks | Hydrogen FCV Heavy-Duty Vehicle | 2025 | CAPITAL | NEW | long-haul | USD/truck | us | us | 199437.8184
heavy duty trucks | Hydrogen FCV Heavy-Duty Vehicle | 2025 | CAPITAL | NEW | short-haul | USD/truck | us | us | 199437.8184
heavy duty trucks | Hydrogen FCV Heavy-Duty Vehicle | 2025 | CAPITAL | REPLACEMENT | long-haul | USD/truck | us | us | 199437.8184
heavy duty trucks | Hydrogen FCV Heavy-Duty Vehicle | 2025 | CAPITAL | REPLACEMENT | short-haul | USD/truck | us | us | 199437.8184
heavy duty trucks | Hydrogen FCV Heavy-Duty Vehicle | 2025 | FIXED_OM | NEW | N/A | USD/truck | us | us | 9567.0202
heavy duty trucks | Hydrogen FCV Heavy-Duty Vehicle | 2025 | FIXED_OM | REPLACEMENT | N/A | USD/truck | us | us | 9567.0202
heavy duty trucks | Hydrogen FCV Heavy-Duty Vehicle | 2025 | FUEL_SWITCHING | NEW | N/A | USD/truck | us | us | 10803.1381
heavy duty trucks | Hydrogen FCV Heavy-Duty Vehicle | 2025 | FUEL_SWITCHING | REPLACEMENT | N/A | USD/truck | us | us | 0
heavy duty trucks | Hydrogen FCV Heavy-Duty Vehicle | 2026 | CAPITAL | NEW | long-haul | USD/truck | us | us | 195547.7868
heavy duty trucks | Hydrogen FCV Heavy-Duty Vehicle | 2026 | CAPITAL | NEW | short-haul | USD/truck | us | us | 195547.7868
heavy duty trucks | Hydrogen FCV Heavy-Duty Vehicle | 2026 | CAPITAL | REPLACEMENT | long-haul | USD/truck | us | us | 195547.7868
heavy duty trucks | Hydrogen FCV Heavy-Duty Vehicle | 2026 | CAPITAL | REPLACEMENT | short-haul | USD/truck | us | us | 195547.7868
heavy duty trucks | Hydrogen FCV Heavy-Duty Vehicle | 2026 | FIXED_OM | NEW | N/A | USD/truck | us | us | 9567.0202
heavy duty trucks | Hydrogen FCV Heavy-Duty Vehicle | 2026 | FIXED_OM | REPLACEMENT | N/A | USD/truck | us | us | 9567.0202
heavy duty trucks | Hydrogen FCV Heavy-Duty Vehicle | 2026 | FUEL_SWITCHING | NEW | N/A | USD/truck | us | us | 10803.1381
heavy duty trucks | Hydrogen FCV Heavy-Duty Vehicle | 2026 | FUEL_SWITCHING | REPLACEMENT | N/A | USD/truck | us | us | 0
heavy duty trucks | Hydrogen FCV Heavy-Duty Vehicle | 2027 | CAPITAL | NEW | long-haul | USD/truck | us | us | 191657.7551
heavy duty trucks | Hydrogen FCV Heavy-Duty Vehicle | 2027 | CAPITAL | NEW | short-haul | USD/truck | us | us | 191657.7551
heavy duty trucks | Hydrogen FCV Heavy-Duty Vehicle | 2027 | CAPITAL | REPLACEMENT | long-haul | USD/truck | us | us | 191657.7551
heavy duty trucks | Hydrogen FCV Heavy-Duty Vehicle | 2027 | CAPITAL | REPLACEMENT | short-haul | USD/truck | us | us | 191657.7551
heavy duty trucks | Hydrogen FCV Heavy-Duty Vehicle | 2027 | FIXED_OM | NEW | N/A | USD/truck | us | us | 9567.0202
heavy duty trucks | Hydrogen FCV Heavy-Duty Vehicle | 2027 | FIXED_OM | REPLACEMENT | N/A | USD/truck | us | us | 9567.0202
heavy duty trucks | Hydrogen FCV Heavy-Duty Vehicle | 2027 | FUEL_SWITCHING | NEW | N/A | USD/truck | us | us | 10803.1381
heavy duty trucks | Hydrogen FCV Heavy-Duty Vehicle | 2027 | FUEL_SWITCHING | REPLACEMENT | N/A | USD/truck | us | us | 0
heavy duty trucks | Hydrogen FCV Heavy-Duty Vehicle | 2028 | CAPITAL | NEW | long-haul | USD/truck | us | us | 187767.7235
heavy duty trucks | Hydrogen FCV Heavy-Duty Vehicle | 2028 | CAPITAL | NEW | short-haul | USD/truck | us | us | 187767.7235
heavy duty trucks | Hydrogen FCV Heavy-Duty Vehicle | 2028 | CAPITAL | REPLACEMENT | long-haul | USD/truck | us | us | 187767.7235
heavy duty trucks | Hydrogen FCV Heavy-Duty Vehicle | 2028 | CAPITAL | REPLACEMENT | short-haul | USD/truck | us | us | 187767.7235
heavy duty trucks | Hydrogen FCV Heavy-Duty Vehicle | 2028 | FIXED_OM | NEW | N/A | USD/truck | us | us | 9567.0202
heavy duty trucks | Hydrogen FCV Heavy-Duty Vehicle | 2028 | FIXED_OM | REPLACEMENT | N/A | USD/truck | us | us | 9567.0202
heavy duty trucks | Hydrogen FCV Heavy-Duty Vehicle | 2028 | FUEL_SWITCHING | NEW | N/A | USD/truck | us | us | 10803.1381
heavy duty trucks | Hydrogen FCV Heavy-Duty Vehicle | 2028 | FUEL_SWITCHING | REPLACEMENT | N/A | USD/truck | us | us | 0
heavy duty trucks | Hydrogen FCV Heavy-Duty Vehicle | 2029 | CAPITAL | NEW | long-haul | USD/truck | us | us | 183877.6919
heavy duty trucks | Hydrogen FCV Heavy-Duty Vehicle | 2029 | CAPITAL | NEW | short-haul | USD/truck | us | us | 183877.6919
heavy duty trucks | Hydrogen FCV Heavy-Duty Vehicle | 2029 | CAPITAL | REPLACEMENT | long-haul | USD/truck | us | us | 183877.6919
heavy duty trucks | Hydrogen FCV Heavy-Duty Vehicle | 2029 | CAPITAL | REPLACEMENT | short-haul | USD/truck | us | us | 183877.6919
heavy duty trucks | Hydrogen FCV Heavy-Duty Vehicle | 2029 | FIXED_OM | NEW | N/A | USD/truck | us | us | 9567.0202
heavy duty trucks | Hydrogen FCV Heavy-Duty Vehicle | 2029 | FIXED_OM | REPLACEMENT | N/A | USD/truck | us | us | 9567.0202
heavy duty trucks | Hydrogen FCV Heavy-Duty Vehicle | 2029 | FUEL_SWITCHING | NEW | N/A | USD/truck | us | us | 10803.1381
heavy duty trucks | Hydrogen FCV Heavy-Duty Vehicle | 2029 | FUEL_SWITCHING | REPLACEMENT | N/A | USD/truck | us | us | 0
heavy duty trucks | Hydrogen FCV Heavy-Duty Vehicle | 2030 | CAPITAL | NEW | long-haul | USD/truck | us | us | 179987.6603
heavy duty trucks | Hydrogen FCV Heavy-Duty Vehicle | 2030 | CAPITAL | NEW | short-haul | USD/truck | us | us | 179987.6603
heavy duty trucks | Hydrogen FCV Heavy-Duty Vehicle | 2030 | CAPITAL | REPLACEMENT | long-haul | USD/truck | us | us | 179987.6603
heavy duty trucks | Hydrogen FCV Heavy-Duty Vehicle | 2030 | CAPITAL | REPLACEMENT | short-haul | USD/truck | us | us | 179987.6603
heavy duty trucks | Hydrogen FCV Heavy-Duty Vehicle | 2030 | FIXED_OM | NEW | N/A | USD/truck | us | us | 9567.0202
heavy duty trucks | Hydrogen FCV Heavy-Duty Vehicle | 2030 | FIXED_OM | REPLACEMENT | N/A | USD/truck | us | us | 9567.0202
heavy duty trucks | Hydrogen FCV Heavy-Duty Vehicle | 2030 | FUEL_SWITCHING | NEW | N/A | USD/truck | us | us | 10803.1381
heavy duty trucks | Hydrogen FCV Heavy-Duty Vehicle | 2030 | FUEL_SWITCHING | REPLACEMENT | N/A | USD/truck | us | us | 0
heavy duty trucks | Hydrogen FCV Heavy-Duty Vehicle | 2031 | CAPITAL | NEW | long-haul | USD/truck | us | us | 179798.4267
heavy duty trucks | Hydrogen FCV Heavy-Duty Vehicle | 2031 | CAPITAL | NEW | short-haul | USD/truck | us | us | 179798.4267
heavy duty trucks | Hydrogen FCV Heavy-Duty Vehicle | 2031 | CAPITAL | REPLACEMENT | long-haul | USD/truck | us | us | 179798.4267
heavy duty trucks | Hydrogen FCV Heavy-Duty Vehicle | 2031 | CAPITAL | REPLACEMENT | short-haul | USD/truck | us | us | 179798.4267
heavy duty trucks | Hydrogen FCV Heavy-Duty Vehicle | 2031 | FIXED_OM | NEW | N/A | USD/truck | us | us | 9567.0202
heavy duty trucks | Hydrogen FCV Heavy-Duty Vehicle | 2031 | FIXED_OM | REPLACEMENT | N/A | USD/truck | us | us | 9567.0202
heavy duty trucks | Hydrogen FCV Heavy-Duty Vehicle | 2031 | FUEL_SWITCHING | NEW | N/A | USD/truck | us | us | 10803.1381
heavy duty trucks | Hydrogen FCV Heavy-Duty Vehicle | 2031 | FUEL_SWITCHING | REPLACEMENT | N/A | USD/truck | us | us | 0
heavy duty trucks | Hydrogen FCV Heavy-Duty Vehicle | 2032 | CAPITAL | NEW | long-haul | USD/truck | us | us | 179609.193
heavy duty trucks | Hydrogen FCV Heavy-Duty Vehicle | 2032 | CAPITAL | NEW | short-haul | USD/truck | us | us | 179609.193
heavy duty trucks | Hydrogen FCV Heavy-Duty Vehicle | 2032 | CAPITAL | REPLACEMENT | long-haul | USD/truck | us | us | 179609.193
heavy duty trucks | Hydrogen FCV Heavy-Duty Vehicle | 2032 | CAPITAL | REPLACEMENT | short-haul | USD/truck | us | us | 179609.193
heavy duty trucks | Hydrogen FCV Heavy-Duty Vehicle | 2032 | FIXED_OM | NEW | N/A | USD/truck | us | us | 9567.0202
heavy duty trucks | Hydrogen FCV Heavy-Duty Vehicle | 2032 | FIXED_OM | REPLACEMENT | N/A | USD/truck | us | us | 9567.0202
heavy duty trucks | Hydrogen FCV Heavy-Duty Vehicle | 2032 | FUEL_SWITCHING | NEW | N/A | USD/truck | us | us | 10803.1381
heavy duty trucks | Hydrogen FCV Heavy-Duty Vehicle | 2032 | FUEL_SWITCHING | REPLACEMENT | N/A | USD/truck | us | us | 0
heavy duty trucks | Hydrogen FCV Heavy-Duty Vehicle | 2033 | CAPITAL | NEW | long-haul | USD/truck | us | us | 179419.9594
heavy duty trucks | Hydrogen FCV Heavy-Duty Vehicle | 2033 | CAPITAL | NEW | short-haul | USD/truck | us | us | 179419.9594
heavy duty trucks | Hydrogen FCV Heavy-Duty Vehicle | 2033 | CAPITAL | REPLACEMENT | long-haul | USD/truck | us | us | 179419.9594
heavy duty trucks | Hydrogen FCV Heavy-Duty Vehicle | 2033 | CAPITAL | REPLACEMENT | short-haul | USD/truck | us | us | 179419.9594
heavy duty trucks | Hydrogen FCV Heavy-Duty Vehicle | 2033 | FIXED_OM | NEW | N/A | USD/truck | us | us | 9567.0202
heavy duty trucks | Hydrogen FCV Heavy-Duty Vehicle | 2033 | FIXED_OM | REPLACEMENT | N/A | USD/truck | us | us | 9567.0202
heavy duty trucks | Hydrogen FCV Heavy-Duty Vehicle | 2033 | FUEL_SWITCHING | NEW | N/A | USD/truck | us | us | 10803.1381
heavy duty trucks | Hydrogen FCV Heavy-Duty Vehicle | 2033 | FUEL_SWITCHING | REPLACEMENT | N/A | USD/truck | us | us | 0
heavy duty trucks | Hydrogen FCV Heavy-Duty Vehicle | 2034 | CAPITAL | NEW | long-haul | USD/truck | us | us | 179230.7258
heavy duty trucks | Hydrogen FCV Heavy-Duty Vehicle | 2034 | CAPITAL | NEW | short-haul | USD/truck | us | us | 179230.7258
heavy duty trucks | Hydrogen FCV Heavy-Duty Vehicle | 2034 | CAPITAL | REPLACEMENT | long-haul | USD/truck | us | us | 179230.7258
heavy duty trucks | Hydrogen FCV Heavy-Duty Vehicle | 2034 | CAPITAL | REPLACEMENT | short-haul | USD/truck | us | us | 179230.7258
heavy duty trucks | Hydrogen FCV Heavy-Duty Vehicle | 2034 | FIXED_OM | NEW | N/A | USD/truck | us | us | 9567.0202
heavy duty trucks | Hydrogen FCV Heavy-Duty Vehicle | 2034 | FIXED_OM | REPLACEMENT | N/A | USD/truck | us | us | 9567.0202
heavy duty trucks | Hydrogen FCV Heavy-Duty Vehicle | 2034 | FUEL_SWITCHING | NEW | N/A | USD/truck | us | us | 10803.1381
heavy duty trucks | Hydrogen FCV Heavy-Duty Vehicle | 2034 | FUEL_SWITCHING | REPLACEMENT | N/A | USD/truck | us | us | 0
heavy duty trucks | Hydrogen FCV Heavy-Duty Vehicle | 2035 | CAPITAL | NEW | long-haul | USD/truck | us | us | 179041.4922
heavy duty trucks | Hydrogen FCV Heavy-Duty Vehicle | 2035 | CAPITAL | NEW | short-haul | USD/truck | us | us | 179041.4922
heavy duty trucks | Hydrogen FCV Heavy-Duty Vehicle | 2035 | CAPITAL | REPLACEMENT | long-haul | USD/truck | us | us | 179041.4922
heavy duty trucks | Hydrogen FCV Heavy-Duty Vehicle | 2035 | CAPITAL | REPLACEMENT | short-haul | USD/truck | us | us | 179041.4922
heavy duty trucks | Hydrogen FCV Heavy-Duty Vehicle | 2035 | FIXED_OM | NEW | N/A | USD/truck | us | us | 9567.0202
heavy duty trucks | Hydrogen FCV Heavy-Duty Vehicle | 2035 | FIXED_OM | REPLACEMENT | N/A | USD/truck | us | us | 9567.0202
heavy duty trucks | Hydrogen FCV Heavy-Duty Vehicle | 2035 | FUEL_SWITCHING | NEW | N/A | USD/truck | us | us | 10803.1381
heavy duty trucks | Hydrogen FCV Heavy-Duty Vehicle | 2035 | FUEL_SWITCHING | REPLACEMENT | N/A | USD/truck | us | us | 0
heavy duty trucks | Hydrogen FCV Heavy-Duty Vehicle | 2036 | CAPITAL | NEW | long-haul | USD/truck | us | us | 178852.2585
heavy duty trucks | Hydrogen FCV Heavy-Duty Vehicle | 2036 | CAPITAL | NEW | short-haul | USD/truck | us | us | 178852.2585
heavy duty trucks | Hydrogen FCV Heavy-Duty Vehicle | 2036 | CAPITAL | REPLACEMENT | long-haul | USD/truck | us | us | 178852.2585
heavy duty trucks | Hydrogen FCV Heavy-Duty Vehicle | 2036 | CAPITAL | REPLACEMENT | short-haul | USD/truck | us | us | 178852.2585
heavy duty trucks | Hydrogen FCV Heavy-Duty Vehicle | 2036 | FIXED_OM | NEW | N/A | USD/truck | us | us | 9567.0202
heavy duty trucks | Hydrogen FCV Heavy-Duty Vehicle | 2036 | FIXED_OM | REPLACEMENT | N/A | USD/truck | us | us | 9567.0202
heavy duty trucks | Hydrogen FCV Heavy-Duty Vehicle | 2036 | FUEL_SWITCHING | NEW | N/A | USD/truck | us | us | 10803.1381
heavy duty trucks | Hydrogen FCV Heavy-Duty Vehicle | 2036 | FUEL_SWITCHING | REPLACEMENT | N/A | USD/truck | us | us | 0
heavy duty trucks | Hydrogen FCV Heavy-Duty Vehicle | 2037 | CAPITAL | NEW | long-haul | USD/truck | us | us | 178663.0249
heavy duty trucks | Hydrogen FCV Heavy-Duty Vehicle | 2037 | CAPITAL | NEW | short-haul | USD/truck | us | us | 178663.0249
heavy duty trucks | Hydrogen FCV Heavy-Duty Vehicle | 2037 | CAPITAL | REPLACEMENT | long-haul | USD/truck | us | us | 178663.0249
heavy duty trucks | Hydrogen FCV Heavy-Duty Vehicle | 2037 | CAPITAL | REPLACEMENT | short-haul | USD/truck | us | us | 178663.0249
heavy duty trucks | Hydrogen FCV Heavy-Duty Vehicle | 2037 | FIXED_OM | NEW | N/A | USD/truck | us | us | 9567.0202
heavy duty trucks | Hydrogen FCV Heavy-Duty Vehicle | 2037 | FIXED_OM | REPLACEMENT | N/A | USD/truck | us | us | 9567.0202
heavy duty trucks | Hydrogen FCV Heavy-Duty Vehicle | 2037 | FUEL_SWITCHING | NEW | N/A | USD/truck | us | us | 10803.1381
heavy duty trucks | Hydrogen FCV Heavy-Duty Vehicle | 2037 | FUEL_SWITCHING | REPLACEMENT | N/A | USD/truck | us | us | 0
heavy duty trucks | Hydrogen FCV Heavy-Duty Vehicle | 2038 | CAPITAL | NEW | long-haul | USD/truck | us | us | 178473.7913
heavy duty trucks | Hydrogen FCV Heavy-Duty Vehicle | 2038 | CAPITAL | NEW | short-haul | USD/truck | us | us | 178473.7913
heavy duty trucks | Hydrogen FCV Heavy-Duty Vehicle | 2038 | CAPITAL | REPLACEMENT | long-haul | USD/truck | us | us | 178473.7913
heavy duty trucks | Hydrogen FCV Heavy-Duty Vehicle | 2038 | CAPITAL | REPLACEMENT | short-haul | USD/truck | us | us | 178473.7913
heavy duty trucks | Hydrogen FCV Heavy-Duty Vehicle | 2038 | FIXED_OM | NEW | N/A | USD/truck | us | us | 9567.0202
heavy duty trucks | Hydrogen FCV Heavy-Duty Vehicle | 2038 | FIXED_OM | REPLACEMENT | N/A | USD/truck | us | us | 9567.0202
heavy duty trucks | Hydrogen FCV Heavy-Duty Vehicle | 2038 | FUEL_SWITCHING | NEW | N/A | USD/truck | us | us | 10803.1381
heavy duty trucks | Hydrogen FCV Heavy-Duty Vehicle | 2038 | FUEL_SWITCHING | REPLACEMENT | N/A | USD/truck | us | us | 0
heavy duty trucks | Hydrogen FCV Heavy-Duty Vehicle | 2039 | CAPITAL | NEW | long-haul | USD/truck | us | us | 178284.5577
heavy duty trucks | Hydrogen FCV Heavy-Duty Vehicle | 2039 | CAPITAL | NEW | short-haul | USD/truck | us | us | 178284.5577
heavy duty trucks | Hydrogen FCV Heavy-Duty Vehicle | 2039 | CAPITAL | REPLACEMENT | long-haul | USD/truck | us | us | 178284.5577
heavy duty trucks | Hydrogen FCV Heavy-Duty Vehicle | 2039 | CAPITAL | REPLACEMENT | short-haul | USD/truck | us | us | 178284.5577
heavy duty trucks | Hydrogen FCV Heavy-Duty Vehicle | 2039 | FIXED_OM | NEW | N/A | USD/truck | us | us | 9567.0202
heavy duty trucks | Hydrogen FCV Heavy-Duty Vehicle | 2039 | FIXED_OM | REPLACEMENT | N/A | USD/truck | us | us | 9567.0202
heavy duty trucks | Hydrogen FCV Heavy-Duty Vehicle | 2039 | FUEL_SWITCHING | NEW | N/A | USD/truck | us | us | 10803.1381
heavy duty trucks | Hydrogen FCV Heavy-Duty Vehicle | 2039 | FUEL_SWITCHING | REPLACEMENT | N/A | USD/truck | us | us | 0
heavy duty trucks | Hydrogen FCV Heavy-Duty Vehicle | 2040 | CAPITAL | NEW | long-haul | USD/truck | us | us | 178095.324
heavy duty trucks | Hydrogen FCV Heavy-Duty Vehicle | 2040 | CAPITAL | NEW | short-haul | USD/truck | us | us | 178095.324
heavy duty trucks | Hydrogen FCV Heavy-Duty Vehicle | 2040 | CAPITAL | REPLACEMENT | long-haul | USD/truck | us | us | 178095.324
heavy duty trucks | Hydrogen FCV Heavy-Duty Vehicle | 2040 | CAPITAL | REPLACEMENT | short-haul | USD/truck | us | us | 178095.324
heavy duty trucks | Hydrogen FCV Heavy-Duty Vehicle | 2040 | FIXED_OM | NEW | N/A | USD/truck | us | us | 9567.0202
heavy duty trucks | Hydrogen FCV Heavy-Duty Vehicle | 2040 | FIXED_OM | REPLACEMENT | N/A | USD/truck | us | us | 9567.0202
heavy duty trucks | Hydrogen FCV Heavy-Duty Vehicle | 2040 | FUEL_SWITCHING | NEW | N/A | USD/truck | us | us | 10803.1381
heavy duty trucks | Hydrogen FCV Heavy-Duty Vehicle | 2040 | FUEL_SWITCHING | REPLACEMENT | N/A | USD/truck | us | us | 0
heavy duty trucks | Hydrogen FCV Heavy-Duty Vehicle | 2041 | CAPITAL | NEW | long-haul | USD/truck | us | us | 177906.0904
heavy duty trucks | Hydrogen FCV Heavy-Duty Vehicle | 2041 | CAPITAL | NEW | short-haul | USD/truck | us | us | 177906.0904
heavy duty trucks | Hydrogen FCV Heavy-Duty Vehicle | 2041 | CAPITAL | REPLACEMENT | long-haul | USD/truck | us | us | 177906.0904
heavy duty trucks | Hydrogen FCV Heavy-Duty Vehicle | 2041 | CAPITAL | REPLACEMENT | short-haul | USD/truck | us | us | 177906.0904
heavy duty trucks | Hydrogen FCV Heavy-Duty Vehicle | 2041 | FIXED_OM | NEW | N/A | USD/truck | us | us | 9567.0202
heavy duty trucks | Hydrogen FCV Heavy-Duty Vehicle | 2041 | FIXED_OM | REPLACEMENT | N/A | USD/truck | us | us | 9567.0202
heavy duty trucks | Hydrogen FCV Heavy-Duty Vehicle | 2041 | FUEL_SWITCHING | NEW | N/A | USD/truck | us | us | 10803.1381
heavy duty trucks | Hydrogen FCV Heavy-Duty Vehicle | 2041 | FUEL_SWITCHING | REPLACEMENT | N/A | USD/truck | us | us | 0
heavy duty trucks | Hydrogen FCV Heavy-Duty Vehicle | 2042 | CAPITAL | NEW | long-haul | USD/truck | us | us | 177716.8568
heavy duty trucks | Hydrogen FCV Heavy-Duty Vehicle | 2042 | CAPITAL | NEW | short-haul | USD/truck | us | us | 177716.8568
heavy duty trucks | Hydrogen FCV Heavy-Duty Vehicle | 2042 | CAPITAL | REPLACEMENT | long-haul | USD/truck | us | us | 177716.8568
heavy duty trucks | Hydrogen FCV Heavy-Duty Vehicle | 2042 | CAPITAL | REPLACEMENT | short-haul | USD/truck | us | us | 177716.8568
heavy duty trucks | Hydrogen FCV Heavy-Duty Vehicle | 2042 | FIXED_OM | NEW | N/A | USD/truck | us | us | 9567.0202
heavy duty trucks | Hydrogen FCV Heavy-Duty Vehicle | 2042 | FIXED_OM | REPLACEMENT | N/A | USD/truck | us | us | 9567.0202
heavy duty trucks | Hydrogen FCV Heavy-Duty Vehicle | 2042 | FUEL_SWITCHING | NEW | N/A | USD/truck | us | us | 10803.1381
heavy duty trucks | Hydrogen FCV Heavy-Duty Vehicle | 2042 | FUEL_SWITCHING | REPLACEMENT | N/A | USD/truck | us | us | 0
heavy duty trucks | Hydrogen FCV Heavy-Duty Vehicle | 2043 | CAPITAL | NEW | long-haul | USD/truck | us | us | 177527.6232
heavy duty trucks | Hydrogen FCV Heavy-Duty Vehicle | 2043 | CAPITAL | NEW | short-haul | USD/truck | us | us | 177527.6232
heavy duty trucks | Hydrogen FCV Heavy-Duty Vehicle | 2043 | CAPITAL | REPLACEMENT | long-haul | USD/truck | us | us | 177527.6232
heavy duty trucks | Hydrogen FCV Heavy-Duty Vehicle | 2043 | CAPITAL | REPLACEMENT | short-haul | USD/truck | us | us | 177527.6232
heavy duty trucks | Hydrogen FCV Heavy-Duty Vehicle | 2043 | FIXED_OM | NEW | N/A | USD/truck | us | us | 9567.0202
heavy duty trucks | Hydrogen FCV Heavy-Duty Vehicle | 2043 | FIXED_OM | REPLACEMENT | N/A | USD/truck | us | us | 9567.0202
heavy duty trucks | Hydrogen FCV Heavy-Duty Vehicle | 2043 | FUEL_SWITCHING | NEW | N/A | USD/truck | us | us | 10803.1381
heavy duty trucks | Hydrogen FCV Heavy-Duty Vehicle | 2043 | FUEL_SWITCHING | REPLACEMENT | N/A | USD/truck | us | us | 0
heavy duty trucks | Hydrogen FCV Heavy-Duty Vehicle | 2044 | CAPITAL | NEW | long-haul | USD/truck | us | us | 177338.3896
heavy duty trucks | Hydrogen FCV Heavy-Duty Vehicle | 2044 | CAPITAL | NEW | short-haul | USD/truck | us | us | 177338.3896
heavy duty trucks | Hydrogen FCV Heavy-Duty Vehicle | 2044 | CAPITAL | REPLACEMENT | long-haul | USD/truck | us | us | 177338.3896
heavy duty trucks | Hydrogen FCV Heavy-Duty Vehicle | 2044 | CAPITAL | REPLACEMENT | short-haul | USD/truck | us | us | 177338.3896
heavy duty trucks | Hydrogen FCV Heavy-Duty Vehicle | 2044 | FIXED_OM | NEW | N/A | USD/truck | us | us | 9567.0202
heavy duty trucks | Hydrogen FCV Heavy-Duty Vehicle | 2044 | FIXED_OM | REPLACEMENT | N/A | USD/truck | us | us | 9567.0202
heavy duty trucks | Hydrogen FCV Heavy-Duty Vehicle | 2044 | FUEL_SWITCHING | NEW | N/A | USD/truck | us | us | 10803.1381
heavy duty trucks | Hydrogen FCV Heavy-Duty Vehicle | 2044 | FUEL_SWITCHING | REPLACEMENT | N/A | USD/truck | us | us | 0
heavy duty trucks | Hydrogen FCV Heavy-Duty Vehicle | 2045 | CAPITAL | NEW | long-haul | USD/truck | us | us | 177149.1559
heavy duty trucks | Hydrogen FCV Heavy-Duty Vehicle | 2045 | CAPITAL | NEW | short-haul | USD/truck | us | us | 177149.1559
heavy duty trucks | Hydrogen FCV Heavy-Duty Vehicle | 2045 | CAPITAL | REPLACEMENT | long-haul | USD/truck | us | us | 177149.1559
heavy duty trucks | Hydrogen FCV Heavy-Duty Vehicle | 2045 | CAPITAL | REPLACEMENT | short-haul | USD/truck | us | us | 177149.1559
heavy duty trucks | Hydrogen FCV Heavy-Duty Vehicle | 2045 | FIXED_OM | NEW | N/A | USD/truck | us | us | 9567.0202
heavy duty trucks | Hydrogen FCV Heavy-Duty Vehicle | 2045 | FIXED_OM | REPLACEMENT | N/A | USD/truck | us | us | 9567.0202
heavy duty trucks | Hydrogen FCV Heavy-Duty Vehicle | 2045 | FUEL_SWITCHING | NEW | N/A | USD/truck | us | us | 10803.1381
heavy duty trucks | Hydrogen FCV Heavy-Duty Vehicle | 2045 | FUEL_SWITCHING | REPLACEMENT | N/A | USD/truck | us | us | 0
heavy duty trucks | Hydrogen FCV Heavy-Duty Vehicle | 2046 | CAPITAL | NEW | long-haul | USD/truck | us | us | 176959.9223
heavy duty trucks | Hydrogen FCV Heavy-Duty Vehicle | 2046 | CAPITAL | NEW | short-haul | USD/truck | us | us | 176959.9223
heavy duty trucks | Hydrogen FCV Heavy-Duty Vehicle | 2046 | CAPITAL | REPLACEMENT | long-haul | USD/truck | us | us | 176959.9223
heavy duty trucks | Hydrogen FCV Heavy-Duty Vehicle | 2046 | CAPITAL | REPLACEMENT | short-haul | USD/truck | us | us | 176959.9223
heavy duty trucks | Hydrogen FCV Heavy-Duty Vehicle | 2046 | FIXED_OM | NEW | N/A | USD/truck | us | us | 9567.0202
heavy duty trucks | Hydrogen FCV Heavy-Duty Vehicle | 2046 | FIXED_OM | REPLACEMENT | N/A | USD/truck | us | us | 9567.0202
heavy duty trucks | Hydrogen FCV Heavy-Duty Vehicle | 2046 | FUEL_SWITCHING | NEW | N/A | USD/truck | us | us | 10803.1381
heavy duty trucks | Hydrogen FCV Heavy-Duty Vehicle | 2046 | FUEL_SWITCHING | REPLACEMENT | N/A | USD/truck | us | us | 0
heavy duty trucks | Hydrogen FCV Heavy-Duty Vehicle | 2047 | CAPITAL | NEW | long-haul | USD/truck | us | us | 176770.6887
heavy duty trucks | Hydrogen FCV Heavy-Duty Vehicle | 2047 | CAPITAL | NEW | short-haul | USD/truck | us | us | 176770.6887
heavy duty trucks | Hydrogen FCV Heavy-Duty Vehicle | 2047 | CAPITAL | REPLACEMENT | long-haul | USD/truck | us | us | 176770.6887
heavy duty trucks | Hydrogen FCV Heavy-Duty Vehicle | 2047 | CAPITAL | REPLACEMENT | short-haul | USD/truck | us | us | 176770.6887
heavy duty trucks | Hydrogen FCV Heavy-Duty Vehicle | 2047 | FIXED_OM | NEW | N/A | USD/truck | us | us | 9567.0202
heavy duty trucks | Hydrogen FCV Heavy-Duty Vehicle | 2047 | FIXED_OM | REPLACEMENT | N/A | USD/truck | us | us | 9567.0202
heavy duty trucks | Hydrogen FCV Heavy-Duty Vehicle | 2047 | FUEL_SWITCHING | NEW | N/A | USD/truck | us | us | 10803.1381
heavy duty trucks | Hydrogen FCV Heavy-Duty Vehicle | 2047 | FUEL_SWITCHING | REPLACEMENT | N/A | USD/truck | us | us | 0
heavy duty trucks | Hydrogen FCV Heavy-Duty Vehicle | 2048 | CAPITAL | NEW | long-haul | USD/truck | us | us | 176581.4551
heavy duty trucks | Hydrogen FCV Heavy-Duty Vehicle | 2048 | CAPITAL | NEW | short-haul | USD/truck | us | us | 176581.4551
heavy duty trucks | Hydrogen FCV Heavy-Duty Vehicle | 2048 | CAPITAL | REPLACEMENT | long-haul | USD/truck | us | us | 176581.4551
heavy duty trucks | Hydrogen FCV Heavy-Duty Vehicle | 2048 | CAPITAL | REPLACEMENT | short-haul | USD/truck | us | us | 176581.4551
heavy duty trucks | Hydrogen FCV Heavy-Duty Vehicle | 2048 | FIXED_OM | NEW | N/A | USD/truck | us | us | 9567.0202
heavy duty trucks | Hydrogen FCV Heavy-Duty Vehicle | 2048 | FIXED_OM | REPLACEMENT | N/A | USD/truck | us | us | 9567.0202
heavy duty trucks | Hydrogen FCV Heavy-Duty Vehicle | 2048 | FUEL_SWITCHING | NEW | N/A | USD/truck | us | us | 10803.1381
heavy duty trucks | Hydrogen FCV Heavy-Duty Vehicle | 2048 | FUEL_SWITCHING | REPLACEMENT | N/A | USD/truck | us | us | 0
heavy duty trucks | Hydrogen FCV Heavy-Duty Vehicle | 2049 | CAPITAL | NEW | long-haul | USD/truck | us | us | 176392.2214
heavy duty trucks | Hydrogen FCV Heavy-Duty Vehicle | 2049 | CAPITAL | NEW | short-haul | USD/truck | us | us | 176392.2214
heavy duty trucks | Hydrogen FCV Heavy-Duty Vehicle | 2049 | CAPITAL | REPLACEMENT | long-haul | USD/truck | us | us | 176392.2214
heavy duty trucks | Hydrogen FCV Heavy-Duty Vehicle | 2049 | CAPITAL | REPLACEMENT | short-haul | USD/truck | us | us | 176392.2214
heavy duty trucks | Hydrogen FCV Heavy-Duty Vehicle | 2049 | FIXED_OM | NEW | N/A | USD/truck | us | us | 9567.0202
heavy duty trucks | Hydrogen FCV Heavy-Duty Vehicle | 2049 | FIXED_OM | REPLACEMENT | N/A | USD/truck | us | us | 9567.0202
heavy duty trucks | Hydrogen FCV Heavy-Duty Vehicle | 2049 | FUEL_SWITCHING | NEW | N/A | USD/truck | us | us | 10803.1381
heavy duty trucks | Hydrogen FCV Heavy-Duty Vehicle | 2049 | FUEL_SWITCHING | REPLACEMENT | N/A | USD/truck | us | us | 0
heavy duty trucks | Hydrogen FCV Heavy-Duty Vehicle | 2050 | CAPITAL | NEW | long-haul | USD/truck | us | us | 176202.9878
heavy duty trucks | Hydrogen FCV Heavy-Duty Vehicle | 2050 | CAPITAL | NEW | short-haul | USD/truck | us | us | 176202.9878
heavy duty trucks | Hydrogen FCV Heavy-Duty Vehicle | 2050 | CAPITAL | REPLACEMENT | long-haul | USD/truck | us | us | 176202.9878
heavy duty trucks | Hydrogen FCV Heavy-Duty Vehicle | 2050 | CAPITAL | REPLACEMENT | short-haul | USD/truck | us | us | 176202.9878
heavy duty trucks | Hydrogen FCV Heavy-Duty Vehicle | 2050 | FIXED_OM | NEW | N/A | USD/truck | us | us | 9567.0202
heavy duty trucks | Hydrogen FCV Heavy-Duty Vehicle | 2050 | FIXED_OM | REPLACEMENT | N/A | USD/truck | us | us | 9567.0202
heavy duty trucks | Hydrogen FCV Heavy-Duty Vehicle | 2050 | FUEL_SWITCHING | NEW | N/A | USD/truck | us | us | 10803.1381
heavy duty trucks | Hydrogen FCV Heavy-Duty Vehicle | 2050 | FUEL_SWITCHING | REPLACEMENT | N/A | USD/truck | us | us | 0
heavy duty trucks | LNG Heavy-Duty Vehicle | 2020 | CAPITAL | NEW | long-haul | USD/truck | us | us | 201444.2796
heavy duty trucks | LNG Heavy-Duty Vehicle | 2020 | CAPITAL | NEW | short-haul | USD/truck | us | us | 201444.2796
heavy duty trucks | LNG Heavy-Duty Vehicle | 2020 | CAPITAL | REPLACEMENT | long-haul | USD/truck | us | us | 201444.2796
heavy duty trucks | LNG Heavy-Duty Vehicle | 2020 | CAPITAL | REPLACEMENT | short-haul | USD/truck | us | us | 201444.2796
heavy duty trucks | LNG Heavy-Duty Vehicle | 2020 | FIXED_OM | NEW | N/A | USD/truck | us | us | 9567.0202
heavy duty trucks | LNG Heavy-Duty Vehicle | 2020 | FIXED_OM | REPLACEMENT | N/A | USD/truck | us | us | 9567.0202
heavy duty trucks | LNG Heavy-Duty Vehicle | 2021 | CAPITAL | NEW | long-haul | USD/truck | us | us | 199547.9368
heavy duty trucks | LNG Heavy-Duty Vehicle | 2021 | CAPITAL | NEW | short-haul | USD/truck | us | us | 199547.9368
heavy duty trucks | LNG Heavy-Duty Vehicle | 2021 | CAPITAL | REPLACEMENT | long-haul | USD/truck | us | us | 199547.9368
heavy duty trucks | LNG Heavy-Duty Vehicle | 2021 | CAPITAL | REPLACEMENT | short-haul | USD/truck | us | us | 199547.9368
heavy duty trucks | LNG Heavy-Duty Vehicle | 2021 | FIXED_OM | NEW | N/A | USD/truck | us | us | 9567.0202
heavy duty trucks | LNG Heavy-Duty Vehicle | 2021 | FIXED_OM | REPLACEMENT | N/A | USD/truck | us | us | 9567.0202
heavy duty trucks | LNG Heavy-Duty Vehicle | 2022 | CAPITAL | NEW | long-haul | USD/truck | us | us | 197651.594
heavy duty trucks | LNG Heavy-Duty Vehicle | 2022 | CAPITAL | NEW | short-haul | USD/truck | us | us | 197651.594
heavy duty trucks | LNG Heavy-Duty Vehicle | 2022 | CAPITAL | REPLACEMENT | long-haul | USD/truck | us | us | 197651.594
heavy duty trucks | LNG Heavy-Duty Vehicle | 2022 | CAPITAL | REPLACEMENT | short-haul | USD/truck | us | us | 197651.594
heavy duty trucks | LNG Heavy-Duty Vehicle | 2022 | FIXED_OM | NEW | N/A | USD/truck | us | us | 9567.0202
heavy duty trucks | LNG Heavy-Duty Vehicle | 2022 | FIXED_OM | REPLACEMENT | N/A | USD/truck | us | us | 9567.0202
heavy duty trucks | LNG Heavy-Duty Vehicle | 2023 | CAPITAL | NEW | long-haul | USD/truck | us | us | 195755.2512
heavy duty trucks | LNG Heavy-Duty Vehicle | 2023 | CAPITAL | NEW | short-haul | USD/truck | us | us | 195755.2512
heavy duty trucks | LNG Heavy-Duty Vehicle | 2023 | CAPITAL | REPLACEMENT | long-haul | USD/truck | us | us | 195755.2512
heavy duty trucks | LNG Heavy-Duty Vehicle | 2023 | CAPITAL | REPLACEMENT | short-haul | USD/truck | us | us | 195755.2512
heavy duty trucks | LNG Heavy-Duty Vehicle | 2023 | FIXED_OM | NEW | N/A | USD/truck | us | us | 9567.0202
heavy duty trucks | LNG Heavy-Duty Vehicle | 2023 | FIXED_OM | REPLACEMENT | N/A | USD/truck | us | us | 9567.0202
heavy duty trucks | LNG Heavy-Duty Vehicle | 2024 | CAPITAL | NEW | long-haul | USD/truck | us | us | 193858.9085
heavy duty trucks | LNG Heavy-Duty Vehicle | 2024 | CAPITAL | NEW | short-haul | USD/truck | us | us | 193858.9085
heavy duty trucks | LNG Heavy-Duty Vehicle | 2024 | CAPITAL | REPLACEMENT | long-haul | USD/truck | us | us | 193858.9085
heavy duty trucks | LNG Heavy-Duty Vehicle | 2024 | CAPITAL | REPLACEMENT | short-haul | USD/truck | us | us | 193858.9085
heavy duty trucks | LNG Heavy-Duty Vehicle | 2024 | FIXED_OM | NEW | N/A | USD/truck | us | us | 9567.0202
heavy duty trucks | LNG Heavy-Duty Vehicle | 2024 | FIXED_OM | REPLACEMENT | N/A | USD/truck | us | us | 9567.0202
heavy duty trucks | LNG Heavy-Duty Vehicle | 2025 | CAPITAL | NEW | long-haul | USD/truck | us | us | 191962.5657
heavy duty trucks | LNG Heavy-Duty Vehicle | 2025 | CAPITAL | NEW | short-haul | USD/truck | us | us | 191962.5657
heavy duty trucks | LNG Heavy-Duty Vehicle | 2025 | CAPITAL | REPLACEMENT | long-haul | USD/truck | us | us | 191962.5657
heavy duty trucks | LNG Heavy-Duty Vehicle | 2025 | CAPITAL | REPLACEMENT | short-haul | USD/truck | us | us | 191962.5657
heavy duty trucks | LNG Heavy-Duty Vehicle | 2025 | FIXED_OM | NEW | N/A | USD/truck | us | us | 9567.0202
heavy duty trucks | LNG Heavy-Duty Vehicle | 2025 | FIXED_OM | REPLACEMENT | N/A | USD/truck | us | us | 9567.0202
heavy duty trucks | LNG Heavy-Duty Vehicle | 2026 | CAPITAL | NEW | long-haul | USD/truck | us | us | 194701.7275
heavy duty trucks | LNG Heavy-Duty Vehicle | 2026 | CAPITAL | NEW | short-haul | USD/truck | us | us | 194701.7275
heavy duty trucks | LNG Heavy-Duty Vehicle | 2026 | CAPITAL | REPLACEMENT | long-haul | USD/truck | us | us | 194701.7275
heavy duty trucks | LNG Heavy-Duty Vehicle | 2026 | CAPITAL | REPLACEMENT | short-haul | USD/truck | us | us | 194701.7275
heavy duty trucks | LNG Heavy-Duty Vehicle | 2026 | FIXED_OM | NEW | N/A | USD/truck | us | us | 9567.0202
heavy duty trucks | LNG Heavy-Duty Vehicle | 2026 | FIXED_OM | REPLACEMENT | N/A | USD/truck | us | us | 9567.0202
heavy duty trucks | LNG Heavy-Duty Vehicle | 2027 | CAPITAL | NEW | long-haul | USD/truck | us | us | 197440.8893
heavy duty trucks | LNG Heavy-Duty Vehicle | 2027 | CAPITAL | NEW | short-haul | USD/truck | us | us | 197440.8893
heavy duty trucks | LNG Heavy-Duty Vehicle | 2027 | CAPITAL | REPLACEMENT | long-haul | USD/truck | us | us | 197440.8893
heavy duty trucks | LNG Heavy-Duty Vehicle | 2027 | CAPITAL | REPLACEMENT | short-haul | USD/truck | us | us | 197440.8893
heavy duty trucks | LNG Heavy-Duty Vehicle | 2027 | FIXED_OM | NEW | N/A | USD/truck | us | us | 9567.0202
heavy duty trucks | LNG Heavy-Duty Vehicle | 2027 | FIXED_OM | REPLACEMENT | N/A | USD/truck | us | us | 9567.0202
heavy duty trucks | LNG Heavy-Duty Vehicle | 2028 | CAPITAL | NEW | long-haul | USD/truck | us | us | 200180.0511
heavy duty trucks | LNG Heavy-Duty Vehicle | 2028 | CAPITAL | NEW | short-haul | USD/truck | us | us | 200180.0511
heavy duty trucks | LNG Heavy-Duty Vehicle | 2028 | CAPITAL | REPLACEMENT | long-haul | USD/truck | us | us | 200180.0511
heavy duty trucks | LNG Heavy-Duty Vehicle | 2028 | CAPITAL | REPLACEMENT | short-haul | USD/truck | us | us | 200180.0511
heavy duty trucks | LNG Heavy-Duty Vehicle | 2028 | FIXED_OM | NEW | N/A | USD/truck | us | us | 9567.0202
heavy duty trucks | LNG Heavy-Duty Vehicle | 2028 | FIXED_OM | REPLACEMENT | N/A | USD/truck | us | us | 9567.0202
heavy duty trucks | LNG Heavy-Duty Vehicle | 2029 | CAPITAL | NEW | long-haul | USD/truck | us | us | 202919.2129
heavy duty trucks | LNG Heavy-Duty Vehicle | 2029 | CAPITAL | NEW | short-haul | USD/truck | us | us | 202919.2129
heavy duty trucks | LNG Heavy-Duty Vehicle | 2029 | CAPITAL | REPLACEMENT | long-haul | USD/truck | us | us | 202919.2129
heavy duty trucks | LNG Heavy-Duty Vehicle | 2029 | CAPITAL | REPLACEMENT | short-haul | USD/truck | us | us | 202919.2129
heavy duty trucks | LNG Heavy-Duty Vehicle | 2029 | FIXED_OM | NEW | N/A | USD/truck | us | us | 9567.0202
heavy duty trucks | LNG Heavy-Duty Vehicle | 2029 | FIXED_OM | REPLACEMENT | N/A | USD/truck | us | us | 9567.0202
heavy duty trucks | LNG Heavy-Duty Vehicle | 2030 | CAPITAL | NEW | long-haul | USD/truck | us | us | 205658.3747
heavy duty trucks | LNG Heavy-Duty Vehicle | 2030 | CAPITAL | NEW | short-haul | USD/truck | us | us | 205658.3747
heavy duty trucks | LNG Heavy-Duty Vehicle | 2030 | CAPITAL | REPLACEMENT | long-haul | USD/truck | us | us | 205658.3747
heavy duty trucks | LNG Heavy-Duty Vehicle | 2030 | CAPITAL | REPLACEMENT | short-haul | USD/truck | us | us | 205658.3747
heavy duty trucks | LNG Heavy-Duty Vehicle | 2030 | FIXED_OM | NEW | N/A | USD/truck | us | us | 9567.0202
heavy duty trucks | LNG Heavy-Duty Vehicle | 2030 | FIXED_OM | REPLACEMENT | N/A | USD/truck | us | us | 9567.0202
heavy duty trucks | LNG Heavy-Duty Vehicle | 2031 | CAPITAL | NEW | long-haul | USD/truck | us | us | 205658.3747
heavy duty trucks | LNG Heavy-Duty Vehicle | 2031 | CAPITAL | NEW | short-haul | USD/truck | us | us | 205658.3747
heavy duty trucks | LNG Heavy-Duty Vehicle | 2031 | CAPITAL | REPLACEMENT | long-haul | USD/truck | us | us | 205658.3747
heavy duty trucks | LNG Heavy-Duty Vehicle | 2031 | CAPITAL | REPLACEMENT | short-haul | USD/truck | us | us | 205658.3747
heavy duty trucks | LNG Heavy-Duty Vehicle | 2031 | FIXED_OM | NEW | N/A | USD/truck | us | us | 9567.0202
heavy duty trucks | LNG Heavy-Duty Vehicle | 2031 | FIXED_OM | REPLACEMENT | N/A | USD/truck | us | us | 9567.0202
heavy duty trucks | LNG Heavy-Duty Vehicle | 2032 | CAPITAL | NEW | long-haul | USD/truck | us | us | 205658.3747
heavy duty trucks | LNG Heavy-Duty Vehicle | 2032 | CAPITAL | NEW | short-haul | USD/truck | us | us | 205658.3747
heavy duty trucks | LNG Heavy-Duty Vehicle | 2032 | CAPITAL | REPLACEMENT | long-haul | USD/truck | us | us | 205658.3747
heavy duty trucks | LNG Heavy-Duty Vehicle | 2032 | CAPITAL | REPLACEMENT | short-haul | USD/truck | us | us | 205658.3747
heavy duty trucks | LNG Heavy-Duty Vehicle | 2032 | FIXED_OM | NEW | N/A | USD/truck | us | us | 9567.0202
heavy duty trucks | LNG Heavy-Duty Vehicle | 2032 | FIXED_OM | REPLACEMENT | N/A | USD/truck | us | us | 9567.0202
heavy duty trucks | LNG Heavy-Duty Vehicle | 2033 | CAPITAL | NEW | long-haul | USD/truck | us | us | 205658.3747
heavy duty trucks | LNG Heavy-Duty Vehicle | 2033 | CAPITAL | NEW | short-haul | USD/truck | us | us | 205658.3747
heavy duty trucks | LNG Heavy-Duty Vehicle | 2033 | CAPITAL | REPLACEMENT | long-haul | USD/truck | us | us | 205658.3747
heavy duty trucks | LNG Heavy-Duty Vehicle | 2033 | CAPITAL | REPLACEMENT | short-haul | USD/truck | us | us | 205658.3747
heavy duty trucks | LNG Heavy-Duty Vehicle | 2033 | FIXED_OM | NEW | N/A | USD/truck | us | us | 9567.0202
heavy duty trucks | LNG Heavy-Duty Vehicle | 2033 | FIXED_OM | REPLACEMENT | N/A | USD/truck | us | us | 9567.0202
heavy duty trucks | LNG Heavy-Duty Vehicle | 2034 | CAPITAL | NEW | long-haul | USD/truck | us | us | 205658.3747
heavy duty trucks | LNG Heavy-Duty Vehicle | 2034 | CAPITAL | NEW | short-haul | USD/truck | us | us | 205658.3747
heavy duty trucks | LNG Heavy-Duty Vehicle | 2034 | CAPITAL | REPLACEMENT | long-haul | USD/truck | us | us | 205658.3747
heavy duty trucks | LNG Heavy-Duty Vehicle | 2034 | CAPITAL | REPLACEMENT | short-haul | USD/truck | us | us | 205658.3747
heavy duty trucks | LNG Heavy-Duty Vehicle | 2034 | FIXED_OM | NEW | N/A | USD/truck | us | us | 9567.0202
heavy duty trucks | LNG Heavy-Duty Vehicle | 2034 | FIXED_OM | REPLACEMENT | N/A | USD/truck | us | us | 9567.0202
heavy duty trucks | LNG Heavy-Duty Vehicle | 2035 | CAPITAL | NEW | long-haul | USD/truck | us | us | 205658.3747
heavy duty trucks | LNG Heavy-Duty Vehicle | 2035 | CAPITAL | NEW | short-haul | USD/truck | us | us | 205658.3747
heavy duty trucks | LNG Heavy-Duty Vehicle | 2035 | CAPITAL | REPLACEMENT | long-haul | USD/truck | us | us | 205658.3747
heavy duty trucks | LNG Heavy-Duty Vehicle | 2035 | CAPITAL | REPLACEMENT | short-haul | USD/truck | us | us | 205658.3747
heavy duty trucks | LNG Heavy-Duty Vehicle | 2035 | FIXED_OM | NEW | N/A | USD/truck | us | us | 9567.0202
heavy duty trucks | LNG Heavy-Duty Vehicle | 2035 | FIXED_OM | REPLACEMENT | N/A | USD/truck | us | us | 9567.0202
heavy duty trucks | LNG Heavy-Duty Vehicle | 2036 | CAPITAL | NEW | long-haul | USD/truck | us | us | 205658.3747
heavy duty trucks | LNG Heavy-Duty Vehicle | 2036 | CAPITAL | NEW | short-haul | USD/truck | us | us | 205658.3747
heavy duty trucks | LNG Heavy-Duty Vehicle | 2036 | CAPITAL | REPLACEMENT | long-haul | USD/truck | us | us | 205658.3747
heavy duty trucks | LNG Heavy-Duty Vehicle | 2036 | CAPITAL | REPLACEMENT | short-haul | USD/truck | us | us | 205658.3747
heavy duty trucks | LNG Heavy-Duty Vehicle | 2036 | FIXED_OM | NEW | N/A | USD/truck | us | us | 9567.0202
heavy duty trucks | LNG Heavy-Duty Vehicle | 2036 | FIXED_OM | REPLACEMENT | N/A | USD/truck | us | us | 9567.0202
heavy duty trucks | LNG Heavy-Duty Vehicle | 2037 | CAPITAL | NEW | long-haul | USD/truck | us | us | 205658.3747
heavy duty trucks | LNG Heavy-Duty Vehicle | 2037 | CAPITAL | NEW | short-haul | USD/truck | us | us | 205658.3747
heavy duty trucks | LNG Heavy-Duty Vehicle | 2037 | CAPITAL | REPLACEMENT | long-haul | USD/truck | us | us | 205658.3747
heavy duty trucks | LNG Heavy-Duty Vehicle | 2037 | CAPITAL | REPLACEMENT | short-haul | USD/truck | us | us | 205658.3747
heavy duty trucks | LNG Heavy-Duty Vehicle | 2037 | FIXED_OM | NEW | N/A | USD/truck | us | us | 9567.0202
heavy duty trucks | LNG Heavy-Duty Vehicle | 2037 | FIXED_OM | REPLACEMENT | N/A | USD/truck | us | us | 9567.0202
heavy duty trucks | LNG Heavy-Duty Vehicle | 2038 | CAPITAL | NEW | long-haul | USD/truck | us | us | 205658.3747
heavy duty trucks | LNG Heavy-Duty Vehicle | 2038 | CAPITAL | NEW | short-haul | USD/truck | us | us | 205658.3747
heavy duty trucks | LNG Heavy-Duty Vehicle | 2038 | CAPITAL | REPLACEMENT | long-haul | USD/truck | us | us | 205658.3747
heavy duty trucks | LNG Heavy-Duty Vehicle | 2038 | CAPITAL | REPLACEMENT | short-haul | USD/truck | us | us | 205658.3747
heavy duty trucks | LNG Heavy-Duty Vehicle | 2038 | FIXED_OM | NEW | N/A | USD/truck | us | us | 9567.0202
heavy duty trucks | LNG Heavy-Duty Vehicle | 2038 | FIXED_OM | REPLACEMENT | N/A | USD/truck | us | us | 9567.0202
heavy duty trucks | LNG Heavy-Duty Vehicle | 2039 | CAPITAL | NEW | long-haul | USD/truck | us | us | 205658.3747
heavy duty trucks | LNG Heavy-Duty Vehicle | 2039 | CAPITAL | NEW | short-haul | USD/truck | us | us | 205658.3747
heavy duty trucks | LNG Heavy-Duty Vehicle | 2039 | CAPITAL | REPLACEMENT | long-haul | USD/truck | us | us | 205658.3747
heavy duty trucks | LNG Heavy-Duty Vehicle | 2039 | CAPITAL | REPLACEMENT | short-haul | USD/truck | us | us | 205658.3747
heavy duty trucks | LNG Heavy-Duty Vehicle | 2039 | FIXED_OM | NEW | N/A | USD/truck | us | us | 9567.0202
heavy duty trucks | LNG Heavy-Duty Vehicle | 2039 | FIXED_OM | REPLACEMENT | N/A | USD/truck | us | us | 9567.0202
heavy duty trucks | LNG Heavy-Duty Vehicle | 2040 | CAPITAL | NEW | long-haul | USD/truck | us | us | 205658.3747
heavy duty trucks | LNG Heavy-Duty Vehicle | 2040 | CAPITAL | NEW | short-haul | USD/truck | us | us | 205658.3747
heavy duty trucks | LNG Heavy-Duty Vehicle | 2040 | CAPITAL | REPLACEMENT | long-haul | USD/truck | us | us | 205658.3747
heavy duty trucks | LNG Heavy-Duty Vehicle | 2040 | CAPITAL | REPLACEMENT | short-haul | USD/truck | us | us | 205658.3747
heavy duty trucks | LNG Heavy-Duty Vehicle | 2040 | FIXED_OM | NEW | N/A | USD/truck | us | us | 9567.0202
heavy duty trucks | LNG Heavy-Duty Vehicle | 2040 | FIXED_OM | REPLACEMENT | N/A | USD/truck | us | us | 9567.0202
heavy duty trucks | LNG Heavy-Duty Vehicle | 2041 | CAPITAL | NEW | long-haul | USD/truck | us | us | 205658.3747
heavy duty trucks | LNG Heavy-Duty Vehicle | 2041 | CAPITAL | NEW | short-haul | USD/truck | us | us | 205658.3747
heavy duty trucks | LNG Heavy-Duty Vehicle | 2041 | CAPITAL | REPLACEMENT | long-haul | USD/truck | us | us | 205658.3747
heavy duty trucks | LNG Heavy-Duty Vehicle | 2041 | CAPITAL | REPLACEMENT | short-haul | USD/truck | us | us | 205658.3747
heavy duty trucks | LNG Heavy-Duty Vehicle | 2041 | FIXED_OM | NEW | N/A | USD/truck | us | us | 9567.0202
heavy duty trucks | LNG Heavy-Duty Vehicle | 2041 | FIXED_OM | REPLACEMENT | N/A | USD/truck | us | us | 9567.0202
heavy duty trucks | LNG Heavy-Duty Vehicle | 2042 | CAPITAL | NEW | long-haul | USD/truck | us | us | 205658.3747
heavy duty trucks | LNG Heavy-Duty Vehicle | 2042 | CAPITAL | NEW | short-haul | USD/truck | us | us | 205658.3747
heavy duty trucks | LNG Heavy-Duty Vehicle | 2042 | CAPITAL | REPLACEMENT | long-haul | USD/truck | us | us | 205658.3747
heavy duty trucks | LNG Heavy-Duty Vehicle | 2042 | CAPITAL | REPLACEMENT | short-haul | USD/truck | us | us | 205658.3747
heavy duty trucks | LNG Heavy-Duty Vehicle | 2042 | FIXED_OM | NEW | N/A | USD/truck | us | us | 9567.0202
heavy duty trucks | LNG Heavy-Duty Vehicle | 2042 | FIXED_OM | REPLACEMENT | N/A | USD/truck | us | us | 9567.0202
heavy duty trucks | LNG Heavy-Duty Vehicle | 2043 | CAPITAL | NEW | long-haul | USD/truck | us | us | 205658.3747
heavy duty trucks | LNG Heavy-Duty Vehicle | 2043 | CAPITAL | NEW | short-haul | USD/truck | us | us | 205658.3747
heavy duty trucks | LNG Heavy-Duty Vehicle | 2043 | CAPITAL | REPLACEMENT | long-haul | USD/truck | us | us | 205658.3747
heavy duty trucks | LNG Heavy-Duty Vehicle | 2043 | CAPITAL | REPLACEMENT | short-haul | USD/truck | us | us | 205658.3747
heavy duty trucks | LNG Heavy-Duty Vehicle | 2043 | FIXED_OM | NEW | N/A | USD/truck | us | us | 9567.0202
heavy duty trucks | LNG Heavy-Duty Vehicle | 2043 | FIXED_OM | REPLACEMENT | N/A | USD/truck | us | us | 9567.0202
heavy duty trucks | LNG Heavy-Duty Vehicle | 2044 | CAPITAL | NEW | long-haul | USD/truck | us | us | 205658.3747
heavy duty trucks | LNG Heavy-Duty Vehicle | 2044 | CAPITAL | NEW | short-haul | USD/truck | us | us | 205658.3747
heavy duty trucks | LNG Heavy-Duty Vehicle | 2044 | CAPITAL | REPLACEMENT | long-haul | USD/truck | us | us | 205658.3747
heavy duty trucks | LNG Heavy-Duty Vehicle | 2044 | CAPITAL | REPLACEMENT | short-haul | USD/truck | us | us | 205658.3747
heavy duty trucks | LNG Heavy-Duty Vehicle | 2044 | FIXED_OM | NEW | N/A | USD/truck | us | us | 9567.0202
heavy duty trucks | LNG Heavy-Duty Vehicle | 2044 | FIXED_OM | REPLACEMENT | N/A | USD/truck | us | us | 9567.0202
heavy duty trucks | LNG Heavy-Duty Vehicle | 2045 | CAPITAL | NEW | long-haul | USD/truck | us | us | 205658.3747
heavy duty trucks | LNG Heavy-Duty Vehicle | 2045 | CAPITAL | NEW | short-haul | USD/truck | us | us | 205658.3747
heavy duty trucks | LNG Heavy-Duty Vehicle | 2045 | CAPITAL | REPLACEMENT | long-haul | USD/truck | us | us | 205658.3747
heavy duty trucks | LNG Heavy-Duty Vehicle | 2045 | CAPITAL | REPLACEMENT | short-haul | USD/truck | us | us | 205658.3747
heavy duty trucks | LNG Heavy-Duty Vehicle | 2045 | FIXED_OM | NEW | N/A | USD/truck | us | us | 9567.0202
heavy duty trucks | LNG Heavy-Duty Vehicle | 2045 | FIXED_OM | REPLACEMENT | N/A | USD/truck | us | us | 9567.0202
heavy duty trucks | LNG Heavy-Duty Vehicle | 2046 | CAPITAL | NEW | long-haul | USD/truck | us | us | 205658.3747
heavy duty trucks | LNG Heavy-Duty Vehicle | 2046 | CAPITAL | NEW | short-haul | USD/truck | us | us | 205658.3747
heavy duty trucks | LNG Heavy-Duty Vehicle | 2046 | CAPITAL | REPLACEMENT | long-haul | USD/truck | us | us | 205658.3747
heavy duty trucks | LNG Heavy-Duty Vehicle | 2046 | CAPITAL | REPLACEMENT | short-haul | USD/truck | us | us | 205658.3747
heavy duty trucks | LNG Heavy-Duty Vehicle | 2046 | FIXED_OM | NEW | N/A | USD/truck | us | us | 9567.0202
heavy duty trucks | LNG Heavy-Duty Vehicle | 2046 | FIXED_OM | REPLACEMENT | N/A | USD/truck | us | us | 9567.0202
heavy duty trucks | LNG Heavy-Duty Vehicle | 2047 | CAPITAL | NEW | long-haul | USD/truck | us | us | 205658.3747
heavy duty trucks | LNG Heavy-Duty Vehicle | 2047 | CAPITAL | NEW | short-haul | USD/truck | us | us | 205658.3747
heavy duty trucks | LNG Heavy-Duty Vehicle | 2047 | CAPITAL | REPLACEMENT | long-haul | USD/truck | us | us | 205658.3747
heavy duty trucks | LNG Heavy-Duty Vehicle | 2047 | CAPITAL | REPLACEMENT | short-haul | USD/truck | us | us | 205658.3747
heavy duty trucks | LNG Heavy-Duty Vehicle | 2047 | FIXED_OM | NEW | N/A | USD/truck | us | us | 9567.0202
heavy duty trucks | LNG Heavy-Duty Vehicle | 2047 | FIXED_OM | REPLACEMENT | N/A | USD/truck | us | us | 9567.0202
heavy duty trucks | LNG Heavy-Duty Vehicle | 2048 | CAPITAL | NEW | long-haul | USD/truck | us | us | 205658.3747
heavy duty trucks | LNG Heavy-Duty Vehicle | 2048 | CAPITAL | NEW | short-haul | USD/truck | us | us | 205658.3747
heavy duty trucks | LNG Heavy-Duty Vehicle | 2048 | CAPITAL | REPLACEMENT | long-haul | USD/truck | us | us | 205658.3747
heavy duty trucks | LNG Heavy-Duty Vehicle | 2048 | CAPITAL | REPLACEMENT | short-haul | USD/truck | us | us | 205658.3747
heavy duty trucks | LNG Heavy-Duty Vehicle | 2048 | FIXED_OM | NEW | N/A | USD/truck | us | us | 9567.0202
heavy duty trucks | LNG Heavy-Duty Vehicle | 2048 | FIXED_OM | REPLACEMENT | N/A | USD/truck | us | us | 9567.0202
heavy duty trucks | LNG Heavy-Duty Vehicle | 2049 | CAPITAL | NEW | long-haul | USD/truck | us | us | 205658.3747
heavy duty trucks | LNG Heavy-Duty Vehicle | 2049 | CAPITAL | NEW | short-haul | USD/truck | us | us | 205658.3747
heavy duty trucks | LNG Heavy-Duty Vehicle | 2049 | CAPITAL | REPLACEMENT | long-haul | USD/truck | us | us | 205658.3747
heavy duty trucks | LNG Heavy-Duty Vehicle | 2049 | CAPITAL | REPLACEMENT | short-haul | USD/truck | us | us | 205658.3747
heavy duty trucks | LNG Heavy-Duty Vehicle | 2049 | FIXED_OM | NEW | N/A | USD/truck | us | us | 9567.0202
heavy duty trucks | LNG Heavy-Duty Vehicle | 2049 | FIXED_OM | REPLACEMENT | N/A | USD/truck | us | us | 9567.0202
heavy duty trucks | LNG Heavy-Duty Vehicle | 2050 | CAPITAL | NEW | long-haul | USD/truck | us | us | 205658.3747
heavy duty trucks | LNG Heavy-Duty Vehicle | 2050 | CAPITAL | NEW | short-haul | USD/truck | us | us | 205658.3747
heavy duty trucks | LNG Heavy-Duty Vehicle | 2050 | CAPITAL | REPLACEMENT | long-haul | USD/truck | us | us | 205658.3747
heavy duty trucks | LNG Heavy-Duty Vehicle | 2050 | CAPITAL | REPLACEMENT | short-haul | USD/truck | us | us | 205658.3747
heavy duty trucks | LNG Heavy-Duty Vehicle | 2050 | FIXED_OM | NEW | N/A | USD/truck | us | us | 9567.0202
heavy duty trucks | LNG Heavy-Duty Vehicle | 2050 | FIXED_OM | REPLACEMENT | N/A | USD/truck | us | us | 9567.0202
heavy duty trucks | Reference Diesel Heavy-Duty Vehicle | 2020 | CAPITAL | NEW | long-haul | USD/truck | us | us | 142668.1886
heavy duty trucks | Reference Diesel Heavy-Duty Vehicle | 2020 | CAPITAL | NEW | short-haul | USD/truck | us | us | 142668.1886
heavy duty trucks | Reference Diesel Heavy-Duty Vehicle | 2020 | CAPITAL | REPLACEMENT | long-haul | USD/truck | us | us | 142668.1886
heavy duty trucks | Reference Diesel Heavy-Duty Vehicle | 2020 | CAPITAL | REPLACEMENT | short-haul | USD/truck | us | us | 142668.1886
heavy duty trucks | Reference Diesel Heavy-Duty Vehicle | 2020 | FIXED_OM | NEW | N/A | USD/truck | us | us | 9567.0202
heavy duty trucks | Reference Diesel Heavy-Duty Vehicle | 2020 | FIXED_OM | REPLACEMENT | N/A | USD/truck | us | us | 9567.0202
heavy duty trucks | Reference Diesel Heavy-Duty Vehicle | 2021 | CAPITAL | NEW | long-haul | USD/truck | us | us | 143814.4225
heavy duty trucks | Reference Diesel Heavy-Duty Vehicle | 2021 | CAPITAL | NEW | short-haul | USD/truck | us | us | 143814.4225
heavy duty trucks | Reference Diesel Heavy-Duty Vehicle | 2021 | CAPITAL | REPLACEMENT | long-haul | USD/truck | us | us | 143814.4225
heavy duty trucks | Reference Diesel Heavy-Duty Vehicle | 2021 | CAPITAL | REPLACEMENT | short-haul | USD/truck | us | us | 143814.4225
heavy duty trucks | Reference Diesel Heavy-Duty Vehicle | 2021 | FIXED_OM | NEW | N/A | USD/truck | us | us | 9567.0202
heavy duty trucks | Reference Diesel Heavy-Duty Vehicle | 2021 | FIXED_OM | REPLACEMENT | N/A | USD/truck | us | us | 9567.0202
heavy duty trucks | Reference Diesel Heavy-Duty Vehicle | 2022 | CAPITAL | NEW | long-haul | USD/truck | us | us | 144960.6563
heavy duty trucks | Reference Diesel Heavy-Duty Vehicle | 2022 | CAPITAL | NEW | short-haul | USD/truck | us | us | 144960.6563
heavy duty trucks | Reference Diesel Heavy-Duty Vehicle | 2022 | CAPITAL | REPLACEMENT | long-haul | USD/truck | us | us | 144960.6563
heavy duty trucks | Reference Diesel Heavy-Duty Vehicle | 2022 | CAPITAL | REPLACEMENT | short-haul | USD/truck | us | us | 144960.6563
heavy duty trucks | Reference Diesel Heavy-Duty Vehicle | 2022 | FIXED_OM | NEW | N/A | USD/truck | us | us | 9567.0202
heavy duty trucks | Reference Diesel Heavy-Duty Vehicle | 2022 | FIXED_OM | REPLACEMENT | N/A | USD/truck | us | us | 9567.0202
heavy duty trucks | Reference Diesel Heavy-Duty Vehicle | 2023 | CAPITAL | NEW | long-haul | USD/truck | us | us | 146106.8902
heavy duty trucks | Reference Diesel Heavy-Duty Vehicle | 2023 | CAPITAL | NEW | short-haul | USD/truck | us | us | 146106.8902
heavy duty trucks | Reference Diesel Heavy-Duty Vehicle | 2023 | CAPITAL | REPLACEMENT | long-haul | USD/truck | us | us | 146106.8902
heavy duty trucks | Reference Diesel Heavy-Duty Vehicle | 2023 | CAPITAL | REPLACEMENT | short-haul | USD/truck | us | us | 146106.8902
heavy duty trucks | Reference Diesel Heavy-Duty Vehicle | 2023 | FIXED_OM | NEW | N/A | USD/truck | us | us | 9567.0202
heavy duty trucks | Reference Diesel Heavy-Duty Vehicle | 2023 | FIXED_OM | REPLACEMENT | N/A | USD/truck | us | us | 9567.0202
heavy duty trucks | Reference Diesel Heavy-Duty Vehicle | 2024 | CAPITAL | NEW | long-haul | USD/truck | us | us | 147253.124
heavy duty trucks | Reference Diesel Heavy-Duty Vehicle | 2024 | CAPITAL | NEW | short-haul | USD/truck | us | us | 147253.124
heavy duty trucks | Reference Diesel Heavy-Duty Vehicle | 2024 | CAPITAL | REPLACEMENT | long-haul | USD/truck | us | us | 147253.124
heavy duty trucks | Reference Diesel Heavy-Duty Vehicle | 2024 | CAPITAL | REPLACEMENT | short-haul | USD/truck | us | us | 147253.124
heavy duty trucks | Reference Diesel Heavy-Duty Vehicle | 2024 | FIXED_OM | NEW | N/A | USD/truck | us | us | 9567.0202
heavy duty trucks | Reference Diesel Heavy-Duty Vehicle | 2024 | FIXED_OM | REPLACEMENT | N/A | USD/truck | us | us | 9567.0202
heavy duty trucks | Reference Diesel Heavy-Duty Vehicle | 2025 | CAPITAL | NEW | long-haul | USD/truck | us | us | 148399.3579
heavy duty trucks | Reference Diesel Heavy-Duty Vehicle | 2025 | CAPITAL | NEW | short-haul | USD/truck | us | us | 148399.3579
heavy duty trucks | Reference Diesel Heavy-Duty Vehicle | 2025 | CAPITAL | REPLACEMENT | long-haul | USD/truck | us | us | 148399.3579
heavy duty trucks | Reference Diesel Heavy-Duty Vehicle | 2025 | CAPITAL | REPLACEMENT | short-haul | USD/truck | us | us | 148399.3579
heavy duty trucks | Reference Diesel Heavy-Duty Vehicle | 2025 | FIXED_OM | NEW | N/A | USD/truck | us | us | 9567.0202
heavy duty trucks | Reference Diesel Heavy-Duty Vehicle | 2025 | FIXED_OM | REPLACEMENT | N/A | USD/truck | us | us | 9567.0202
heavy duty trucks | Reference Diesel Heavy-Duty Vehicle | 2026 | CAPITAL | NEW | long-haul | USD/truck | us | us | 150009.1422
heavy duty trucks | Reference Diesel Heavy-Duty Vehicle | 2026 | CAPITAL | NEW | short-haul | USD/truck | us | us | 150009.1422
heavy duty trucks | Reference Diesel Heavy-Duty Vehicle | 2026 | CAPITAL | REPLACEMENT | long-haul | USD/truck | us | us | 150009.1422
heavy duty trucks | Reference Diesel Heavy-Duty Vehicle | 2026 | CAPITAL | REPLACEMENT | short-haul | USD/truck | us | us | 150009.1422
heavy duty trucks | Reference Diesel Heavy-Duty Vehicle | 2026 | FIXED_OM | NEW | N/A | USD/truck | us | us | 9567.0202
heavy duty trucks | Reference Diesel Heavy-Duty Vehicle | 2026 | FIXED_OM | REPLACEMENT | N/A | USD/truck | us | us | 9567.0202
heavy duty trucks | Reference Diesel Heavy-Duty Vehicle | 2027 | CAPITAL | NEW | long-haul | USD/truck | us | us | 151618.9265
heavy duty trucks | Reference Diesel Heavy-Duty Vehicle | 2027 | CAPITAL | NEW | short-haul | USD/truck | us | us | 151618.9265
heavy duty trucks | Reference Diesel Heavy-Duty Vehicle | 2027 | CAPITAL | REPLACEMENT | long-haul | USD/truck | us | us | 151618.9265
heavy duty trucks | Reference Diesel Heavy-Duty Vehicle | 2027 | CAPITAL | REPLACEMENT | short-haul | USD/truck | us | us | 151618.9265
heavy duty trucks | Reference Diesel Heavy-Duty Vehicle | 2027 | FIXED_OM | NEW | N/A | USD/truck | us | us | 9567.0202
heavy duty trucks | Reference Diesel Heavy-Duty Vehicle | 2027 | FIXED_OM | REPLACEMENT | N/A | USD/truck | us | us | 9567.0202
heavy duty trucks | Reference Diesel Heavy-Duty Vehicle | 2028 | CAPITAL | NEW | long-haul | USD/truck | us | us | 153228.7108
heavy duty trucks | Reference Diesel Heavy-Duty Vehicle | 2028 | CAPITAL | NEW | short-haul | USD/truck | us | us | 153228.7108
heavy duty trucks | Reference Diesel Heavy-Duty Vehicle | 2028 | CAPITAL | REPLACEMENT | long-haul | USD/truck | us | us | 153228.7108
heavy duty trucks | Reference Diesel Heavy-Duty Vehicle | 2028 | CAPITAL | REPLACEMENT | short-haul | USD/truck | us | us | 153228.7108
heavy duty trucks | Reference Diesel Heavy-Duty Vehicle | 2028 | FIXED_OM | NEW | N/A | USD/truck | us | us | 9567.0202
heavy duty trucks | Reference Diesel Heavy-Duty Vehicle | 2028 | FIXED_OM | REPLACEMENT | N/A | USD/truck | us | us | 9567.0202
heavy duty trucks | Reference Diesel Heavy-Duty Vehicle | 2029 | CAPITAL | NEW | long-haul | USD/truck | us | us | 154838.4952
heavy duty trucks | Reference Diesel Heavy-Duty Vehicle | 2029 | CAPITAL | NEW | short-haul | USD/truck | us | us | 154838.4952
heavy duty trucks | Reference Diesel Heavy-Duty Vehicle | 2029 | CAPITAL | REPLACEMENT | long-haul | USD/truck | us | us | 154838.4952
heavy duty trucks | Reference Diesel Heavy-Duty Vehicle | 2029 | CAPITAL | REPLACEMENT | short-haul | USD/truck | us | us | 154838.4952
heavy duty trucks | Reference Diesel Heavy-Duty Vehicle | 2029 | FIXED_OM | NEW | N/A | USD/truck | us | us | 9567.0202
heavy duty trucks | Reference Diesel Heavy-Duty Vehicle | 2029 | FIXED_OM | REPLACEMENT | N/A | USD/truck | us | us | 9567.0202
heavy duty trucks | Reference Diesel Heavy-Duty Vehicle | 2030 | CAPITAL | NEW | long-haul | USD/truck | us | us | 156448.2795
heavy duty trucks | Reference Diesel Heavy-Duty Vehicle | 2030 | CAPITAL | NEW | short-haul | USD/truck | us | us | 156448.2795
heavy duty trucks | Reference Diesel Heavy-Duty Vehicle | 2030 | CAPITAL | REPLACEMENT | long-haul | USD/truck | us | us | 156448.2795
heavy duty trucks | Reference Diesel Heavy-Duty Vehicle | 2030 | CAPITAL | REPLACEMENT | short-haul | USD/truck | us | us | 156448.2795
heavy duty trucks | Reference Diesel Heavy-Duty Vehicle | 2030 | FIXED_OM | NEW | N/A | USD/truck | us | us | 9567.0202
heavy duty trucks | Reference Diesel Heavy-Duty Vehicle | 2030 | FIXED_OM | REPLACEMENT | N/A | USD/truck | us | us | 9567.0202
heavy duty trucks | Reference Diesel Heavy-Duty Vehicle | 2031 | CAPITAL | NEW | long-haul | USD/truck | us | us | 156448.2795
heavy duty trucks | Reference Diesel Heavy-Duty Vehicle | 2031 | CAPITAL | NEW | short-haul | USD/truck | us | us | 156448.2795
heavy duty trucks | Reference Diesel Heavy-Duty Vehicle | 2031 | CAPITAL | REPLACEMENT | long-haul | USD/truck | us | us | 156448.2795
heavy duty trucks | Reference Diesel Heavy-Duty Vehicle | 2031 | CAPITAL | REPLACEMENT | short-haul | USD/truck | us | us | 156448.2795
heavy duty trucks | Reference Diesel Heavy-Duty Vehicle | 2031 | FIXED_OM | NEW | N/A | USD/truck | us | us | 9567.0202
heavy duty trucks | Reference Diesel Heavy-Duty Vehicle | 2031 | FIXED_OM | REPLACEMENT | N/A | USD/truck | us | us | 9567.0202
heavy duty trucks | Reference Diesel Heavy-Duty Vehicle | 2032 | CAPITAL | NEW | long-haul | USD/truck | us | us | 156448.2795
heavy duty trucks | Reference Diesel Heavy-Duty Vehicle | 2032 | CAPITAL | NEW | short-haul | USD/truck | us | us | 156448.2795
heavy duty trucks | Reference Diesel Heavy-Duty Vehicle | 2032 | CAPITAL | REPLACEMENT | long-haul | USD/truck | us | us | 156448.2795
heavy duty trucks | Reference Diesel Heavy-Duty Vehicle | 2032 | CAPITAL | REPLACEMENT | short-haul | USD/truck | us | us | 156448.2795
heavy duty trucks | Reference Diesel Heavy-Duty Vehicle | 2032 | FIXED_OM | NEW | N/A | USD/truck | us | us | 9567.0202
heavy duty trucks | Reference Diesel Heavy-Duty Vehicle | 2032 | FIXED_OM | REPLACEMENT | N/A | USD/truck | us | us | 9567.0202
heavy duty trucks | Reference Diesel Heavy-Duty Vehicle | 2033 | CAPITAL | NEW | long-haul | USD/truck | us | us | 156448.2795
heavy duty trucks | Reference Diesel Heavy-Duty Vehicle | 2033 | CAPITAL | NEW | short-haul | USD/truck | us | us | 156448.2795
heavy duty trucks | Reference Diesel Heavy-Duty Vehicle | 2033 | CAPITAL | REPLACEMENT | long-haul | USD/truck | us | us | 156448.2795
heavy duty trucks | Reference Diesel Heavy-Duty Vehicle | 2033 | CAPITAL | REPLACEMENT | short-haul | USD/truck | us | us | 156448.2795
heavy duty trucks | Reference Diesel Heavy-Duty Vehicle | 2033 | FIXED_OM | NEW | N/A | USD/truck | us | us | 9567.0202
heavy duty trucks | Reference Diesel Heavy-Duty Vehicle | 2033 | FIXED_OM | REPLACEMENT | N/A | USD/truck | us | us | 9567.0202
heavy duty trucks | Reference Diesel Heavy-Duty Vehicle | 2034 | CAPITAL | NEW | long-haul | USD/truck | us | us | 156448.2795
heavy duty trucks | Reference Diesel Heavy-Duty Vehicle | 2034 | CAPITAL | NEW | short-haul | USD/truck | us | us | 156448.2795
heavy duty trucks | Reference Diesel Heavy-Duty Vehicle | 2034 | CAPITAL | REPLACEMENT | long-haul | USD/truck | us | us | 156448.2795
heavy duty trucks | Reference Diesel Heavy-Duty Vehicle | 2034 | CAPITAL | REPLACEMENT | short-haul | USD/truck | us | us | 156448.2795
heavy duty trucks | Reference Diesel Heavy-Duty Vehicle | 2034 | FIXED_OM | NEW | N/A | USD/truck | us | us | 9567.0202
heavy duty trucks | Reference Diesel Heavy-Duty Vehicle | 2034 | FIXED_OM | REPLACEMENT | N/A | USD/truck | us | us | 9567.0202
heavy duty trucks | Reference Diesel Heavy-Duty Vehicle | 2035 | CAPITAL | NEW | long-haul | USD/truck | us | us | 156448.2795
heavy duty trucks | Reference Diesel Heavy-Duty Vehicle | 2035 | CAPITAL | NEW | short-haul | USD/truck | us | us | 156448.2795
heavy duty trucks | Reference Diesel Heavy-Duty Vehicle | 2035 | CAPITAL | REPLACEMENT | long-haul | USD/truck | us | us | 156448.2795
heavy duty trucks | Reference Diesel Heavy-Duty Vehicle | 2035 | CAPITAL | REPLACEMENT | short-haul | USD/truck | us | us | 156448.2795
heavy duty trucks | Reference Diesel Heavy-Duty Vehicle | 2035 | FIXED_OM | NEW | N/A | USD/truck | us | us | 9567.0202
heavy duty trucks | Reference Diesel Heavy-Duty Vehicle | 2035 | FIXED_OM | REPLACEMENT | N/A | USD/truck | us | us | 9567.0202
heavy duty trucks | Reference Diesel Heavy-Duty Vehicle | 2036 | CAPITAL | NEW | long-haul | USD/truck | us | us | 156448.2795
heavy duty trucks | Reference Diesel Heavy-Duty Vehicle | 2036 | CAPITAL | NEW | short-haul | USD/truck | us | us | 156448.2795
heavy duty trucks | Reference Diesel Heavy-Duty Vehicle | 2036 | CAPITAL | REPLACEMENT | long-haul | USD/truck | us | us | 156448.2795
heavy duty trucks | Reference Diesel Heavy-Duty Vehicle | 2036 | CAPITAL | REPLACEMENT | short-haul | USD/truck | us | us | 156448.2795
heavy duty trucks | Reference Diesel Heavy-Duty Vehicle | 2036 | FIXED_OM | NEW | N/A | USD/truck | us | us | 9567.0202
heavy duty trucks | Reference Diesel Heavy-Duty Vehicle | 2036 | FIXED_OM | REPLACEMENT | N/A | USD/truck | us | us | 9567.0202
heavy duty trucks | Reference Diesel Heavy-Duty Vehicle | 2037 | CAPITAL | NEW | long-haul | USD/truck | us | us | 156448.2795
heavy duty trucks | Reference Diesel Heavy-Duty Vehicle | 2037 | CAPITAL | NEW | short-haul | USD/truck | us | us | 156448.2795
heavy duty trucks | Reference Diesel Heavy-Duty Vehicle | 2037 | CAPITAL | REPLACEMENT | long-haul | USD/truck | us | us | 156448.2795
heavy duty trucks | Reference Diesel Heavy-Duty Vehicle | 2037 | CAPITAL | REPLACEMENT | short-haul | USD/truck | us | us | 156448.2795
heavy duty trucks | Reference Diesel Heavy-Duty Vehicle | 2037 | FIXED_OM | NEW | N/A | USD/truck | us | us | 9567.0202
heavy duty trucks | Reference Diesel Heavy-Duty Vehicle | 2037 | FIXED_OM | REPLACEMENT | N/A | USD/truck | us | us | 9567.0202
heavy duty trucks | Reference Diesel Heavy-Duty Vehicle | 2038 | CAPITAL | NEW | long-haul | USD/truck | us | us | 156448.2795
heavy duty trucks | Reference Diesel Heavy-Duty Vehicle | 2038 | CAPITAL | NEW | short-haul | USD/truck | us | us | 156448.2795
heavy duty trucks | Reference Diesel Heavy-Duty Vehicle | 2038 | CAPITAL | REPLACEMENT | long-haul | USD/truck | us | us | 156448.2795
heavy duty trucks | Reference Diesel Heavy-Duty Vehicle | 2038 | CAPITAL | REPLACEMENT | short-haul | USD/truck | us | us | 156448.2795
heavy duty trucks | Reference Diesel Heavy-Duty Vehicle | 2038 | FIXED_OM | NEW | N/A | USD/truck | us | us | 9567.0202
heavy duty trucks | Reference Diesel Heavy-Duty Vehicle | 2038 | FIXED_OM | REPLACEMENT | N/A | USD/truck | us | us | 9567.0202
heavy duty trucks | Reference Diesel Heavy-Duty Vehicle | 2039 | CAPITAL | NEW | long-haul | USD/truck | us | us | 156448.2795
heavy duty trucks | Reference Diesel Heavy-Duty Vehicle | 2039 | CAPITAL | NEW | short-haul | USD/truck | us | us | 156448.2795
heavy duty trucks | Reference Diesel Heavy-Duty Vehicle | 2039 | CAPITAL | REPLACEMENT | long-haul | USD/truck | us | us | 156448.2795
heavy duty trucks | Reference Diesel Heavy-Duty Vehicle | 2039 | CAPITAL | REPLACEMENT | short-haul | USD/truck | us | us | 156448.2795
heavy duty trucks | Reference Diesel Heavy-Duty Vehicle | 2039 | FIXED_OM | NEW | N/A | USD/truck | us | us | 9567.0202
heavy duty trucks | Reference Diesel Heavy-Duty Vehicle | 2039 | FIXED_OM | REPLACEMENT | N/A | USD/truck | us | us | 9567.0202
heavy duty trucks | Reference Diesel Heavy-Duty Vehicle | 2040 | CAPITAL | NEW | long-haul | USD/truck | us | us | 156448.2795
heavy duty trucks | Reference Diesel Heavy-Duty Vehicle | 2040 | CAPITAL | NEW | short-haul | USD/truck | us | us | 156448.2795
heavy duty trucks | Reference Diesel Heavy-Duty Vehicle | 2040 | CAPITAL | REPLACEMENT | long-haul | USD/truck | us | us | 156448.2795
heavy duty trucks | Reference Diesel Heavy-Duty Vehicle | 2040 | CAPITAL | REPLACEMENT | short-haul | USD/truck | us | us | 156448.2795
heavy duty trucks | Reference Diesel Heavy-Duty Vehicle | 2040 | FIXED_OM | NEW | N/A | USD/truck | us | us | 9567.0202
heavy duty trucks | Reference Diesel Heavy-Duty Vehicle | 2040 | FIXED_OM | REPLACEMENT | N/A | USD/truck | us | us | 9567.0202
heavy duty trucks | Reference Diesel Heavy-Duty Vehicle | 2041 | CAPITAL | NEW | long-haul | USD/truck | us | us | 156448.2795
heavy duty trucks | Reference Diesel Heavy-Duty Vehicle | 2041 | CAPITAL | NEW | short-haul | USD/truck | us | us | 156448.2795
heavy duty trucks | Reference Diesel Heavy-Duty Vehicle | 2041 | CAPITAL | REPLACEMENT | long-haul | USD/truck | us | us | 156448.2795
heavy duty trucks | Reference Diesel Heavy-Duty Vehicle | 2041 | CAPITAL | REPLACEMENT | short-haul | USD/truck | us | us | 156448.2795
heavy duty trucks | Reference Diesel Heavy-Duty Vehicle | 2041 | FIXED_OM | NEW | N/A | USD/truck | us | us | 9567.0202
heavy duty trucks | Reference Diesel Heavy-Duty Vehicle | 2041 | FIXED_OM | REPLACEMENT | N/A | USD/truck | us | us | 9567.0202
heavy duty trucks | Reference Diesel Heavy-Duty Vehicle | 2042 | CAPITAL | NEW | long-haul | USD/truck | us | us | 156448.2795
heavy duty trucks | Reference Diesel Heavy-Duty Vehicle | 2042 | CAPITAL | NEW | short-haul | USD/truck | us | us | 156448.2795
heavy duty trucks | Reference Diesel Heavy-Duty Vehicle | 2042 | CAPITAL | REPLACEMENT | long-haul | USD/truck | us | us | 156448.2795
heavy duty trucks | Reference Diesel Heavy-Duty Vehicle | 2042 | CAPITAL | REPLACEMENT | short-haul | USD/truck | us | us | 156448.2795
heavy duty trucks | Reference Diesel Heavy-Duty Vehicle | 2042 | FIXED_OM | NEW | N/A | USD/truck | us | us | 9567.0202
heavy duty trucks | Reference Diesel Heavy-Duty Vehicle | 2042 | FIXED_OM | REPLACEMENT | N/A | USD/truck | us | us | 9567.0202
heavy duty trucks | Reference Diesel Heavy-Duty Vehicle | 2043 | CAPITAL | NEW | long-haul | USD/truck | us | us | 156448.2795
heavy duty trucks | Reference Diesel Heavy-Duty Vehicle | 2043 | CAPITAL | NEW | short-haul | USD/truck | us | us | 156448.2795
heavy duty trucks | Reference Diesel Heavy-Duty Vehicle | 2043 | CAPITAL | REPLACEMENT | long-haul | USD/truck | us | us | 156448.2795
heavy duty trucks | Reference Diesel Heavy-Duty Vehicle | 2043 | CAPITAL | REPLACEMENT | short-haul | USD/truck | us | us | 156448.2795
heavy duty trucks | Reference Diesel Heavy-Duty Vehicle | 2043 | FIXED_OM | NEW | N/A | USD/truck | us | us | 9567.0202
heavy duty trucks | Reference Diesel Heavy-Duty Vehicle | 2043 | FIXED_OM | REPLACEMENT | N/A | USD/truck | us | us | 9567.0202
heavy duty trucks | Reference Diesel Heavy-Duty Vehicle | 2044 | CAPITAL | NEW | long-haul | USD/truck | us | us | 156448.2795
heavy duty trucks | Reference Diesel Heavy-Duty Vehicle | 2044 | CAPITAL | NEW | short-haul | USD/truck | us | us | 156448.2795
heavy duty trucks | Reference Diesel Heavy-Duty Vehicle | 2044 | CAPITAL | REPLACEMENT | long-haul | USD/truck | us | us | 156448.2795
heavy duty trucks | Reference Diesel Heavy-Duty Vehicle | 2044 | CAPITAL | REPLACEMENT | short-haul | USD/truck | us | us | 156448.2795
heavy duty trucks | Reference Diesel Heavy-Duty Vehicle | 2044 | FIXED_OM | NEW | N/A | USD/truck | us | us | 9567.0202
heavy duty trucks | Reference Diesel Heavy-Duty Vehicle | 2044 | FIXED_OM | REPLACEMENT | N/A | USD/truck | us | us | 9567.0202
heavy duty trucks | Reference Diesel Heavy-Duty Vehicle | 2045 | CAPITAL | NEW | long-haul | USD/truck | us | us | 156448.2795
heavy duty trucks | Reference Diesel Heavy-Duty Vehicle | 2045 | CAPITAL | NEW | short-haul | USD/truck | us | us | 156448.2795
heavy duty trucks | Reference Diesel Heavy-Duty Vehicle | 2045 | CAPITAL | REPLACEMENT | long-haul | USD/truck | us | us | 156448.2795
heavy duty trucks | Reference Diesel Heavy-Duty Vehicle | 2045 | CAPITAL | REPLACEMENT | short-haul | USD/truck | us | us | 156448.2795
heavy duty trucks | Reference Diesel Heavy-Duty Vehicle | 2045 | FIXED_OM | NEW | N/A | USD/truck | us | us | 9567.0202
heavy duty trucks | Reference Diesel Heavy-Duty Vehicle | 2045 | FIXED_OM | REPLACEMENT | N/A | USD/truck | us | us | 9567.0202
heavy duty trucks | Reference Diesel Heavy-Duty Vehicle | 2046 | CAPITAL | NEW | long-haul | USD/truck | us | us | 156448.2795
heavy duty trucks | Reference Diesel Heavy-Duty Vehicle | 2046 | CAPITAL | NEW | short-haul | USD/truck | us | us | 156448.2795
heavy duty trucks | Reference Diesel Heavy-Duty Vehicle | 2046 | CAPITAL | REPLACEMENT | long-haul | USD/truck | us | us | 156448.2795
heavy duty trucks | Reference Diesel Heavy-Duty Vehicle | 2046 | CAPITAL | REPLACEMENT | short-haul | USD/truck | us | us | 156448.2795
heavy duty trucks | Reference Diesel Heavy-Duty Vehicle | 2046 | FIXED_OM | NEW | N/A | USD/truck | us | us | 9567.0202
heavy duty trucks | Reference Diesel Heavy-Duty Vehicle | 2046 | FIXED_OM | REPLACEMENT | N/A | USD/truck | us | us | 9567.0202
heavy duty trucks | Reference Diesel Heavy-Duty Vehicle | 2047 | CAPITAL | NEW | long-haul | USD/truck | us | us | 156448.2795
heavy duty trucks | Reference Diesel Heavy-Duty Vehicle | 2047 | CAPITAL | NEW | short-haul | USD/truck | us | us | 156448.2795
heavy duty trucks | Reference Diesel Heavy-Duty Vehicle | 2047 | CAPITAL | REPLACEMENT | long-haul | USD/truck | us | us | 156448.2795
heavy duty trucks | Reference Diesel Heavy-Duty Vehicle | 2047 | CAPITAL | REPLACEMENT | short-haul | USD/truck | us | us | 156448.2795
heavy duty trucks | Reference Diesel Heavy-Duty Vehicle | 2047 | FIXED_OM | NEW | N/A | USD/truck | us | us | 9567.0202
heavy duty trucks | Reference Diesel Heavy-Duty Vehicle | 2047 | FIXED_OM | REPLACEMENT | N/A | USD/truck | us | us | 9567.0202
heavy duty trucks | Reference Diesel Heavy-Duty Vehicle | 2048 | CAPITAL | NEW | long-haul | USD/truck | us | us | 156448.2795
heavy duty trucks | Reference Diesel Heavy-Duty Vehicle | 2048 | CAPITAL | NEW | short-haul | USD/truck | us | us | 156448.2795
heavy duty trucks | Reference Diesel Heavy-Duty Vehicle | 2048 | CAPITAL | REPLACEMENT | long-haul | USD/truck | us | us | 156448.2795
heavy duty trucks | Reference Diesel Heavy-Duty Vehicle | 2048 | CAPITAL | REPLACEMENT | short-haul | USD/truck | us | us | 156448.2795
heavy duty trucks | Reference Diesel Heavy-Duty Vehicle | 2048 | FIXED_OM | NEW | N/A | USD/truck | us | us | 9567.0202
heavy duty trucks | Reference Diesel Heavy-Duty Vehicle | 2048 | FIXED_OM | REPLACEMENT | N/A | USD/truck | us | us | 9567.0202
heavy duty trucks | Reference Diesel Heavy-Duty Vehicle | 2049 | CAPITAL | NEW | long-haul | USD/truck | us | us | 156448.2795
heavy duty trucks | Reference Diesel Heavy-Duty Vehicle | 2049 | CAPITAL | NEW | short-haul | USD/truck | us | us | 156448.2795
heavy duty trucks | Reference Diesel Heavy-Duty Vehicle | 2049 | CAPITAL | REPLACEMENT | long-haul | USD/truck | us | us | 156448.2795
heavy duty trucks | Reference Diesel Heavy-Duty Vehicle | 2049 | CAPITAL | REPLACEMENT | short-haul | USD/truck | us | us | 156448.2795
heavy duty trucks | Reference Diesel Heavy-Duty Vehicle | 2049 | FIXED_OM | NEW | N/A | USD/truck | us | us | 9567.0202
heavy duty trucks | Reference Diesel Heavy-Duty Vehicle | 2049 | FIXED_OM | REPLACEMENT | N/A | USD/truck | us | us | 9567.0202
heavy duty trucks | Reference Diesel Heavy-Duty Vehicle | 2050 | CAPITAL | NEW | long-haul | USD/truck | us | us | 156448.2795
heavy duty trucks | Reference Diesel Heavy-Duty Vehicle | 2050 | CAPITAL | NEW | short-haul | USD/truck | us | us | 156448.2795
heavy duty trucks | Reference Diesel Heavy-Duty Vehicle | 2050 | CAPITAL | REPLACEMENT | long-haul | USD/truck | us | us | 156448.2795
heavy duty trucks | Reference Diesel Heavy-Duty Vehicle | 2050 | CAPITAL | REPLACEMENT | short-haul | USD/truck | us | us | 156448.2795
heavy duty trucks | Reference Diesel Heavy-Duty Vehicle | 2050 | FIXED_OM | NEW | N/A | USD/truck | us | us | 9567.0202
heavy duty trucks | Reference Diesel Heavy-Duty Vehicle | 2050 | FIXED_OM | REPLACEMENT | N/A | USD/truck | us | us | 9567.0202
heavy duty trucks | Reference Gasoline Heavy-Duty Vehicle | 2020 | CAPITAL | NEW | long-haul | USD/truck | us | us | 142668.1886
heavy duty trucks | Reference Gasoline Heavy-Duty Vehicle | 2020 | CAPITAL | NEW | short-haul | USD/truck | us | us | 142668.1886
heavy duty trucks | Reference Gasoline Heavy-Duty Vehicle | 2020 | CAPITAL | REPLACEMENT | long-haul | USD/truck | us | us | 142668.1886
heavy duty trucks | Reference Gasoline Heavy-Duty Vehicle | 2020 | CAPITAL | REPLACEMENT | short-haul | USD/truck | us | us | 142668.1886
heavy duty trucks | Reference Gasoline Heavy-Duty Vehicle | 2020 | FIXED_OM | NEW | N/A | USD/truck | us | us | 9567.0202
heavy duty trucks | Reference Gasoline Heavy-Duty Vehicle | 2020 | FIXED_OM | REPLACEMENT | N/A | USD/truck | us | us | 9567.0202
heavy duty trucks | Reference Gasoline Heavy-Duty Vehicle | 2021 | CAPITAL | NEW | long-haul | USD/truck | us | us | 143814.4225
heavy duty trucks | Reference Gasoline Heavy-Duty Vehicle | 2021 | CAPITAL | NEW | short-haul | USD/truck | us | us | 143814.4225
heavy duty trucks | Reference Gasoline Heavy-Duty Vehicle | 2021 | CAPITAL | REPLACEMENT | long-haul | USD/truck | us | us | 143814.4225
heavy duty trucks | Reference Gasoline Heavy-Duty Vehicle | 2021 | CAPITAL | REPLACEMENT | short-haul | USD/truck | us | us | 143814.4225
heavy duty trucks | Reference Gasoline Heavy-Duty Vehicle | 2021 | FIXED_OM | NEW | N/A | USD/truck | us | us | 9567.0202
heavy duty trucks | Reference Gasoline Heavy-Duty Vehicle | 2021 | FIXED_OM | REPLACEMENT | N/A | USD/truck | us | us | 9567.0202
heavy duty trucks | Reference Gasoline Heavy-Duty Vehicle | 2022 | CAPITAL | NEW | long-haul | USD/truck | us | us | 144960.6563
heavy duty trucks | Reference Gasoline Heavy-Duty Vehicle | 2022 | CAPITAL | NEW | short-haul | USD/truck | us | us | 144960.6563
heavy duty trucks | Reference Gasoline Heavy-Duty Vehicle | 2022 | CAPITAL | REPLACEMENT | long-haul | USD/truck | us | us | 144960.6563
heavy duty trucks | Reference Gasoline Heavy-Duty Vehicle | 2022 | CAPITAL | REPLACEMENT | short-haul | USD/truck | us | us | 144960.6563
heavy duty trucks | Reference Gasoline Heavy-Duty Vehicle | 2022 | FIXED_OM | NEW | N/A | USD/truck | us | us | 9567.0202
heavy duty trucks | Reference Gasoline Heavy-Duty Vehicle | 2022 | FIXED_OM | REPLACEMENT | N/A | USD/truck | us | us | 9567.0202
heavy duty trucks | Reference Gasoline Heavy-Duty Vehicle | 2023 | CAPITAL | NEW | long-haul | USD/truck | us | us | 146106.8902
heavy duty trucks | Reference Gasoline Heavy-Duty Vehicle | 2023 | CAPITAL | NEW | short-haul | USD/truck | us | us | 146106.8902
heavy duty trucks | Reference Gasoline Heavy-Duty Vehicle | 2023 | CAPITAL | REPLACEMENT | long-haul | USD/truck | us | us | 146106.8902
heavy duty trucks | Reference Gasoline Heavy-Duty Vehicle | 2023 | CAPITAL | REPLACEMENT | short-haul | USD/truck | us | us | 146106.8902
heavy duty trucks | Reference Gasoline Heavy-Duty Vehicle | 2023 | FIXED_OM | NEW | N/A | USD/truck | us | us | 9567.0202
heavy duty trucks | Reference Gasoline Heavy-Duty Vehicle | 2023 | FIXED_OM | REPLACEMENT | N/A | USD/truck | us | us | 9567.0202
heavy duty trucks | Reference Gasoline Heavy-Duty Vehicle | 2024 | CAPITAL | NEW | long-haul | USD/truck | us | us | 147253.124
heavy duty trucks | Reference Gasoline Heavy-Duty Vehicle | 2024 | CAPITAL | NEW | short-haul | USD/truck | us | us | 147253.124
heavy duty trucks | Reference Gasoline Heavy-Duty Vehicle | 2024 | CAPITAL | REPLACEMENT | long-haul | USD/truck | us | us | 147253.124
heavy duty trucks | Reference Gasoline Heavy-Duty Vehicle | 2024 | CAPITAL | REPLACEMENT | short-haul | USD/truck | us | us | 147253.124
heavy duty trucks | Reference Gasoline Heavy-Duty Vehicle | 2024 | FIXED_OM | NEW | N/A | USD/truck | us | us | 9567.0202
heavy duty trucks | Reference Gasoline Heavy-Duty Vehicle | 2024 | FIXED_OM | REPLACEMENT | N/A | USD/truck | us | us | 9567.0202
heavy duty trucks | Reference Gasoline Heavy-Duty Vehicle | 2025 | CAPITAL | NEW | long-haul | USD/truck | us | us | 148399.3579
heavy duty trucks | Reference Gasoline Heavy-Duty Vehicle | 2025 | CAPITAL | NEW | short-haul | USD/truck | us | us | 148399.3579
heavy duty trucks | Reference Gasoline Heavy-Duty Vehicle | 2025 | CAPITAL | REPLACEMENT | long-haul | USD/truck | us | us | 148399.3579
heavy duty trucks | Reference Gasoline Heavy-Duty Vehicle | 2025 | CAPITAL | REPLACEMENT | short-haul | USD/truck | us | us | 148399.3579
heavy duty trucks | Reference Gasoline Heavy-Duty Vehicle | 2025 | FIXED_OM | NEW | N/A | USD/truck | us | us | 9567.0202
heavy duty trucks | Reference Gasoline Heavy-Duty Vehicle | 2025 | FIXED_OM | REPLACEMENT | N/A | USD/truck | us | us | 9567.0202
heavy duty trucks | Reference Gasoline Heavy-Duty Vehicle | 2026 | CAPITAL | NEW | long-haul | USD/truck | us | us | 150009.1422
heavy duty trucks | Reference Gasoline Heavy-Duty Vehicle | 2026 | CAPITAL | NEW | short-haul | USD/truck | us | us | 150009.1422
heavy duty trucks | Reference Gasoline Heavy-Duty Vehicle | 2026 | CAPITAL | REPLACEMENT | long-haul | USD/truck | us | us | 150009.1422
heavy duty trucks | Reference Gasoline Heavy-Duty Vehicle | 2026 | CAPITAL | REPLACEMENT | short-haul | USD/truck | us | us | 150009.1422
heavy duty trucks | Reference Gasoline Heavy-Duty Vehicle | 2026 | FIXED_OM | NEW | N/A | USD/truck | us | us | 9567.0202
heavy duty trucks | Reference Gasoline Heavy-Duty Vehicle | 2026 | FIXED_OM | REPLACEMENT | N/A | USD/truck | us | us | 9567.0202
heavy duty trucks | Reference Gasoline Heavy-Duty Vehicle | 2027 | CAPITAL | NEW | long-haul | USD/truck | us | us | 151618.9265
heavy duty trucks | Reference Gasoline Heavy-Duty Vehicle | 2027 | CAPITAL | NEW | short-haul | USD/truck | us | us | 151618.9265
heavy duty trucks | Reference Gasoline Heavy-Duty Vehicle | 2027 | CAPITAL | REPLACEMENT | long-haul | USD/truck | us | us | 151618.9265
heavy duty trucks | Reference Gasoline Heavy-Duty Vehicle | 2027 | CAPITAL | REPLACEMENT | short-haul | USD/truck | us | us | 151618.9265
heavy duty trucks | Reference Gasoline Heavy-Duty Vehicle | 2027 | FIXED_OM | NEW | N/A | USD/truck | us | us | 9567.0202
heavy duty trucks | Reference Gasoline Heavy-Duty Vehicle | 2027 | FIXED_OM | REPLACEMENT | N/A | USD/truck | us | us | 9567.0202
heavy duty trucks | Reference Gasoline Heavy-Duty Vehicle | 2028 | CAPITAL | NEW | long-haul | USD/truck | us | us | 153228.7108
heavy duty trucks | Reference Gasoline Heavy-Duty Vehicle | 2028 | CAPITAL | NEW | short-haul | USD/truck | us | us | 153228.7108
heavy duty trucks | Reference Gasoline Heavy-Duty Vehicle | 2028 | CAPITAL | REPLACEMENT | long-haul | USD/truck | us | us | 153228.7108
heavy duty trucks | Reference Gasoline Heavy-Duty Vehicle | 2028 | CAPITAL | REPLACEMENT | short-haul | USD/truck | us | us | 153228.7108
heavy duty trucks | Reference Gasoline Heavy-Duty Vehicle | 2028 | FIXED_OM | NEW | N/A | USD/truck | us | us | 9567.0202
heavy duty trucks | Reference Gasoline Heavy-Duty Vehicle | 2028 | FIXED_OM | REPLACEMENT | N/A | USD/truck | us | us | 9567.0202
heavy duty trucks | Reference Gasoline Heavy-Duty Vehicle | 2029 | CAPITAL | NEW | long-haul | USD/truck | us | us | 154838.4952
heavy duty trucks | Reference Gasoline Heavy-Duty Vehicle | 2029 | CAPITAL | NEW | short-haul | USD/truck | us | us | 154838.4952
heavy duty trucks | Reference Gasoline Heavy-Duty Vehicle | 2029 | CAPITAL | REPLACEMENT | long-haul | USD/truck | us | us | 154838.4952
heavy duty trucks | Reference Gasoline Heavy-Duty Vehicle | 2029 | CAPITAL | REPLACEMENT | short-haul | USD/truck | us | us | 154838.4952
heavy duty trucks | Reference Gasoline Heavy-Duty Vehicle | 2029 | FIXED_OM | NEW | N/A | USD/truck | us | us | 9567.0202
heavy duty trucks | Reference Gasoline Heavy-Duty Vehicle | 2029 | FIXED_OM | REPLACEMENT | N/A | USD/truck | us | us | 9567.0202
heavy duty trucks | Reference Gasoline Heavy-Duty Vehicle | 2030 | CAPITAL | NEW | long-haul | USD/truck | us | us | 156448.2795
heavy duty trucks | Reference Gasoline Heavy-Duty Vehicle | 2030 | CAPITAL | NEW | short-haul | USD/truck | us | us | 156448.2795
heavy duty trucks | Reference Gasoline Heavy-Duty Vehicle | 2030 | CAPITAL | REPLACEMENT | long-haul | USD/truck | us | us | 156448.2795
heavy duty trucks | Reference Gasoline Heavy-Duty Vehicle | 2030 | CAPITAL | REPLACEMENT | short-haul | USD/truck | us | us | 156448.2795
heavy duty trucks | Reference Gasoline Heavy-Duty Vehicle | 2030 | FIXED_OM | NEW | N/A | USD/truck | us | us | 9567.0202
heavy duty trucks | Reference Gasoline Heavy-Duty Vehicle | 2030 | FIXED_OM | REPLACEMENT | N/A | USD/truck | us | us | 9567.0202
heavy duty trucks | Reference Gasoline Heavy-Duty Vehicle | 2031 | CAPITAL | NEW | long-haul | USD/truck | us | us | 156448.2795
heavy duty trucks | Reference Gasoline Heavy-Duty Vehicle | 2031 | CAPITAL | NEW | short-haul | USD/truck | us | us | 156448.2795
heavy duty trucks | Reference Gasoline Heavy-Duty Vehicle | 2031 | CAPITAL | REPLACEMENT | long-haul | USD/truck | us | us | 156448.2795
heavy duty trucks | Reference Gasoline Heavy-Duty Vehicle | 2031 | CAPITAL | REPLACEMENT | short-haul | USD/truck | us | us | 156448.2795
heavy duty trucks | Reference Gasoline Heavy-Duty Vehicle | 2031 | FIXED_OM | NEW | N/A | USD/truck | us | us | 9567.0202
heavy duty trucks | Reference Gasoline Heavy-Duty Vehicle | 2031 | FIXED_OM | REPLACEMENT | N/A | USD/truck | us | us | 9567.0202
heavy duty trucks | Reference Gasoline Heavy-Duty Vehicle | 2032 | CAPITAL | NEW | long-haul | USD/truck | us | us | 156448.2795
heavy duty trucks | Reference Gasoline Heavy-Duty Vehicle | 2032 | CAPITAL | NEW | short-haul | USD/truck | us | us | 156448.2795
heavy duty trucks | Reference Gasoline Heavy-Duty Vehicle | 2032 | CAPITAL | REPLACEMENT | long-haul | USD/truck | us | us | 156448.2795
heavy duty trucks | Reference Gasoline Heavy-Duty Vehicle | 2032 | CAPITAL | REPLACEMENT | short-haul | USD/truck | us | us | 156448.2795
heavy duty trucks | Reference Gasoline Heavy-Duty Vehicle | 2032 | FIXED_OM | NEW | N/A | USD/truck | us | us | 9567.0202
heavy duty trucks | Reference Gasoline Heavy-Duty Vehicle | 2032 | FIXED_OM | REPLACEMENT | N/A | USD/truck | us | us | 9567.0202
heavy duty trucks | Reference Gasoline Heavy-Duty Vehicle | 2033 | CAPITAL | NEW | long-haul | USD/truck | us | us | 156448.2795
heavy duty trucks | Reference Gasoline Heavy-Duty Vehicle | 2033 | CAPITAL | NEW | short-haul | USD/truck | us | us | 156448.2795
heavy duty trucks | Reference Gasoline Heavy-Duty Vehicle | 2033 | CAPITAL | REPLACEMENT | long-haul | USD/truck | us | us | 156448.2795
heavy duty trucks | Reference Gasoline Heavy-Duty Vehicle | 2033 | CAPITAL | REPLACEMENT | short-haul | USD/truck | us | us | 156448.2795
heavy duty trucks | Reference Gasoline Heavy-Duty Vehicle | 2033 | FIXED_OM | NEW | N/A | USD/truck | us | us | 9567.0202
heavy duty trucks | Reference Gasoline Heavy-Duty Vehicle | 2033 | FIXED_OM | REPLACEMENT | N/A | USD/truck | us | us | 9567.0202
heavy duty trucks | Reference Gasoline Heavy-Duty Vehicle | 2034 | CAPITAL | NEW | long-haul | USD/truck | us | us | 156448.2795
heavy duty trucks | Reference Gasoline Heavy-Duty Vehicle | 2034 | CAPITAL | NEW | short-haul | USD/truck | us | us | 156448.2795
heavy duty trucks | Reference Gasoline Heavy-Duty Vehicle | 2034 | CAPITAL | REPLACEMENT | long-haul | USD/truck | us | us | 156448.2795
heavy duty trucks | Reference Gasoline Heavy-Duty Vehicle | 2034 | CAPITAL | REPLACEMENT | short-haul | USD/truck | us | us | 156448.2795
heavy duty trucks | Reference Gasoline Heavy-Duty Vehicle | 2034 | FIXED_OM | NEW | N/A | USD/truck | us | us | 9567.0202
heavy duty trucks | Reference Gasoline Heavy-Duty Vehicle | 2034 | FIXED_OM | REPLACEMENT | N/A | USD/truck | us | us | 9567.0202
heavy duty trucks | Reference Gasoline Heavy-Duty Vehicle | 2035 | CAPITAL | NEW | long-haul | USD/truck | us | us | 156448.2795
heavy duty trucks | Reference Gasoline Heavy-Duty Vehicle | 2035 | CAPITAL | NEW | short-haul | USD/truck | us | us | 156448.2795
heavy duty trucks | Reference Gasoline Heavy-Duty Vehicle | 2035 | CAPITAL | REPLACEMENT | long-haul | USD/truck | us | us | 156448.2795
heavy duty trucks | Reference Gasoline Heavy-Duty Vehicle | 2035 | CAPITAL | REPLACEMENT | short-haul | USD/truck | us | us | 156448.2795
heavy duty trucks | Reference Gasoline Heavy-Duty Vehicle | 2035 | FIXED_OM | NEW | N/A | USD/truck | us | us | 9567.0202
heavy duty trucks | Reference Gasoline Heavy-Duty Vehicle | 2035 | FIXED_OM | REPLACEMENT | N/A | USD/truck | us | us | 9567.0202
heavy duty trucks | Reference Gasoline Heavy-Duty Vehicle | 2036 | CAPITAL | NEW | long-haul | USD/truck | us | us | 156448.2795
heavy duty trucks | Reference Gasoline Heavy-Duty Vehicle | 2036 | CAPITAL | NEW | short-haul | USD/truck | us | us | 156448.2795
heavy duty trucks | Reference Gasoline Heavy-Duty Vehicle | 2036 | CAPITAL | REPLACEMENT | long-haul | USD/truck | us | us | 156448.2795
heavy duty trucks | Reference Gasoline Heavy-Duty Vehicle | 2036 | CAPITAL | REPLACEMENT | short-haul | USD/truck | us | us | 156448.2795
heavy duty trucks | Reference Gasoline Heavy-Duty Vehicle | 2036 | FIXED_OM | NEW | N/A | USD/truck | us | us | 9567.0202
heavy duty trucks | Reference Gasoline Heavy-Duty Vehicle | 2036 | FIXED_OM | REPLACEMENT | N/A | USD/truck | us | us | 9567.0202
heavy duty trucks | Reference Gasoline Heavy-Duty Vehicle | 2037 | CAPITAL | NEW | long-haul | USD/truck | us | us | 156448.2795
heavy duty trucks | Reference Gasoline Heavy-Duty Vehicle | 2037 | CAPITAL | NEW | short-haul | USD/truck | us | us | 156448.2795
heavy duty trucks | Reference Gasoline Heavy-Duty Vehicle | 2037 | CAPITAL | REPLACEMENT | long-haul | USD/truck | us | us | 156448.2795
heavy duty trucks | Reference Gasoline Heavy-Duty Vehicle | 2037 | CAPITAL | REPLACEMENT | short-haul | USD/truck | us | us | 156448.2795
heavy duty trucks | Reference Gasoline Heavy-Duty Vehicle | 2037 | FIXED_OM | NEW | N/A | USD/truck | us | us | 9567.0202
heavy duty trucks | Reference Gasoline Heavy-Duty Vehicle | 2037 | FIXED_OM | REPLACEMENT | N/A | USD/truck | us | us | 9567.0202
heavy duty trucks | Reference Gasoline Heavy-Duty Vehicle | 2038 | CAPITAL | NEW | long-haul | USD/truck | us | us | 156448.2795
heavy duty trucks | Reference Gasoline Heavy-Duty Vehicle | 2038 | CAPITAL | NEW | short-haul | USD/truck | us | us | 156448.2795
heavy duty trucks | Reference Gasoline Heavy-Duty Vehicle | 2038 | CAPITAL | REPLACEMENT | long-haul | USD/truck | us | us | 156448.2795
heavy duty trucks | Reference Gasoline Heavy-Duty Vehicle | 2038 | CAPITAL | REPLACEMENT | short-haul | USD/truck | us | us | 156448.2795
heavy duty trucks | Reference Gasoline Heavy-Duty Vehicle | 2038 | FIXED_OM | NEW | N/A | USD/truck | us | us | 9567.0202
heavy duty trucks | Reference Gasoline Heavy-Duty Vehicle | 2038 | FIXED_OM | REPLACEMENT | N/A | USD/truck | us | us | 9567.0202
heavy duty trucks | Reference Gasoline Heavy-Duty Vehicle | 2039 | CAPITAL | NEW | long-haul | USD/truck | us | us | 156448.2795
heavy duty trucks | Reference Gasoline Heavy-Duty Vehicle | 2039 | CAPITAL | NEW | short-haul | USD/truck | us | us | 156448.2795
heavy duty trucks | Reference Gasoline Heavy-Duty Vehicle | 2039 | CAPITAL | REPLACEMENT | long-haul | USD/truck | us | us | 156448.2795
heavy duty trucks | Reference Gasoline Heavy-Duty Vehicle | 2039 | CAPITAL | REPLACEMENT | short-haul | USD/truck | us | us | 156448.2795
heavy duty trucks | Reference Gasoline Heavy-Duty Vehicle | 2039 | FIXED_OM | NEW | N/A | USD/truck | us | us | 9567.0202
heavy duty trucks | Reference Gasoline Heavy-Duty Vehicle | 2039 | FIXED_OM | REPLACEMENT | N/A | USD/truck | us | us | 9567.0202
heavy duty trucks | Reference Gasoline Heavy-Duty Vehicle | 2040 | CAPITAL | NEW | long-haul | USD/truck | us | us | 156448.2795
heavy duty trucks | Reference Gasoline Heavy-Duty Vehicle | 2040 | CAPITAL | NEW | short-haul | USD/truck | us | us | 156448.2795
heavy duty trucks | Reference Gasoline Heavy-Duty Vehicle | 2040 | CAPITAL | REPLACEMENT | long-haul | USD/truck | us | us | 156448.2795
heavy duty trucks | Reference Gasoline Heavy-Duty Vehicle | 2040 | CAPITAL | REPLACEMENT | short-haul | USD/truck | us | us | 156448.2795
heavy duty trucks | Reference Gasoline Heavy-Duty Vehicle | 2040 | FIXED_OM | NEW | N/A | USD/truck | us | us | 9567.0202
heavy duty trucks | Reference Gasoline Heavy-Duty Vehicle | 2040 | FIXED_OM | REPLACEMENT | N/A | USD/truck | us | us | 9567.0202
heavy duty trucks | Reference Gasoline Heavy-Duty Vehicle | 2041 | CAPITAL | NEW | long-haul | USD/truck | us | us | 156448.2795
heavy duty trucks | Reference Gasoline Heavy-Duty Vehicle | 2041 | CAPITAL | NEW | short-haul | USD/truck | us | us | 156448.2795
heavy duty trucks | Reference Gasoline Heavy-Duty Vehicle | 2041 | CAPITAL | REPLACEMENT | long-haul | USD/truck | us | us | 156448.2795
heavy duty trucks | Reference Gasoline Heavy-Duty Vehicle | 2041 | CAPITAL | REPLACEMENT | short-haul | USD/truck | us | us | 156448.2795
heavy duty trucks | Reference Gasoline Heavy-Duty Vehicle | 2041 | FIXED_OM | NEW | N/A | USD/truck | us | us | 9567.0202
heavy duty trucks | Reference Gasoline Heavy-Duty Vehicle | 2041 | FIXED_OM | REPLACEMENT | N/A | USD/truck | us | us | 9567.0202
heavy duty trucks | Reference Gasoline Heavy-Duty Vehicle | 2042 | CAPITAL | NEW | long-haul | USD/truck | us | us | 156448.2795
heavy duty trucks | Reference Gasoline Heavy-Duty Vehicle | 2042 | CAPITAL | NEW | short-haul | USD/truck | us | us | 156448.2795
heavy duty trucks | Reference Gasoline Heavy-Duty Vehicle | 2042 | CAPITAL | REPLACEMENT | long-haul | USD/truck | us | us | 156448.2795
heavy duty trucks | Reference Gasoline Heavy-Duty Vehicle | 2042 | CAPITAL | REPLACEMENT | short-haul | USD/truck | us | us | 156448.2795
heavy duty trucks | Reference Gasoline Heavy-Duty Vehicle | 2042 | FIXED_OM | NEW | N/A | USD/truck | us | us | 9567.0202
heavy duty trucks | Reference Gasoline Heavy-Duty Vehicle | 2042 | FIXED_OM | REPLACEMENT | N/A | USD/truck | us | us | 9567.0202
heavy duty trucks | Reference Gasoline Heavy-Duty Vehicle | 2043 | CAPITAL | NEW | long-haul | USD/truck | us | us | 156448.2795
heavy duty trucks | Reference Gasoline Heavy-Duty Vehicle | 2043 | CAPITAL | NEW | short-haul | USD/truck | us | us | 156448.2795
heavy duty trucks | Reference Gasoline Heavy-Duty Vehicle | 2043 | CAPITAL | REPLACEMENT | long-haul | USD/truck | us | us | 156448.2795
heavy duty trucks | Reference Gasoline Heavy-Duty Vehicle | 2043 | CAPITAL | REPLACEMENT | short-haul | USD/truck | us | us | 156448.2795
heavy duty trucks | Reference Gasoline Heavy-Duty Vehicle | 2043 | FIXED_OM | NEW | N/A | USD/truck | us | us | 9567.0202
heavy duty trucks | Reference Gasoline Heavy-Duty Vehicle | 2043 | FIXED_OM | REPLACEMENT | N/A | USD/truck | us | us | 9567.0202
heavy duty trucks | Reference Gasoline Heavy-Duty Vehicle | 2044 | CAPITAL | NEW | long-haul | USD/truck | us | us | 156448.2795
heavy duty trucks | Reference Gasoline Heavy-Duty Vehicle | 2044 | CAPITAL | NEW | short-haul | USD/truck | us | us | 156448.2795
heavy duty trucks | Reference Gasoline Heavy-Duty Vehicle | 2044 | CAPITAL | REPLACEMENT | long-haul | USD/truck | us | us | 156448.2795
heavy duty trucks | Reference Gasoline Heavy-Duty Vehicle | 2044 | CAPITAL | REPLACEMENT | short-haul | USD/truck | us | us | 156448.2795
heavy duty trucks | Reference Gasoline Heavy-Duty Vehicle | 2044 | FIXED_OM | NEW | N/A | USD/truck | us | us | 9567.0202
heavy duty trucks | Reference Gasoline Heavy-Duty Vehicle | 2044 | FIXED_OM | REPLACEMENT | N/A | USD/truck | us | us | 9567.0202
heavy duty trucks | Reference Gasoline Heavy-Duty Vehicle | 2045 | CAPITAL | NEW | long-haul | USD/truck | us | us | 156448.2795
heavy duty trucks | Reference Gasoline Heavy-Duty Vehicle | 2045 | CAPITAL | NEW | short-haul | USD/truck | us | us | 156448.2795
heavy duty trucks | Reference Gasoline Heavy-Duty Vehicle | 2045 | CAPITAL | REPLACEMENT | long-haul | USD/truck | us | us | 156448.2795
heavy duty trucks | Reference Gasoline Heavy-Duty Vehicle | 2045 | CAPITAL | REPLACEMENT | short-haul | USD/truck | us | us | 156448.2795
heavy duty trucks | Reference Gasoline Heavy-Duty Vehicle | 2045 | FIXED_OM | NEW | N/A | USD/truck | us | us | 9567.0202
heavy duty trucks | Reference Gasoline Heavy-Duty Vehicle | 2045 | FIXED_OM | REPLACEMENT | N/A | USD/truck | us | us | 9567.0202
heavy duty trucks | Reference Gasoline Heavy-Duty Vehicle | 2046 | CAPITAL | NEW | long-haul | USD/truck | us | us | 156448.2795
heavy duty trucks | Reference Gasoline Heavy-Duty Vehicle | 2046 | CAPITAL | NEW | short-haul | USD/truck | us | us | 156448.2795
heavy duty trucks | Reference Gasoline Heavy-Duty Vehicle | 2046 | CAPITAL | REPLACEMENT | long-haul | USD/truck | us | us | 156448.2795
heavy duty trucks | Reference Gasoline Heavy-Duty Vehicle | 2046 | CAPITAL | REPLACEMENT | short-haul | USD/truck | us | us | 156448.2795
heavy duty trucks | Reference Gasoline Heavy-Duty Vehicle | 2046 | FIXED_OM | NEW | N/A | USD/truck | us | us | 9567.0202
heavy duty trucks | Reference Gasoline Heavy-Duty Vehicle | 2046 | FIXED_OM | REPLACEMENT | N/A | USD/truck | us | us | 9567.0202
heavy duty trucks | Reference Gasoline Heavy-Duty Vehicle | 2047 | CAPITAL | NEW | long-haul | USD/truck | us | us | 156448.2795
heavy duty trucks | Reference Gasoline Heavy-Duty Vehicle | 2047 | CAPITAL | NEW | short-haul | USD/truck | us | us | 156448.2795
heavy duty trucks | Reference Gasoline Heavy-Duty Vehicle | 2047 | CAPITAL | REPLACEMENT | long-haul | USD/truck | us | us | 156448.2795
heavy duty trucks | Reference Gasoline Heavy-Duty Vehicle | 2047 | CAPITAL | REPLACEMENT | short-haul | USD/truck | us | us | 156448.2795
heavy duty trucks | Reference Gasoline Heavy-Duty Vehicle | 2047 | FIXED_OM | NEW | N/A | USD/truck | us | us | 9567.0202
heavy duty trucks | Reference Gasoline Heavy-Duty Vehicle | 2047 | FIXED_OM | REPLACEMENT | N/A | USD/truck | us | us | 9567.0202
heavy duty trucks | Reference Gasoline Heavy-Duty Vehicle | 2048 | CAPITAL | NEW | long-haul | USD/truck | us | us | 156448.2795
heavy duty trucks | Reference Gasoline Heavy-Duty Vehicle | 2048 | CAPITAL | NEW | short-haul | USD/truck | us | us | 156448.2795
heavy duty trucks | Reference Gasoline Heavy-Duty Vehicle | 2048 | CAPITAL | REPLACEMENT | long-haul | USD/truck | us | us | 156448.2795
heavy duty trucks | Reference Gasoline Heavy-Duty Vehicle | 2048 | CAPITAL | REPLACEMENT | short-haul | USD/truck | us | us | 156448.2795
heavy duty trucks | Reference Gasoline Heavy-Duty Vehicle | 2048 | FIXED_OM | NEW | N/A | USD/truck | us | us | 9567.0202
heavy duty trucks | Reference Gasoline Heavy-Duty Vehicle | 2048 | FIXED_OM | REPLACEMENT | N/A | USD/truck | us | us | 9567.0202
heavy duty trucks | Reference Gasoline Heavy-Duty Vehicle | 2049 | CAPITAL | NEW | long-haul | USD/truck | us | us | 156448.2795
heavy duty trucks | Reference Gasoline Heavy-Duty Vehicle | 2049 | CAPITAL | NEW | short-haul | USD/truck | us | us | 156448.2795
heavy duty trucks | Reference Gasoline Heavy-Duty Vehicle | 2049 | CAPITAL | REPLACEMENT | long-haul | USD/truck | us | us | 156448.2795
heavy duty trucks | Reference Gasoline Heavy-Duty Vehicle | 2049 | CAPITAL | REPLACEMENT | short-haul | USD/truck | us | us | 156448.2795
heavy duty trucks | Reference Gasoline Heavy-Duty Vehicle | 2049 | FIXED_OM | NEW | N/A | USD/truck | us | us | 9567.0202
heavy duty trucks | Reference Gasoline Heavy-Duty Vehicle | 2049 | FIXED_OM | REPLACEMENT | N/A | USD/truck | us | us | 9567.0202
heavy duty trucks | Reference Gasoline Heavy-Duty Vehicle | 2050 | CAPITAL | NEW | long-haul | USD/truck | us | us | 156448.2795
heavy duty trucks | Reference Gasoline Heavy-Duty Vehicle | 2050 | CAPITAL | NEW | short-haul | USD/truck | us | us | 156448.2795
heavy duty trucks | Reference Gasoline Heavy-Duty Vehicle | 2050 | CAPITAL | REPLACEMENT | long-haul | USD/truck | us | us | 156448.2795
heavy duty trucks | Reference Gasoline Heavy-Duty Vehicle | 2050 | CAPITAL | REPLACEMENT | short-haul | USD/truck | us | us | 156448.2795
heavy duty trucks | Reference Gasoline Heavy-Duty Vehicle | 2050 | FIXED_OM | NEW | N/A | USD/truck | us | us | 9567.0202
heavy duty trucks | Reference Gasoline Heavy-Duty Vehicle | 2050 | FIXED_OM | REPLACEMENT | N/A | USD/truck | us | us | 9567.0202
heavy duty trucks | Reference Propane Heavy-Duty Vehicle | 2020 | CAPITAL | NEW | long-haul | USD/truck | us | us | 187748.4706
heavy duty trucks | Reference Propane Heavy-Duty Vehicle | 2020 | CAPITAL | NEW | short-haul | USD/truck | us | us | 187748.4706
heavy duty trucks | Reference Propane Heavy-Duty Vehicle | 2020 | CAPITAL | REPLACEMENT | long-haul | USD/truck | us | us | 187748.4706
heavy duty trucks | Reference Propane Heavy-Duty Vehicle | 2020 | CAPITAL | REPLACEMENT | short-haul | USD/truck | us | us | 187748.4706
heavy duty trucks | Reference Propane Heavy-Duty Vehicle | 2020 | FIXED_OM | NEW | N/A | USD/truck | us | us | 9567.0202
heavy duty trucks | Reference Propane Heavy-Duty Vehicle | 2020 | FIXED_OM | REPLACEMENT | N/A | USD/truck | us | us | 9567.0202
heavy duty trucks | Reference Propane Heavy-Duty Vehicle | 2021 | CAPITAL | NEW | long-haul | USD/truck | us | us | 185220.0136
heavy duty trucks | Reference Propane Heavy-Duty Vehicle | 2021 | CAPITAL | NEW | short-haul | USD/truck | us | us | 185220.0136
heavy duty trucks | Reference Propane Heavy-Duty Vehicle | 2021 | CAPITAL | REPLACEMENT | long-haul | USD/truck | us | us | 185220.0136
heavy duty trucks | Reference Propane Heavy-Duty Vehicle | 2021 | CAPITAL | REPLACEMENT | short-haul | USD/truck | us | us | 185220.0136
heavy duty trucks | Reference Propane Heavy-Duty Vehicle | 2021 | FIXED_OM | NEW | N/A | USD/truck | us | us | 9567.0202
heavy duty trucks | Reference Propane Heavy-Duty Vehicle | 2021 | FIXED_OM | REPLACEMENT | N/A | USD/truck | us | us | 9567.0202
heavy duty trucks | Reference Propane Heavy-Duty Vehicle | 2022 | CAPITAL | NEW | long-haul | USD/truck | us | us | 182691.5565
heavy duty trucks | Reference Propane Heavy-Duty Vehicle | 2022 | CAPITAL | NEW | short-haul | USD/truck | us | us | 182691.5565
heavy duty trucks | Reference Propane Heavy-Duty Vehicle | 2022 | CAPITAL | REPLACEMENT | long-haul | USD/truck | us | us | 182691.5565
heavy duty trucks | Reference Propane Heavy-Duty Vehicle | 2022 | CAPITAL | REPLACEMENT | short-haul | USD/truck | us | us | 182691.5565
heavy duty trucks | Reference Propane Heavy-Duty Vehicle | 2022 | FIXED_OM | NEW | N/A | USD/truck | us | us | 9567.0202
heavy duty trucks | Reference Propane Heavy-Duty Vehicle | 2022 | FIXED_OM | REPLACEMENT | N/A | USD/truck | us | us | 9567.0202
heavy duty trucks | Reference Propane Heavy-Duty Vehicle | 2023 | CAPITAL | NEW | long-haul | USD/truck | us | us | 180163.0995
heavy duty trucks | Reference Propane Heavy-Duty Vehicle | 2023 | CAPITAL | NEW | short-haul | USD/truck | us | us | 180163.0995
heavy duty trucks | Reference Propane Heavy-Duty Vehicle | 2023 | CAPITAL | REPLACEMENT | long-haul | USD/truck | us | us | 180163.0995
heavy duty trucks | Reference Propane Heavy-Duty Vehicle | 2023 | CAPITAL | REPLACEMENT | short-haul | USD/truck | us | us | 180163.0995
heavy duty trucks | Reference Propane Heavy-Duty Vehicle | 2023 | FIXED_OM | NEW | N/A | USD/truck | us | us | 9567.0202
heavy duty trucks | Reference Propane Heavy-Duty Vehicle | 2023 | FIXED_OM | REPLACEMENT | N/A | USD/truck | us | us | 9567.0202
heavy duty trucks | Reference Propane Heavy-Duty Vehicle | 2024 | CAPITAL | NEW | long-haul | USD/truck | us | us | 177634.6424
heavy duty trucks | Reference Propane Heavy-Duty Vehicle | 2024 | CAPITAL | NEW | short-haul | USD/truck | us | us | 177634.6424
heavy duty trucks | Reference Propane Heavy-Duty Vehicle | 2024 | CAPITAL | REPLACEMENT | long-haul | USD/truck | us | us | 177634.6424
heavy duty trucks | Reference Propane Heavy-Duty Vehicle | 2024 | CAPITAL | REPLACEMENT | short-haul | USD/truck | us | us | 177634.6424
heavy duty trucks | Reference Propane Heavy-Duty Vehicle | 2024 | FIXED_OM | NEW | N/A | USD/truck | us | us | 9567.0202
heavy duty trucks | Reference Propane Heavy-Duty Vehicle | 2024 | FIXED_OM | REPLACEMENT | N/A | USD/truck | us | us | 9567.0202
heavy duty trucks | Reference Propane Heavy-Duty Vehicle | 2025 | CAPITAL | NEW | long-haul | USD/truck | us | us | 175106.1854
heavy duty trucks | Reference Propane Heavy-Duty Vehicle | 2025 | CAPITAL | NEW | short-haul | USD/truck | us | us | 175106.1854
heavy duty trucks | Reference Propane Heavy-Duty Vehicle | 2025 | CAPITAL | REPLACEMENT | long-haul | USD/truck | us | us | 175106.1854
heavy duty trucks | Reference Propane Heavy-Duty Vehicle | 2025 | CAPITAL | REPLACEMENT | short-haul | USD/truck | us | us | 175106.1854
heavy duty trucks | Reference Propane Heavy-Duty Vehicle | 2025 | FIXED_OM | NEW | N/A | USD/truck | us | us | 9567.0202
heavy duty trucks | Reference Propane Heavy-Duty Vehicle | 2025 | FIXED_OM | REPLACEMENT | N/A | USD/truck | us | us | 9567.0202
heavy duty trucks | Reference Propane Heavy-Duty Vehicle | 2026 | CAPITAL | NEW | long-haul | USD/truck | us | us | 177423.9377
heavy duty trucks | Reference Propane Heavy-Duty Vehicle | 2026 | CAPITAL | NEW | short-haul | USD/truck | us | us | 177423.9377
heavy duty trucks | Reference Propane Heavy-Duty Vehicle | 2026 | CAPITAL | REPLACEMENT | long-haul | USD/truck | us | us | 177423.9377
heavy duty trucks | Reference Propane Heavy-Duty Vehicle | 2026 | CAPITAL | REPLACEMENT | short-haul | USD/truck | us | us | 177423.9377
heavy duty trucks | Reference Propane Heavy-Duty Vehicle | 2026 | FIXED_OM | NEW | N/A | USD/truck | us | us | 9567.0202
heavy duty trucks | Reference Propane Heavy-Duty Vehicle | 2026 | FIXED_OM | REPLACEMENT | N/A | USD/truck | us | us | 9567.0202
heavy duty trucks | Reference Propane Heavy-Duty Vehicle | 2027 | CAPITAL | NEW | long-haul | USD/truck | us | us | 179741.69
heavy duty trucks | Reference Propane Heavy-Duty Vehicle | 2027 | CAPITAL | NEW | short-haul | USD/truck | us | us | 179741.69
heavy duty trucks | Reference Propane Heavy-Duty Vehicle | 2027 | CAPITAL | REPLACEMENT | long-haul | USD/truck | us | us | 179741.69
heavy duty trucks | Reference Propane Heavy-Duty Vehicle | 2027 | CAPITAL | REPLACEMENT | short-haul | USD/truck | us | us | 179741.69
heavy duty trucks | Reference Propane Heavy-Duty Vehicle | 2027 | FIXED_OM | NEW | N/A | USD/truck | us | us | 9567.0202
heavy duty trucks | Reference Propane Heavy-Duty Vehicle | 2027 | FIXED_OM | REPLACEMENT | N/A | USD/truck | us | us | 9567.0202
heavy duty trucks | Reference Propane Heavy-Duty Vehicle | 2028 | CAPITAL | NEW | long-haul | USD/truck | us | us | 182059.4423
heavy duty trucks | Reference Propane Heavy-Duty Vehicle | 2028 | CAPITAL | NEW | short-haul | USD/truck | us | us | 182059.4423
heavy duty trucks | Reference Propane Heavy-Duty Vehicle | 2028 | CAPITAL | REPLACEMENT | long-haul | USD/truck | us | us | 182059.4423
heavy duty trucks | Reference Propane Heavy-Duty Vehicle | 2028 | CAPITAL | REPLACEMENT | short-haul | USD/truck | us | us | 182059.4423
heavy duty trucks | Reference Propane Heavy-Duty Vehicle | 2028 | FIXED_OM | NEW | N/A | USD/truck | us | us | 9567.0202
heavy duty trucks | Reference Propane Heavy-Duty Vehicle | 2028 | FIXED_OM | REPLACEMENT | N/A | USD/truck | us | us | 9567.0202
heavy duty trucks | Reference Propane Heavy-Duty Vehicle | 2029 | CAPITAL | NEW | long-haul | USD/truck | us | us | 184377.1945
heavy duty trucks | Reference Propane Heavy-Duty Vehicle | 2029 | CAPITAL | NEW | short-haul | USD/truck | us | us | 184377.1945
heavy duty trucks | Reference Propane Heavy-Duty Vehicle | 2029 | CAPITAL | REPLACEMENT | long-haul | USD/truck | us | us | 184377.1945
heavy duty trucks | Reference Propane Heavy-Duty Vehicle | 2029 | CAPITAL | REPLACEMENT | short-haul | USD/truck | us | us | 184377.1945
heavy duty trucks | Reference Propane Heavy-Duty Vehicle | 2029 | FIXED_OM | NEW | N/A | USD/truck | us | us | 9567.0202
heavy duty trucks | Reference Propane Heavy-Duty Vehicle | 2029 | FIXED_OM | REPLACEMENT | N/A | USD/truck | us | us | 9567.0202
heavy duty trucks | Reference Propane Heavy-Duty Vehicle | 2030 | CAPITAL | NEW | long-haul | USD/truck | us | us | 186694.9468
heavy duty trucks | Reference Propane Heavy-Duty Vehicle | 2030 | CAPITAL | NEW | short-haul | USD/truck | us | us | 186694.9468
heavy duty trucks | Reference Propane Heavy-Duty Vehicle | 2030 | CAPITAL | REPLACEMENT | long-haul | USD/truck | us | us | 186694.9468
heavy duty trucks | Reference Propane Heavy-Duty Vehicle | 2030 | CAPITAL | REPLACEMENT | short-haul | USD/truck | us | us | 186694.9468
heavy duty trucks | Reference Propane Heavy-Duty Vehicle | 2030 | FIXED_OM | NEW | N/A | USD/truck | us | us | 9567.0202
heavy duty trucks | Reference Propane Heavy-Duty Vehicle | 2030 | FIXED_OM | REPLACEMENT | N/A | USD/truck | us | us | 9567.0202
heavy duty trucks | Reference Propane Heavy-Duty Vehicle | 2031 | CAPITAL | NEW | long-haul | USD/truck | us | us | 186694.9468
heavy duty trucks | Reference Propane Heavy-Duty Vehicle | 2031 | CAPITAL | NEW | short-haul | USD/truck | us | us | 186694.9468
heavy duty trucks | Reference Propane Heavy-Duty Vehicle | 2031 | CAPITAL | REPLACEMENT | long-haul | USD/truck | us | us | 186694.9468
heavy duty trucks | Reference Propane Heavy-Duty Vehicle | 2031 | CAPITAL | REPLACEMENT | short-haul | USD/truck | us | us | 186694.9468
heavy duty trucks | Reference Propane Heavy-Duty Vehicle | 2031 | FIXED_OM | NEW | N/A | USD/truck | us | us | 9567.0202
heavy duty trucks | Reference Propane Heavy-Duty Vehicle | 2031 | FIXED_OM | REPLACEMENT | N/A | USD/truck | us | us | 9567.0202
heavy duty trucks | Reference Propane Heavy-Duty Vehicle | 2032 | CAPITAL | NEW | long-haul | USD/truck | us | us | 186694.9468
heavy duty trucks | Reference Propane Heavy-Duty Vehicle | 2032 | CAPITAL | NEW | short-haul | USD/truck | us | us | 186694.9468
heavy duty trucks | Reference Propane Heavy-Duty Vehicle | 2032 | CAPITAL | REPLACEMENT | long-haul | USD/truck | us | us | 186694.9468
heavy duty trucks | Reference Propane Heavy-Duty Vehicle | 2032 | CAPITAL | REPLACEMENT | short-haul | USD/truck | us | us | 186694.9468
heavy duty trucks | Reference Propane Heavy-Duty Vehicle | 2032 | FIXED_OM | NEW | N/A | USD/truck | us | us | 9567.0202
heavy duty trucks | Reference Propane Heavy-Duty Vehicle | 2032 | FIXED_OM | REPLACEMENT | N/A | USD/truck | us | us | 9567.0202
heavy duty trucks | Reference Propane Heavy-Duty Vehicle | 2033 | CAPITAL | NEW | long-haul | USD/truck | us | us | 186694.9468
heavy duty trucks | Reference Propane Heavy-Duty Vehicle | 2033 | CAPITAL | NEW | short-haul | USD/truck | us | us | 186694.9468
heavy duty trucks | Reference Propane Heavy-Duty Vehicle | 2033 | CAPITAL | REPLACEMENT | long-haul | USD/truck | us | us | 186694.9468
heavy duty trucks | Reference Propane Heavy-Duty Vehicle | 2033 | CAPITAL | REPLACEMENT | short-haul | USD/truck | us | us | 186694.9468
heavy duty trucks | Reference Propane Heavy-Duty Vehicle | 2033 | FIXED_OM | NEW | N/A | USD/truck | us | us | 9567.0202
heavy duty trucks | Reference Propane Heavy-Duty Vehicle | 2033 | FIXED_OM | REPLACEMENT | N/A | USD/truck | us | us | 9567.0202
heavy duty trucks | Reference Propane Heavy-Duty Vehicle | 2034 | CAPITAL | NEW | long-haul | USD/truck | us | us | 186694.9468
heavy duty trucks | Reference Propane Heavy-Duty Vehicle | 2034 | CAPITAL | NEW | short-haul | USD/truck | us | us | 186694.9468
heavy duty trucks | Reference Propane Heavy-Duty Vehicle | 2034 | CAPITAL | REPLACEMENT | long-haul | USD/truck | us | us | 186694.9468
heavy duty trucks | Reference Propane Heavy-Duty Vehicle | 2034 | CAPITAL | REPLACEMENT | short-haul | USD/truck | us | us | 186694.9468
heavy duty trucks | Reference Propane Heavy-Duty Vehicle | 2034 | FIXED_OM | NEW | N/A | USD/truck | us | us | 9567.0202
heavy duty trucks | Reference Propane Heavy-Duty Vehicle | 2034 | FIXED_OM | REPLACEMENT | N/A | USD/truck | us | us | 9567.0202
heavy duty trucks | Reference Propane Heavy-Duty Vehicle | 2035 | CAPITAL | NEW | long-haul | USD/truck | us | us | 186694.9468
heavy duty trucks | Reference Propane Heavy-Duty Vehicle | 2035 | CAPITAL | NEW | short-haul | USD/truck | us | us | 186694.9468
heavy duty trucks | Reference Propane Heavy-Duty Vehicle | 2035 | CAPITAL | REPLACEMENT | long-haul | USD/truck | us | us | 186694.9468
heavy duty trucks | Reference Propane Heavy-Duty Vehicle | 2035 | CAPITAL | REPLACEMENT | short-haul | USD/truck | us | us | 186694.9468
heavy duty trucks | Reference Propane Heavy-Duty Vehicle | 2035 | FIXED_OM | NEW | N/A | USD/truck | us | us | 9567.0202
heavy duty trucks | Reference Propane Heavy-Duty Vehicle | 2035 | FIXED_OM | REPLACEMENT | N/A | USD/truck | us | us | 9567.0202
heavy duty trucks | Reference Propane Heavy-Duty Vehicle | 2036 | CAPITAL | NEW | long-haul | USD/truck | us | us | 186694.9468
heavy duty trucks | Reference Propane Heavy-Duty Vehicle | 2036 | CAPITAL | NEW | short-haul | USD/truck | us | us | 186694.9468
heavy duty trucks | Reference Propane Heavy-Duty Vehicle | 2036 | CAPITAL | REPLACEMENT | long-haul | USD/truck | us | us | 186694.9468
heavy duty trucks | Reference Propane Heavy-Duty Vehicle | 2036 | CAPITAL | REPLACEMENT | short-haul | USD/truck | us | us | 186694.9468
heavy duty trucks | Reference Propane Heavy-Duty Vehicle | 2036 | FIXED_OM | NEW | N/A | USD/truck | us | us | 9567.0202
heavy duty trucks | Reference Propane Heavy-Duty Vehicle | 2036 | FIXED_OM | REPLACEMENT | N/A | USD/truck | us | us | 9567.0202
heavy duty trucks | Reference Propane Heavy-Duty Vehicle | 2037 | CAPITAL | NEW | long-haul | USD/truck | us | us | 186694.9468
heavy duty trucks | Reference Propane Heavy-Duty Vehicle | 2037 | CAPITAL | NEW | short-haul | USD/truck | us | us | 186694.9468
heavy duty trucks | Reference Propane Heavy-Duty Vehicle | 2037 | CAPITAL | REPLACEMENT | long-haul | USD/truck | us | us | 186694.9468
heavy duty trucks | Reference Propane Heavy-Duty Vehicle | 2037 | CAPITAL | REPLACEMENT | short-haul | USD/truck | us | us | 186694.9468
heavy duty trucks | Reference Propane Heavy-Duty Vehicle | 2037 | FIXED_OM | NEW | N/A | USD/truck | us | us | 9567.0202
heavy duty trucks | Reference Propane Heavy-Duty Vehicle | 2037 | FIXED_OM | REPLACEMENT | N/A | USD/truck | us | us | 9567.0202
heavy duty trucks | Reference Propane Heavy-Duty Vehicle | 2038 | CAPITAL | NEW | long-haul | USD/truck | us | us | 186694.9468
heavy duty trucks | Reference Propane Heavy-Duty Vehicle | 2038 | CAPITAL | NEW | short-haul | USD/truck | us | us | 186694.9468
heavy duty trucks | Reference Propane Heavy-Duty Vehicle | 2038 | CAPITAL | REPLACEMENT | long-haul | USD/truck | us | us | 186694.9468
heavy duty trucks | Reference Propane Heavy-Duty Vehicle | 2038 | CAPITAL | REPLACEMENT | short-haul | USD/truck | us | us | 186694.9468
heavy duty trucks | Reference Propane Heavy-Duty Vehicle | 2038 | FIXED_OM | NEW | N/A | USD/truck | us | us | 9567.0202
heavy duty trucks | Reference Propane Heavy-Duty Vehicle | 2038 | FIXED_OM | REPLACEMENT | N/A | USD/truck | us | us | 9567.0202
heavy duty trucks | Reference Propane Heavy-Duty Vehicle | 2039 | CAPITAL | NEW | long-haul | USD/truck | us | us | 186694.9468
heavy duty trucks | Reference Propane Heavy-Duty Vehicle | 2039 | CAPITAL | NEW | short-haul | USD/truck | us | us | 186694.9468
heavy duty trucks | Reference Propane Heavy-Duty Vehicle | 2039 | CAPITAL | REPLACEMENT | long-haul | USD/truck | us | us | 186694.9468
heavy duty trucks | Reference Propane Heavy-Duty Vehicle | 2039 | CAPITAL | REPLACEMENT | short-haul | USD/truck | us | us | 186694.9468
heavy duty trucks | Reference Propane Heavy-Duty Vehicle | 2039 | FIXED_OM | NEW | N/A | USD/truck | us | us | 9567.0202
heavy duty trucks | Reference Propane Heavy-Duty Vehicle | 2039 | FIXED_OM | REPLACEMENT | N/A | USD/truck | us | us | 9567.0202
heavy duty trucks | Reference Propane Heavy-Duty Vehicle | 2040 | CAPITAL | NEW | long-haul | USD/truck | us | us | 186694.9468
heavy duty trucks | Reference Propane Heavy-Duty Vehicle | 2040 | CAPITAL | NEW | short-haul | USD/truck | us | us | 186694.9468
heavy duty trucks | Reference Propane Heavy-Duty Vehicle | 2040 | CAPITAL | REPLACEMENT | long-haul | USD/truck | us | us | 186694.9468
heavy duty trucks | Reference Propane Heavy-Duty Vehicle | 2040 | CAPITAL | REPLACEMENT | short-haul | USD/truck | us | us | 186694.9468
heavy duty trucks | Reference Propane Heavy-Duty Vehicle | 2040 | FIXED_OM | NEW | N/A | USD/truck | us | us | 9567.0202
heavy duty trucks | Reference Propane Heavy-Duty Vehicle | 2040 | FIXED_OM | REPLACEMENT | N/A | USD/truck | us | us | 9567.0202
heavy duty trucks | Reference Propane Heavy-Duty Vehicle | 2041 | CAPITAL | NEW | long-haul | USD/truck | us | us | 186694.9468
heavy duty trucks | Reference Propane Heavy-Duty Vehicle | 2041 | CAPITAL | NEW | short-haul | USD/truck | us | us | 186694.9468
heavy duty trucks | Reference Propane Heavy-Duty Vehicle | 2041 | CAPITAL | REPLACEMENT | long-haul | USD/truck | us | us | 186694.9468
heavy duty trucks | Reference Propane Heavy-Duty Vehicle | 2041 | CAPITAL | REPLACEMENT | short-haul | USD/truck | us | us | 186694.9468
heavy duty trucks | Reference Propane Heavy-Duty Vehicle | 2041 | FIXED_OM | NEW | N/A | USD/truck | us | us | 9567.0202
heavy duty trucks | Reference Propane Heavy-Duty Vehicle | 2041 | FIXED_OM | REPLACEMENT | N/A | USD/truck | us | us | 9567.0202
heavy duty trucks | Reference Propane Heavy-Duty Vehicle | 2042 | CAPITAL | NEW | long-haul | USD/truck | us | us | 186694.9468
heavy duty trucks | Reference Propane Heavy-Duty Vehicle | 2042 | CAPITAL | NEW | short-haul | USD/truck | us | us | 186694.9468
heavy duty trucks | Reference Propane Heavy-Duty Vehicle | 2042 | CAPITAL | REPLACEMENT | long-haul | USD/truck | us | us | 186694.9468
heavy duty trucks | Reference Propane Heavy-Duty Vehicle | 2042 | CAPITAL | REPLACEMENT | short-haul | USD/truck | us | us | 186694.9468
heavy duty trucks | Reference Propane Heavy-Duty Vehicle | 2042 | FIXED_OM | NEW | N/A | USD/truck | us | us | 9567.0202
heavy duty trucks | Reference Propane Heavy-Duty Vehicle | 2042 | FIXED_OM | REPLACEMENT | N/A | USD/truck | us | us | 9567.0202
heavy duty trucks | Reference Propane Heavy-Duty Vehicle | 2043 | CAPITAL | NEW | long-haul | USD/truck | us | us | 186694.9468
heavy duty trucks | Reference Propane Heavy-Duty Vehicle | 2043 | CAPITAL | NEW | short-haul | USD/truck | us | us | 186694.9468
heavy duty trucks | Reference Propane Heavy-Duty Vehicle | 2043 | CAPITAL | REPLACEMENT | long-haul | USD/truck | us | us | 186694.9468
heavy duty trucks | Reference Propane Heavy-Duty Vehicle | 2043 | CAPITAL | REPLACEMENT | short-haul | USD/truck | us | us | 186694.9468
heavy duty trucks | Reference Propane Heavy-Duty Vehicle | 2043 | FIXED_OM | NEW | N/A | USD/truck | us | us | 9567.0202
heavy duty trucks | Reference Propane Heavy-Duty Vehicle | 2043 | FIXED_OM | REPLACEMENT | N/A | USD/truck | us | us | 9567.0202
heavy duty trucks | Reference Propane Heavy-Duty Vehicle | 2044 | CAPITAL | NEW | long-haul | USD/truck | us | us | 186694.9468
heavy duty trucks | Reference Propane Heavy-Duty Vehicle | 2044 | CAPITAL | NEW | short-haul | USD/truck | us | us | 186694.9468
heavy duty trucks | Reference Propane Heavy-Duty Vehicle | 2044 | CAPITAL | REPLACEMENT | long-haul | USD/truck | us | us | 186694.9468
heavy duty trucks | Reference Propane Heavy-Duty Vehicle | 2044 | CAPITAL | REPLACEMENT | short-haul | USD/truck | us | us | 186694.9468
heavy duty trucks | Reference Propane Heavy-Duty Vehicle | 2044 | FIXED_OM | NEW | N/A | USD/truck | us | us | 9567.0202
heavy duty trucks | Reference Propane Heavy-Duty Vehicle | 2044 | FIXED_OM | REPLACEMENT | N/A | USD/truck | us | us | 9567.0202
heavy duty trucks | Reference Propane Heavy-Duty Vehicle | 2045 | CAPITAL | NEW | long-haul | USD/truck | us | us | 186694.9468
heavy duty trucks | Reference Propane Heavy-Duty Vehicle | 2045 | CAPITAL | NEW | short-haul | USD/truck | us | us | 186694.9468
heavy duty trucks | Reference Propane Heavy-Duty Vehicle | 2045 | CAPITAL | REPLACEMENT | long-haul | USD/truck | us | us | 186694.9468
heavy duty trucks | Reference Propane Heavy-Duty Vehicle | 2045 | CAPITAL | REPLACEMENT | short-haul | USD/truck | us | us | 186694.9468
heavy duty trucks | Reference Propane Heavy-Duty Vehicle | 2045 | FIXED_OM | NEW | N/A | USD/truck | us | us | 9567.0202
heavy duty trucks | Reference Propane Heavy-Duty Vehicle | 2045 | FIXED_OM | REPLACEMENT | N/A | USD/truck | us | us | 9567.0202
heavy duty trucks | Reference Propane Heavy-Duty Vehicle | 2046 | CAPITAL | NEW | long-haul | USD/truck | us | us | 186694.9468
heavy duty trucks | Reference Propane Heavy-Duty Vehicle | 2046 | CAPITAL | NEW | short-haul | USD/truck | us | us | 186694.9468
heavy duty trucks | Reference Propane Heavy-Duty Vehicle | 2046 | CAPITAL | REPLACEMENT | long-haul | USD/truck | us | us | 186694.9468
heavy duty trucks | Reference Propane Heavy-Duty Vehicle | 2046 | CAPITAL | REPLACEMENT | short-haul | USD/truck | us | us | 186694.9468
heavy duty trucks | Reference Propane Heavy-Duty Vehicle | 2046 | FIXED_OM | NEW | N/A | USD/truck | us | us | 9567.0202
heavy duty trucks | Reference Propane Heavy-Duty Vehicle | 2046 | FIXED_OM | REPLACEMENT | N/A | USD/truck | us | us | 9567.0202
heavy duty trucks | Reference Propane Heavy-Duty Vehicle | 2047 | CAPITAL | NEW | long-haul | USD/truck | us | us | 186694.9468
heavy duty trucks | Reference Propane Heavy-Duty Vehicle | 2047 | CAPITAL | NEW | short-haul | USD/truck | us | us | 186694.9468
heavy duty trucks | Reference Propane Heavy-Duty Vehicle | 2047 | CAPITAL | REPLACEMENT | long-haul | USD/truck | us | us | 186694.9468
heavy duty trucks | Reference Propane Heavy-Duty Vehicle | 2047 | CAPITAL | REPLACEMENT | short-haul | USD/truck | us | us | 186694.9468
heavy duty trucks | Reference Propane Heavy-Duty Vehicle | 2047 | FIXED_OM | NEW | N/A | USD/truck | us | us | 9567.0202
heavy duty trucks | Reference Propane Heavy-Duty Vehicle | 2047 | FIXED_OM | REPLACEMENT | N/A | USD/truck | us | us | 9567.0202
heavy duty trucks | Reference Propane Heavy-Duty Vehicle | 2048 | CAPITAL | NEW | long-haul | USD/truck | us | us | 186694.9468
heavy duty trucks | Reference Propane Heavy-Duty Vehicle | 2048 | CAPITAL | NEW | short-haul | USD/truck | us | us | 186694.9468
heavy duty trucks | Reference Propane Heavy-Duty Vehicle | 2048 | CAPITAL | REPLACEMENT | long-haul | USD/truck | us | us | 186694.9468
heavy duty trucks | Reference Propane Heavy-Duty Vehicle | 2048 | CAPITAL | REPLACEMENT | short-haul | USD/truck | us | us | 186694.9468
heavy duty trucks | Reference Propane Heavy-Duty Vehicle | 2048 | FIXED_OM | NEW | N/A | USD/truck | us | us | 9567.0202
heavy duty trucks | Reference Propane Heavy-Duty Vehicle | 2048 | FIXED_OM | REPLACEMENT | N/A | USD/truck | us | us | 9567.0202
heavy duty trucks | Reference Propane Heavy-Duty Vehicle | 2049 | CAPITAL | NEW | long-haul | USD/truck | us | us | 186694.9468
heavy duty trucks | Reference Propane Heavy-Duty Vehicle | 2049 | CAPITAL | NEW | short-haul | USD/truck | us | us | 186694.9468
heavy duty trucks | Reference Propane Heavy-Duty Vehicle | 2049 | CAPITAL | REPLACEMENT | long-haul | USD/truck | us | us | 186694.9468
heavy duty trucks | Reference Propane Heavy-Duty Vehicle | 2049 | CAPITAL | REPLACEMENT | short-haul | USD/truck | us | us | 186694.9468
heavy duty trucks | Reference Propane Heavy-Duty Vehicle | 2049 | FIXED_OM | NEW | N/A | USD/truck | us | us | 9567.0202
heavy duty trucks | Reference Propane Heavy-Duty Vehicle | 2049 | FIXED_OM | REPLACEMENT | N/A | USD/truck | us | us | 9567.0202
heavy duty trucks | Reference Propane Heavy-Duty Vehicle | 2050 | CAPITAL | NEW | long-haul | USD/truck | us | us | 186694.9468
heavy duty trucks | Reference Propane Heavy-Duty Vehicle | 2050 | CAPITAL | NEW | short-haul | USD/truck | us | us | 186694.9468
heavy duty trucks | Reference Propane Heavy-Duty Vehicle | 2050 | CAPITAL | REPLACEMENT | long-haul | USD/truck | us | us | 186694.9468
heavy duty trucks | Reference Propane Heavy-Duty Vehicle | 2050 | CAPITAL | REPLACEMENT | short-haul | USD/truck | us | us | 186694.9468
heavy duty trucks | Reference Propane Heavy-Duty Vehicle | 2050 | FIXED_OM | NEW | N/A | USD/truck | us | us | 9567.0202
heavy duty trucks | Reference Propane Heavy-Duty Vehicle | 2050 | FIXED_OM | REPLACEMENT | N/A | USD/truck | us | us | 9567.0202
light duty autos | CNG Light-Duty Auto | 2020 | CAPITAL | NEW | N/A | USD/car | us | us | 29203.7
light duty autos | CNG Light-Duty Auto | 2020 | CAPITAL | REPLACEMENT | N/A | USD/car | us | us | 29203.7
light duty autos | CNG Light-Duty Auto | 2020 | FIXED_OM | NEW | N/A | USD/car | us | us | 433.7559
light duty autos | CNG Light-Duty Auto | 2020 | FIXED_OM | REPLACEMENT | N/A | USD/car | us | us | 433.7559
light duty autos | CNG Light-Duty Auto | 2021 | CAPITAL | NEW | N/A | USD/car | us | us | 29341.78
light duty autos | CNG Light-Duty Auto | 2021 | CAPITAL | REPLACEMENT | N/A | USD/car | us | us | 29341.78
light duty autos | CNG Light-Duty Auto | 2021 | FIXED_OM | NEW | N/A | USD/car | us | us | 433.7559
light duty autos | CNG Light-Duty Auto | 2021 | FIXED_OM | REPLACEMENT | N/A | USD/car | us | us | 433.7559
light duty autos | CNG Light-Duty Auto | 2022 | CAPITAL | NEW | N/A | USD/car | us | us | 29479.86
light duty autos | CNG Light-Duty Auto | 2022 | CAPITAL | REPLACEMENT | N/A | USD/car | us | us | 29479.86
light duty autos | CNG Light-Duty Auto | 2022 | FIXED_OM | NEW | N/A | USD/car | us | us | 433.7559
light duty autos | CNG Light-Duty Auto | 2022 | FIXED_OM | REPLACEMENT | N/A | USD/car | us | us | 433.7559
light duty autos | CNG Light-Duty Auto | 2023 | CAPITAL | NEW | N/A | USD/car | us | us | 29617.94
light duty autos | CNG Light-Duty Auto | 2023 | CAPITAL | REPLACEMENT | N/A | USD/car | us | us | 29617.94
light duty autos | CNG Light-Duty Auto | 2023 | FIXED_OM | NEW | N/A | USD/car | us | us | 433.7559
light duty autos | CNG Light-Duty Auto | 2023 | FIXED_OM | REPLACEMENT | N/A | USD/car | us | us | 433.7559
light duty autos | CNG Light-Duty Auto | 2024 | CAPITAL | NEW | N/A | USD/car | us | us | 29756.02
light duty autos | CNG Light-Duty Auto | 2024 | CAPITAL | REPLACEMENT | N/A | USD/car | us | us | 29756.02
light duty autos | CNG Light-Duty Auto | 2024 | FIXED_OM | NEW | N/A | USD/car | us | us | 433.7559
light duty autos | CNG Light-Duty Auto | 2024 | FIXED_OM | REPLACEMENT | N/A | USD/car | us | us | 433.7559
light duty autos | CNG Light-Duty Auto | 2025 | CAPITAL | NEW | N/A | USD/car | us | us | 29894.1
light duty autos | CNG Light-Duty Auto | 2025 | CAPITAL | REPLACEMENT | N/A | USD/car | us | us | 29894.1
light duty autos | CNG Light-Duty Auto | 2025 | FIXED_OM | NEW | N/A | USD/car | us | us | 433.7559
light duty autos | CNG Light-Duty Auto | 2025 | FIXED_OM | REPLACEMENT | N/A | USD/car | us | us | 433.7559
light duty autos | CNG Light-Duty Auto | 2026 | CAPITAL | NEW | N/A | USD/car | us | us | 30032.16
light duty autos | CNG Light-Duty Auto | 2026 | CAPITAL | REPLACEMENT | N/A | USD/car | us | us | 30032.16
light duty autos | CNG Light-Duty Auto | 2026 | FIXED_OM | NEW | N/A | USD/car | us | us | 433.7559
light duty autos | CNG Light-Duty Auto | 2026 | FIXED_OM | REPLACEMENT | N/A | USD/car | us | us | 433.7559
light duty autos | CNG Light-Duty Auto | 2027 | CAPITAL | NEW | N/A | USD/car | us | us | 30170.22
light duty autos | CNG Light-Duty Auto | 2027 | CAPITAL | REPLACEMENT | N/A | USD/car | us | us | 30170.22
light duty autos | CNG Light-Duty Auto | 2027 | FIXED_OM | NEW | N/A | USD/car | us | us | 433.7559
light duty autos | CNG Light-Duty Auto | 2027 | FIXED_OM | REPLACEMENT | N/A | USD/car | us | us | 433.7559
light duty autos | CNG Light-Duty Auto | 2028 | CAPITAL | NEW | N/A | USD/car | us | us | 30308.28
light duty autos | CNG Light-Duty Auto | 2028 | CAPITAL | REPLACEMENT | N/A | USD/car | us | us | 30308.28
light duty autos | CNG Light-Duty Auto | 2028 | FIXED_OM | NEW | N/A | USD/car | us | us | 433.7559
light duty autos | CNG Light-Duty Auto | 2028 | FIXED_OM | REPLACEMENT | N/A | USD/car | us | us | 433.7559
light duty autos | CNG Light-Duty Auto | 2029 | CAPITAL | NEW | N/A | USD/car | us | us | 30446.34
light duty autos | CNG Light-Duty Auto | 2029 | CAPITAL | REPLACEMENT | N/A | USD/car | us | us | 30446.34
light duty autos | CNG Light-Duty Auto | 2029 | FIXED_OM | NEW | N/A | USD/car | us | us | 433.7559
light duty autos | CNG Light-Duty Auto | 2029 | FIXED_OM | REPLACEMENT | N/A | USD/car | us | us | 433.7559
light duty autos | CNG Light-Duty Auto | 2030 | CAPITAL | NEW | N/A | USD/car | us | us | 30584.4
light duty autos | CNG Light-Duty Auto | 2030 | CAPITAL | REPLACEMENT | N/A | USD/car | us | us | 30584.4
light duty autos | CNG Light-Duty Auto | 2030 | FIXED_OM | NEW | N/A | USD/car | us | us | 433.7559
light duty autos | CNG Light-Duty Auto | 2030 | FIXED_OM | REPLACEMENT | N/A | USD/car | us | us | 433.7559
light duty autos | CNG Light-Duty Auto | 2031 | CAPITAL | NEW | N/A | USD/car | us | us | 30632.99
light duty autos | CNG Light-Duty Auto | 2031 | CAPITAL | REPLACEMENT | N/A | USD/car | us | us | 30632.99
light duty autos | CNG Light-Duty Auto | 2031 | FIXED_OM | NEW | N/A | USD/car | us | us | 433.7559
light duty autos | CNG Light-Duty Auto | 2031 | FIXED_OM | REPLACEMENT | N/A | USD/car | us | us | 433.7559
light duty autos | CNG Light-Duty Auto | 2032 | CAPITAL | NEW | N/A | USD/car | us | us | 30681.58
light duty autos | CNG Light-Duty Auto | 2032 | CAPITAL | REPLACEMENT | N/A | USD/car | us | us | 30681.58
light duty autos | CNG Light-Duty Auto | 2032 | FIXED_OM | NEW | N/A | USD/car | us | us | 433.7559
light duty autos | CNG Light-Duty Auto | 2032 | FIXED_OM | REPLACEMENT | N/A | USD/car | us | us | 433.7559
light duty autos | CNG Light-Duty Auto | 2033 | CAPITAL | NEW | N/A | USD/car | us | us | 30730.17
light duty autos | CNG Light-Duty Auto | 2033 | CAPITAL | REPLACEMENT | N/A | USD/car | us | us | 30730.17
light duty autos | CNG Light-Duty Auto | 2033 | FIXED_OM | NEW | N/A | USD/car | us | us | 433.7559
light duty autos | CNG Light-Duty Auto | 2033 | FIXED_OM | REPLACEMENT | N/A | USD/car | us | us | 433.7559
light duty autos | CNG Light-Duty Auto | 2034 | CAPITAL | NEW | N/A | USD/car | us | us | 30778.76
light duty autos | CNG Light-Duty Auto | 2034 | CAPITAL | REPLACEMENT | N/A | USD/car | us | us | 30778.76
light duty autos | CNG Light-Duty Auto | 2034 | FIXED_OM | NEW | N/A | USD/car | us | us | 433.7559
light duty autos | CNG Light-Duty Auto | 2034 | FIXED_OM | REPLACEMENT | N/A | USD/car | us | us | 433.7559
light duty autos | CNG Light-Duty Auto | 2035 | CAPITAL | NEW | N/A | USD/car | us | us | 30827.35
light duty autos | CNG Light-Duty Auto | 2035 | CAPITAL | REPLACEMENT | N/A | USD/car | us | us | 30827.35
light duty autos | CNG Light-Duty Auto | 2035 | FIXED_OM | NEW | N/A | USD/car | us | us | 433.7559
light duty autos | CNG Light-Duty Auto | 2035 | FIXED_OM | REPLACEMENT | N/A | USD/car | us | us | 433.7559
light duty autos | CNG Light-Duty Auto | 2036 | CAPITAL | NEW | N/A | USD/car | us | us | 30875.94
light duty autos | CNG Light-Duty Auto | 2036 | CAPITAL | REPLACEMENT | N/A | USD/car | us | us | 30875.94
light duty autos | CNG Light-Duty Auto | 2036 | FIXED_OM | NEW | N/A | USD/car | us | us | 433.7559
light duty autos | CNG Light-Duty Auto | 2036 | FIXED_OM | REPLACEMENT | N/A | USD/car | us | us | 433.7559
light duty autos | CNG Light-Duty Auto | 2037 | CAPITAL | NEW | N/A | USD/car | us | us | 30924.53
light duty autos | CNG Light-Duty Auto | 2037 | CAPITAL | REPLACEMENT | N/A | USD/car | us | us | 30924.53
light duty autos | CNG Light-Duty Auto | 2037 | FIXED_OM | NEW | N/A | USD/car | us | us | 433.7559
light duty autos | CNG Light-Duty Auto | 2037 | FIXED_OM | REPLACEMENT | N/A | USD/car | us | us | 433.7559
light duty autos | CNG Light-Duty Auto | 2038 | CAPITAL | NEW | N/A | USD/car | us | us | 30973.12
light duty autos | CNG Light-Duty Auto | 2038 | CAPITAL | REPLACEMENT | N/A | USD/car | us | us | 30973.12
light duty autos | CNG Light-Duty Auto | 2038 | FIXED_OM | NEW | N/A | USD/car | us | us | 433.7559
light duty autos | CNG Light-Duty Auto | 2038 | FIXED_OM | REPLACEMENT | N/A | USD/car | us | us | 433.7559
light duty autos | CNG Light-Duty Auto | 2039 | CAPITAL | NEW | N/A | USD/car | us | us | 31021.71
light duty autos | CNG Light-Duty Auto | 2039 | CAPITAL | REPLACEMENT | N/A | USD/car | us | us | 31021.71
light duty autos | CNG Light-Duty Auto | 2039 | FIXED_OM | NEW | N/A | USD/car | us | us | 433.7559
light duty autos | CNG Light-Duty Auto | 2039 | FIXED_OM | REPLACEMENT | N/A | USD/car | us | us | 433.7559
light duty autos | CNG Light-Duty Auto | 2040 | CAPITAL | NEW | N/A | USD/car | us | us | 31070.3
light duty autos | CNG Light-Duty Auto | 2040 | CAPITAL | REPLACEMENT | N/A | USD/car | us | us | 31070.3
light duty autos | CNG Light-Duty Auto | 2040 | FIXED_OM | NEW | N/A | USD/car | us | us | 433.7559
light duty autos | CNG Light-Duty Auto | 2040 | FIXED_OM | REPLACEMENT | N/A | USD/car | us | us | 433.7559
light duty autos | CNG Light-Duty Auto | 2041 | CAPITAL | NEW | N/A | USD/car | us | us | 31142.55
light duty autos | CNG Light-Duty Auto | 2041 | CAPITAL | REPLACEMENT | N/A | USD/car | us | us | 31142.55
light duty autos | CNG Light-Duty Auto | 2041 | FIXED_OM | NEW | N/A | USD/car | us | us | 433.7559
light duty autos | CNG Light-Duty Auto | 2041 | FIXED_OM | REPLACEMENT | N/A | USD/car | us | us | 433.7559
light duty autos | CNG Light-Duty Auto | 2042 | CAPITAL | NEW | N/A | USD/car | us | us | 31214.8
light duty autos | CNG Light-Duty Auto | 2042 | CAPITAL | REPLACEMENT | N/A | USD/car | us | us | 31214.8
light duty autos | CNG Light-Duty Auto | 2042 | FIXED_OM | NEW | N/A | USD/car | us | us | 433.7559
light duty autos | CNG Light-Duty Auto | 2042 | FIXED_OM | REPLACEMENT | N/A | USD/car | us | us | 433.7559
light duty autos | CNG Light-Duty Auto | 2043 | CAPITAL | NEW | N/A | USD/car | us | us | 31287.05
light duty autos | CNG Light-Duty Auto | 2043 | CAPITAL | REPLACEMENT | N/A | USD/car | us | us | 31287.05
light duty autos | CNG Light-Duty Auto | 2043 | FIXED_OM | NEW | N/A | USD/car | us | us | 433.7559
light duty autos | CNG Light-Duty Auto | 2043 | FIXED_OM | REPLACEMENT | N/A | USD/car | us | us | 433.7559
light duty autos | CNG Light-Duty Auto | 2044 | CAPITAL | NEW | N/A | USD/car | us | us | 31359.3
light duty autos | CNG Light-Duty Auto | 2044 | CAPITAL | REPLACEMENT | N/A | USD/car | us | us | 31359.3
light duty autos | CNG Light-Duty Auto | 2044 | FIXED_OM | NEW | N/A | USD/car | us | us | 433.7559
light duty autos | CNG Light-Duty Auto | 2044 | FIXED_OM | REPLACEMENT | N/A | USD/car | us | us | 433.7559
light duty autos | CNG Light-Duty Auto | 2045 | CAPITAL | NEW | N/A | USD/car | us | us | 31431.55
light duty autos | CNG Light-Duty Auto | 2045 | CAPITAL | REPLACEMENT | N/A | USD/car | us | us | 31431.55
light duty autos | CNG Light-Duty Auto | 2045 | FIXED_OM | NEW | N/A | USD/car | us | us | 433.7559
light duty autos | CNG Light-Duty Auto | 2045 | FIXED_OM | REPLACEMENT | N/A | USD/car | us | us | 433.7559
light duty autos | CNG Light-Duty Auto | 2046 | CAPITAL | NEW | N/A | USD/car | us | us | 31503.8
light duty autos | CNG Light-Duty Auto | 2046 | CAPITAL | REPLACEMENT | N/A | USD/car | us | us | 31503.8
light duty autos | CNG Light-Duty Auto | 2046 | FIXED_OM | NEW | N/A | USD/car | us | us | 433.7559
light duty autos | CNG Light-Duty Auto | 2046 | FIXED_OM | REPLACEMENT | N/A | USD/car | us | us | 433.7559
light duty autos | CNG Light-Duty Auto | 2047 | CAPITAL | NEW | N/A | USD/car | us | us | 31576.05
light duty autos | CNG Light-Duty Auto | 2047 | CAPITAL | REPLACEMENT | N/A | USD/car | us | us | 31576.05
light duty autos | CNG Light-Duty Auto | 2047 | FIXED_OM | NEW | N/A | USD/car | us | us | 433.7559
light duty autos | CNG Light-Duty Auto | 2047 | FIXED_OM | REPLACEMENT | N/A | USD/car | us | us | 433.7559
light duty autos | CNG Light-Duty Auto | 2048 | CAPITAL | NEW | N/A | USD/car | us | us | 31648.3
light duty autos | CNG Light-Duty Auto | 2048 | CAPITAL | REPLACEMENT | N/A | USD/car | us | us | 31648.3
light duty autos | CNG Light-Duty Auto | 2048 | FIXED_OM | NEW | N/A | USD/car | us | us | 433.7559
light duty autos | CNG Light-Duty Auto | 2048 | FIXED_OM | REPLACEMENT | N/A | USD/car | us | us | 433.7559
light duty autos | CNG Light-Duty Auto | 2049 | CAPITAL | NEW | N/A | USD/car | us | us | 31720.55
light duty autos | CNG Light-Duty Auto | 2049 | CAPITAL | REPLACEMENT | N/A | USD/car | us | us | 31720.55
light duty autos | CNG Light-Duty Auto | 2049 | FIXED_OM | NEW | N/A | USD/car | us | us | 433.7559
light duty autos | CNG Light-Duty Auto | 2049 | FIXED_OM | REPLACEMENT | N/A | USD/car | us | us | 433.7559
light duty autos | CNG Light-Duty Auto | 2050 | CAPITAL | NEW | N/A | USD/car | us | us | 31792.8
light duty autos | CNG Light-Duty Auto | 2050 | CAPITAL | REPLACEMENT | N/A | USD/car | us | us | 31792.8
light duty autos | CNG Light-Duty Auto | 2050 | FIXED_OM | NEW | N/A | USD/car | us | us | 433.7559
light duty autos | CNG Light-Duty Auto | 2050 | FIXED_OM | REPLACEMENT | N/A | USD/car | us | us | 433.7559
light duty autos | Diesel - Electric Hybrid Light-Duty Auto | 2020 | CAPITAL | NEW | N/A | USD/car | us | us | 30076.8
light duty autos | Diesel - Electric Hybrid Light-Duty Auto | 2020 | CAPITAL | REPLACEMENT | N/A | USD/car | us | us | 30076.8
light duty autos | Diesel - Electric Hybrid Light-Duty Auto | 2020 | FIXED_OM | NEW | N/A | USD/car | us | us | 433.7559
light duty autos | Diesel - Electric Hybrid Light-Duty Auto | 2020 | FIXED_OM | REPLACEMENT | N/A | USD/car | us | us | 433.7559
light duty autos | Diesel - Electric Hybrid Light-Duty Auto | 2021 | CAPITAL | NEW | N/A | USD/car | us | us | 30083.8
light duty autos | Diesel - Electric Hybrid Light-Duty Auto | 2021 | CAPITAL | REPLACEMENT | N/A | USD/car | us | us | 30083.8
light duty autos | Diesel - Electric Hybrid Light-Duty Auto | 2021 | FIXED_OM | NEW | N/A | USD/car | us | us | 433.7559
light duty autos | Diesel - Electric Hybrid Light-Duty Auto | 2021 | FIXED_OM | REPLACEMENT | N/A | USD/car | us | us | 433.7559
light duty autos | Diesel - Electric Hybrid Light-Duty Auto | 2022 | CAPITAL | NEW | N/A | USD/car | us | us | 30090.8
light duty autos | Diesel - Electric Hybrid Light-Duty Auto | 2022 | CAPITAL | REPLACEMENT | N/A | USD/car | us | us | 30090.8
light duty autos | Diesel - Electric Hybrid Light-Duty Auto | 2022 | FIXED_OM | NEW | N/A | USD/car | us | us | 433.7559
light duty autos | Diesel - Electric Hybrid Light-Duty Auto | 2022 | FIXED_OM | REPLACEMENT | N/A | USD/car | us | us | 433.7559
light duty autos | Diesel - Electric Hybrid Light-Duty Auto | 2023 | CAPITAL | NEW | N/A | USD/car | us | us | 30097.8
light duty autos | Diesel - Electric Hybrid Light-Duty Auto | 2023 | CAPITAL | REPLACEMENT | N/A | USD/car | us | us | 30097.8
light duty autos | Diesel - Electric Hybrid Light-Duty Auto | 2023 | FIXED_OM | NEW | N/A | USD/car | us | us | 433.7559
light duty autos | Diesel - Electric Hybrid Light-Duty Auto | 2023 | FIXED_OM | REPLACEMENT | N/A | USD/car | us | us | 433.7559
light duty autos | Diesel - Electric Hybrid Light-Duty Auto | 2024 | CAPITAL | NEW | N/A | USD/car | us | us | 30104.8
light duty autos | Diesel - Electric Hybrid Light-Duty Auto | 2024 | CAPITAL | REPLACEMENT | N/A | USD/car | us | us | 30104.8
light duty autos | Diesel - Electric Hybrid Light-Duty Auto | 2024 | FIXED_OM | NEW | N/A | USD/car | us | us | 433.7559
light duty autos | Diesel - Electric Hybrid Light-Duty Auto | 2024 | FIXED_OM | REPLACEMENT | N/A | USD/car | us | us | 433.7559
light duty autos | Diesel - Electric Hybrid Light-Duty Auto | 2025 | CAPITAL | NEW | N/A | USD/car | us | us | 30111.8
light duty autos | Diesel - Electric Hybrid Light-Duty Auto | 2025 | CAPITAL | REPLACEMENT | N/A | USD/car | us | us | 30111.8
light duty autos | Diesel - Electric Hybrid Light-Duty Auto | 2025 | FIXED_OM | NEW | N/A | USD/car | us | us | 433.7559
light duty autos | Diesel - Electric Hybrid Light-Duty Auto | 2025 | FIXED_OM | REPLACEMENT | N/A | USD/car | us | us | 433.7559
light duty autos | Diesel - Electric Hybrid Light-Duty Auto | 2026 | CAPITAL | NEW | N/A | USD/car | us | us | 30177.64
light duty autos | Diesel - Electric Hybrid Light-Duty Auto | 2026 | CAPITAL | REPLACEMENT | N/A | USD/car | us | us | 30177.64
light duty autos | Diesel - Electric Hybrid Light-Duty Auto | 2026 | FIXED_OM | NEW | N/A | USD/car | us | us | 433.7559
light duty autos | Diesel - Electric Hybrid Light-Duty Auto | 2026 | FIXED_OM | REPLACEMENT | N/A | USD/car | us | us | 433.7559
light duty autos | Diesel - Electric Hybrid Light-Duty Auto | 2027 | CAPITAL | NEW | N/A | USD/car | us | us | 30243.48
light duty autos | Diesel - Electric Hybrid Light-Duty Auto | 2027 | CAPITAL | REPLACEMENT | N/A | USD/car | us | us | 30243.48
light duty autos | Diesel - Electric Hybrid Light-Duty Auto | 2027 | FIXED_OM | NEW | N/A | USD/car | us | us | 433.7559
light duty autos | Diesel - Electric Hybrid Light-Duty Auto | 2027 | FIXED_OM | REPLACEMENT | N/A | USD/car | us | us | 433.7559
light duty autos | Diesel - Electric Hybrid Light-Duty Auto | 2028 | CAPITAL | NEW | N/A | USD/car | us | us | 30309.32
light duty autos | Diesel - Electric Hybrid Light-Duty Auto | 2028 | CAPITAL | REPLACEMENT | N/A | USD/car | us | us | 30309.32
light duty autos | Diesel - Electric Hybrid Light-Duty Auto | 2028 | FIXED_OM | NEW | N/A | USD/car | us | us | 433.7559
light duty autos | Diesel - Electric Hybrid Light-Duty Auto | 2028 | FIXED_OM | REPLACEMENT | N/A | USD/car | us | us | 433.7559
light duty autos | Diesel - Electric Hybrid Light-Duty Auto | 2029 | CAPITAL | NEW | N/A | USD/car | us | us | 30375.16
light duty autos | Diesel - Electric Hybrid Light-Duty Auto | 2029 | CAPITAL | REPLACEMENT | N/A | USD/car | us | us | 30375.16
light duty autos | Diesel - Electric Hybrid Light-Duty Auto | 2029 | FIXED_OM | NEW | N/A | USD/car | us | us | 433.7559
light duty autos | Diesel - Electric Hybrid Light-Duty Auto | 2029 | FIXED_OM | REPLACEMENT | N/A | USD/car | us | us | 433.7559
light duty autos | Diesel - Electric Hybrid Light-Duty Auto | 2030 | CAPITAL | NEW | N/A | USD/car | us | us | 30441
light duty autos | Diesel - Electric Hybrid Light-Duty Auto | 2030 | CAPITAL | REPLACEMENT | N/A | USD/car | us | us | 30441
light duty autos | Diesel - Electric Hybrid Light-Duty Auto | 2030 | FIXED_OM | NEW | N/A | USD/car | us | us | 433.7559
light duty autos | Diesel - Electric Hybrid Light-Duty Auto | 2030 | FIXED_OM | REPLACEMENT | N/A | USD/car | us | us | 433.7559
light duty autos | Diesel - Electric Hybrid Light-Duty Auto | 2031 | CAPITAL | NEW | N/A | USD/car | us | us | 30485.73
light duty autos | Diesel - Electric Hybrid Light-Duty Auto | 2031 | CAPITAL | REPLACEMENT | N/A | USD/car | us | us | 30485.73
light duty autos | Diesel - Electric Hybrid Light-Duty Auto | 2031 | FIXED_OM | NEW | N/A | USD/car | us | us | 433.7559
light duty autos | Diesel - Electric Hybrid Light-Duty Auto | 2031 | FIXED_OM | REPLACEMENT | N/A | USD/car | us | us | 433.7559
light duty autos | Diesel - Electric Hybrid Light-Duty Auto | 2032 | CAPITAL | NEW | N/A | USD/car | us | us | 30530.46
light duty autos | Diesel - Electric Hybrid Light-Duty Auto | 2032 | CAPITAL | REPLACEMENT | N/A | USD/car | us | us | 30530.46
light duty autos | Diesel - Electric Hybrid Light-Duty Auto | 2032 | FIXED_OM | NEW | N/A | USD/car | us | us | 433.7559
light duty autos | Diesel - Electric Hybrid Light-Duty Auto | 2032 | FIXED_OM | REPLACEMENT | N/A | USD/car | us | us | 433.7559
light duty autos | Diesel - Electric Hybrid Light-Duty Auto | 2033 | CAPITAL | NEW | N/A | USD/car | us | us | 30575.19
light duty autos | Diesel - Electric Hybrid Light-Duty Auto | 2033 | CAPITAL | REPLACEMENT | N/A | USD/car | us | us | 30575.19
light duty autos | Diesel - Electric Hybrid Light-Duty Auto | 2033 | FIXED_OM | NEW | N/A | USD/car | us | us | 433.7559
light duty autos | Diesel - Electric Hybrid Light-Duty Auto | 2033 | FIXED_OM | REPLACEMENT | N/A | USD/car | us | us | 433.7559
light duty autos | Diesel - Electric Hybrid Light-Duty Auto | 2034 | CAPITAL | NEW | N/A | USD/car | us | us | 30619.92
light duty autos | Diesel - Electric Hybrid Light-Duty Auto | 2034 | CAPITAL | REPLACEMENT | N/A | USD/car | us | us | 30619.92
light duty autos | Diesel - Electric Hybrid Light-Duty Auto | 2034 | FIXED_OM | NEW | N/A | USD/car | us | us | 433.7559
light duty autos | Diesel - Electric Hybrid Light-Duty Auto | 2034 | FIXED_OM | REPLACEMENT | N/A | USD/car | us | us | 433.7559
light duty autos | Diesel - Electric Hybrid Light-Duty Auto | 2035 | CAPITAL | NEW | N/A | USD/car | us | us | 30664.65
light duty autos | Diesel - Electric Hybrid Light-Duty Auto | 2035 | CAPITAL | REPLACEMENT | N/A | USD/car | us | us | 30664.65
light duty autos | Diesel - Electric Hybrid Light-Duty Auto | 2035 | FIXED_OM | NEW | N/A | USD/car | us | us | 433.7559
light duty autos | Diesel - Electric Hybrid Light-Duty Auto | 2035 | FIXED_OM | REPLACEMENT | N/A | USD/car | us | us | 433.7559
light duty autos | Diesel - Electric Hybrid Light-Duty Auto | 2036 | CAPITAL | NEW | N/A | USD/car | us | us | 30709.38
light duty autos | Diesel - Electric Hybrid Light-Duty Auto | 2036 | CAPITAL | REPLACEMENT | N/A | USD/car | us | us | 30709.38
light duty autos | Diesel - Electric Hybrid Light-Duty Auto | 2036 | FIXED_OM | NEW | N/A | USD/car | us | us | 433.7559
light duty autos | Diesel - Electric Hybrid Light-Duty Auto | 2036 | FIXED_OM | REPLACEMENT | N/A | USD/car | us | us | 433.7559
light duty autos | Diesel - Electric Hybrid Light-Duty Auto | 2037 | CAPITAL | NEW | N/A | USD/car | us | us | 30754.11
light duty autos | Diesel - Electric Hybrid Light-Duty Auto | 2037 | CAPITAL | REPLACEMENT | N/A | USD/car | us | us | 30754.11
light duty autos | Diesel - Electric Hybrid Light-Duty Auto | 2037 | FIXED_OM | NEW | N/A | USD/car | us | us | 433.7559
light duty autos | Diesel - Electric Hybrid Light-Duty Auto | 2037 | FIXED_OM | REPLACEMENT | N/A | USD/car | us | us | 433.7559
light duty autos | Diesel - Electric Hybrid Light-Duty Auto | 2038 | CAPITAL | NEW | N/A | USD/car | us | us | 30798.84
light duty autos | Diesel - Electric Hybrid Light-Duty Auto | 2038 | CAPITAL | REPLACEMENT | N/A | USD/car | us | us | 30798.84
light duty autos | Diesel - Electric Hybrid Light-Duty Auto | 2038 | FIXED_OM | NEW | N/A | USD/car | us | us | 433.7559
light duty autos | Diesel - Electric Hybrid Light-Duty Auto | 2038 | FIXED_OM | REPLACEMENT | N/A | USD/car | us | us | 433.7559
light duty autos | Diesel - Electric Hybrid Light-Duty Auto | 2039 | CAPITAL | NEW | N/A | USD/car | us | us | 30843.57
light duty autos | Diesel - Electric Hybrid Light-Duty Auto | 2039 | CAPITAL | REPLACEMENT | N/A | USD/car | us | us | 30843.57
light duty autos | Diesel - Electric Hybrid Light-Duty Auto | 2039 | FIXED_OM | NEW | N/A | USD/car | us | us | 433.7559
light duty autos | Diesel - Electric Hybrid Light-Duty Auto | 2039 | FIXED_OM | REPLACEMENT | N/A | USD/car | us | us | 433.7559
light duty autos | Diesel - Electric Hybrid Light-Duty Auto | 2040 | CAPITAL | NEW | N/A | USD/car | us | us | 30888.3
light duty autos | Diesel - Electric Hybrid Light-Duty Auto | 2040 | CAPITAL | REPLACEMENT | N/A | USD/car | us | us | 30888.3
light duty autos | Diesel - Electric Hybrid Light-Duty Auto | 2040 | FIXED_OM | NEW | N/A | USD/car | us | us | 433.7559
light duty autos | Diesel - Electric Hybrid Light-Duty Auto | 2040 | FIXED_OM | REPLACEMENT | N/A | USD/car | us | us | 433.7559
light duty autos | Diesel - Electric Hybrid Light-Duty Auto | 2041 | CAPITAL | NEW | N/A | USD/car | us | us | 30976.9
light duty autos | Diesel - Electric Hybrid Light-Duty Auto | 2041 | CAPITAL | REPLACEMENT | N/A | USD/car | us | us | 30976.9
light duty autos | Diesel - Electric Hybrid Light-Duty Auto | 2041 | FIXED_OM | NEW | N/A | USD/car | us | us | 433.7559
light duty autos | Diesel - Electric Hybrid Light-Duty Auto | 2041 | FIXED_OM | REPLACEMENT | N/A | USD/car | us | us | 433.7559
light duty autos | Diesel - Electric Hybrid Light-Duty Auto | 2042 | CAPITAL | NEW | N/A | USD/car | us | us | 31065.5
light duty autos | Diesel - Electric Hybrid Light-Duty Auto | 2042 | CAPITAL | REPLACEMENT | N/A | USD/car | us | us | 31065.5
light duty autos | Diesel - Electric Hybrid Light-Duty Auto | 2042 | FIXED_OM | NEW | N/A | USD/car | us | us | 433.7559
light duty autos | Diesel - Electric Hybrid Light-Duty Auto | 2042 | FIXED_OM | REPLACEMENT | N/A | USD/car | us | us | 433.7559
light duty autos | Diesel - Electric Hybrid Light-Duty Auto | 2043 | CAPITAL | NEW | N/A | USD/car | us | us | 31154.1
light duty autos | Diesel - Electric Hybrid Light-Duty Auto | 2043 | CAPITAL | REPLACEMENT | N/A | USD/car | us | us | 31154.1
light duty autos | Diesel - Electric Hybrid Light-Duty Auto | 2043 | FIXED_OM | NEW | N/A | USD/car | us | us | 433.7559
light duty autos | Diesel - Electric Hybrid Light-Duty Auto | 2043 | FIXED_OM | REPLACEMENT | N/A | USD/car | us | us | 433.7559
light duty autos | Diesel - Electric Hybrid Light-Duty Auto | 2044 | CAPITAL | NEW | N/A | USD/car | us | us | 31242.7
light duty autos | Diesel - Electric Hybrid Light-Duty Auto | 2044 | CAPITAL | REPLACEMENT | N/A | USD/car | us | us | 31242.7
light duty autos | Diesel - Electric Hybrid Light-Duty Auto | 2044 | FIXED_OM | NEW | N/A | USD/car | us | us | 433.7559
light duty autos | Diesel - Electric Hybrid Light-Duty Auto | 2044 | FIXED_OM | REPLACEMENT | N/A | USD/car | us | us | 433.7559
light duty autos | Diesel - Electric Hybrid Light-Duty Auto | 2045 | CAPITAL | NEW | N/A | USD/car | us | us | 31331.3
light duty autos | Diesel - Electric Hybrid Light-Duty Auto | 2045 | CAPITAL | REPLACEMENT | N/A | USD/car | us | us | 31331.3
light duty autos | Diesel - Electric Hybrid Light-Duty Auto | 2045 | FIXED_OM | NEW | N/A | USD/car | us | us | 433.7559
light duty autos | Diesel - Electric Hybrid Light-Duty Auto | 2045 | FIXED_OM | REPLACEMENT | N/A | USD/car | us | us | 433.7559
light duty autos | Diesel - Electric Hybrid Light-Duty Auto | 2046 | CAPITAL | NEW | N/A | USD/car | us | us | 31419.9
light duty autos | Diesel - Electric Hybrid Light-Duty Auto | 2046 | CAPITAL | REPLACEMENT | N/A | USD/car | us | us | 31419.9
light duty autos | Diesel - Electric Hybrid Light-Duty Auto | 2046 | FIXED_OM | NEW | N/A | USD/car | us | us | 433.7559
light duty autos | Diesel - Electric Hybrid Light-Duty Auto | 2046 | FIXED_OM | REPLACEMENT | N/A | USD/car | us | us | 433.7559
light duty autos | Diesel - Electric Hybrid Light-Duty Auto | 2047 | CAPITAL | NEW | N/A | USD/car | us | us | 31508.5
light duty autos | Diesel - Electric Hybrid Light-Duty Auto | 2047 | CAPITAL | REPLACEMENT | N/A | USD/car | us | us | 31508.5
light duty autos | Diesel - Electric Hybrid Light-Duty Auto | 2047 | FIXED_OM | NEW | N/A | USD/car | us | us | 433.7559
light duty autos | Diesel - Electric Hybrid Light-Duty Auto | 2047 | FIXED_OM | REPLACEMENT | N/A | USD/car | us | us | 433.7559
light duty autos | Diesel - Electric Hybrid Light-Duty Auto | 2048 | CAPITAL | NEW | N/A | USD/car | us | us | 31597.1
light duty autos | Diesel - Electric Hybrid Light-Duty Auto | 2048 | CAPITAL | REPLACEMENT | N/A | USD/car | us | us | 31597.1
light duty autos | Diesel - Electric Hybrid Light-Duty Auto | 2048 | FIXED_OM | NEW | N/A | USD/car | us | us | 433.7559
light duty autos | Diesel - Electric Hybrid Light-Duty Auto | 2048 | FIXED_OM | REPLACEMENT | N/A | USD/car | us | us | 433.7559
light duty autos | Diesel - Electric Hybrid Light-Duty Auto | 2049 | CAPITAL | NEW | N/A | USD/car | us | us | 31685.7
light duty autos | Diesel - Electric Hybrid Light-Duty Auto | 2049 | CAPITAL | REPLACEMENT | N/A | USD/car | us | us | 31685.7
light duty autos | Diesel - Electric Hybrid Light-Duty Auto | 2049 | FIXED_OM | NEW | N/A | USD/car | us | us | 433.7559
light duty autos | Diesel - Electric Hybrid Light-Duty Auto | 2049 | FIXED_OM | REPLACEMENT | N/A | USD/car | us | us | 433.7559
light duty autos | Diesel - Electric Hybrid Light-Duty Auto | 2050 | CAPITAL | NEW | N/A | USD/car | us | us | 31774.3
light duty autos | Diesel - Electric Hybrid Light-Duty Auto | 2050 | CAPITAL | REPLACEMENT | N/A | USD/car | us | us | 31774.3
light duty autos | Diesel - Electric Hybrid Light-Duty Auto | 2050 | FIXED_OM | NEW | N/A | USD/car | us | us | 433.7559
light duty autos | Diesel - Electric Hybrid Light-Duty Auto | 2050 | FIXED_OM | REPLACEMENT | N/A | USD/car | us | us | 433.7559
light duty autos | Electric Light-Duty Auto - 200 mile range | 2020 | CAPITAL | NEW | N/A | USD/car | us | us | 41459.2759
light duty autos | Electric Light-Duty Auto - 200 mile range | 2020 | CAPITAL | REPLACEMENT | N/A | USD/car | us | us | 41459.2759
light duty autos | Electric Light-Duty Auto - 200 mile range | 2020 | FIXED_OM | NEW | N/A | USD/car | us | us | 347.0047
light duty autos | Electric Light-Duty Auto - 200 mile range | 2020 | FIXED_OM | REPLACEMENT | N/A | USD/car | us | us | 347.0047
light duty autos | Electric Light-Duty Auto - 200 mile range | 2020 | FUEL_SWITCHING | NEW | N/A | USD/car | us | us | 608.1163
light duty autos | Electric Light-Duty Auto - 200 mile range | 2020 | FUEL_SWITCHING | REPLACEMENT | N/A | USD/car | us | us | 0
light duty autos | Electric Light-Duty Auto - 200 mile range | 2020 | INSTALLATION | NEW | N/A | USD/car | us | us | 1579.7939
light duty autos | Electric Light-Duty Auto - 200 mile range | 2020 | INSTALLATION | REPLACEMENT | N/A | USD/car | us | us | 1579.7939
light duty autos | Electric Light-Duty Auto - 200 mile range | 2021 | CAPITAL | NEW | N/A | USD/car | us | us | 40645.4966
light duty autos | Electric Light-Duty Auto - 200 mile range | 2021 | CAPITAL | REPLACEMENT | N/A | USD/car | us | us | 40645.4966
light duty autos | Electric Light-Duty Auto - 200 mile range | 2021 | FIXED_OM | NEW | N/A | USD/car | us | us | 347.0047
light duty autos | Electric Light-Duty Auto - 200 mile range | 2021 | FIXED_OM | REPLACEMENT | N/A | USD/car | us | us | 347.0047
light duty autos | Electric Light-Duty Auto - 200 mile range | 2021 | FUEL_SWITCHING | NEW | N/A | USD/car | us | us | 608.1163
light duty autos | Electric Light-Duty Auto - 200 mile range | 2021 | FUEL_SWITCHING | REPLACEMENT | N/A | USD/car | us | us | 0
light duty autos | Electric Light-Duty Auto - 200 mile range | 2021 | INSTALLATION | NEW | N/A | USD/car | us | us | 1579.7939
light duty autos | Electric Light-Duty Auto - 200 mile range | 2021 | INSTALLATION | REPLACEMENT | N/A | USD/car | us | us | 1579.7939
light duty autos | Electric Light-Duty Auto - 200 mile range | 2022 | CAPITAL | NEW | N/A | USD/car | us | us | 39831.7173
light duty autos | Electric Light-Duty Auto - 200 mile range | 2022 | CAPITAL | REPLACEMENT | N/A | USD/car | us | us | 39831.7173
light duty autos | Electric Light-Duty Auto - 200 mile range | 2022 | FIXED_OM | NEW | N/A | USD/car | us | us | 347.0047
light duty autos | Electric Light-Duty Auto - 200 mile range | 2022 | FIXED_OM | REPLACEMENT | N/A | USD/car | us | us | 347.0047
light duty autos | Electric Light-Duty Auto - 200 mile range | 2022 | FUEL_SWITCHING | NEW | N/A | USD/car | us | us | 608.1163
light duty autos | Electric Light-Duty Auto - 200 mile range | 2022 | FUEL_SWITCHING | REPLACEMENT | N/A | USD/car | us | us | 0
light duty autos | Electric Light-Duty Auto - 200 mile range | 2022 | INSTALLATION | NEW | N/A | USD/car | us | us | 1579.7939
light duty autos | Electric Light-Duty Auto - 200 mile range | 2022 | INSTALLATION | REPLACEMENT | N/A | USD/car | us | us | 1579.7939
light duty autos | Electric Light-Duty Auto - 200 mile range | 2023 | CAPITAL | NEW | N/A | USD/car | us | us | 39017.938
light duty autos | Electric Light-Duty Auto - 200 mile range | 2023 | CAPITAL | REPLACEMENT | N/A | USD/car | us | us | 39017.938
light duty autos | Electric Light-Duty Auto - 200 mile range | 2023 | FIXED_OM | NEW | N/A | USD/car | us | us | 347.0047
light duty autos | Electric Light-Duty Auto - 200 mile range | 2023 | FIXED_OM | REPLACEMENT | N/A | USD/car | us | us | 347.0047
light duty autos | Electric Light-Duty Auto - 200 mile range | 2023 | FUEL_SWITCHING | NEW | N/A | USD/car | us | us | 608.1163
light duty autos | Electric Light-Duty Auto - 200 mile range | 2023 | FUEL_SWITCHING | REPLACEMENT | N/A | USD/car | us | us | 0
light duty autos | Electric Light-Duty Auto - 200 mile range | 2023 | INSTALLATION | NEW | N/A | USD/car | us | us | 1579.7939
light duty autos | Electric Light-Duty Auto - 200 mile range | 2023 | INSTALLATION | REPLACEMENT | N/A | USD/car | us | us | 1579.7939
light duty autos | Electric Light-Duty Auto - 200 mile range | 2024 | CAPITAL | NEW | N/A | USD/car | us | us | 38204.1588
light duty autos | Electric Light-Duty Auto - 200 mile range | 2024 | CAPITAL | REPLACEMENT | N/A | USD/car | us | us | 38204.1588
light duty autos | Electric Light-Duty Auto - 200 mile range | 2024 | FIXED_OM | NEW | N/A | USD/car | us | us | 347.0047
light duty autos | Electric Light-Duty Auto - 200 mile range | 2024 | FIXED_OM | REPLACEMENT | N/A | USD/car | us | us | 347.0047
light duty autos | Electric Light-Duty Auto - 200 mile range | 2024 | FUEL_SWITCHING | NEW | N/A | USD/car | us | us | 608.1163
light duty autos | Electric Light-Duty Auto - 200 mile range | 2024 | FUEL_SWITCHING | REPLACEMENT | N/A | USD/car | us | us | 0
light duty autos | Electric Light-Duty Auto - 200 mile range | 2024 | INSTALLATION | NEW | N/A | USD/car | us | us | 1579.7939
light duty autos | Electric Light-Duty Auto - 200 mile range | 2024 | INSTALLATION | REPLACEMENT | N/A | USD/car | us | us | 1579.7939
light duty autos | Electric Light-Duty Auto - 200 mile range | 2025 | CAPITAL | NEW | N/A | USD/car | us | us | 37390.3795
light duty autos | Electric Light-Duty Auto - 200 mile range | 2025 | CAPITAL | REPLACEMENT | N/A | USD/car | us | us | 37390.3795
light duty autos | Electric Light-Duty Auto - 200 mile range | 2025 | FIXED_OM | NEW | N/A | USD/car | us | us | 347.0047
light duty autos | Electric Light-Duty Auto - 200 mile range | 2025 | FIXED_OM | REPLACEMENT | N/A | USD/car | us | us | 347.0047
light duty autos | Electric Light-Duty Auto - 200 mile range | 2025 | FUEL_SWITCHING | NEW | N/A | USD/car | us | us | 608.1163
light duty autos | Electric Light-Duty Auto - 200 mile range | 2025 | FUEL_SWITCHING | REPLACEMENT | N/A | USD/car | us | us | 0
light duty autos | Electric Light-Duty Auto - 200 mile range | 2025 | INSTALLATION | NEW | N/A | USD/car | us | us | 1579.7939
light duty autos | Electric Light-Duty Auto - 200 mile range | 2025 | INSTALLATION | REPLACEMENT | N/A | USD/car | us | us | 1579.7939
light duty autos | Electric Light-Duty Auto - 200 mile range | 2026 | CAPITAL | NEW | N/A | USD/car | us | us | 36767.4093
light duty autos | Electric Light-Duty Auto - 200 mile range | 2026 | CAPITAL | REPLACEMENT | N/A | USD/car | us | us | 36767.4093
light duty autos | Electric Light-Duty Auto - 200 mile range | 2026 | FIXED_OM | NEW | N/A | USD/car | us | us | 347.0047
light duty autos | Electric Light-Duty Auto - 200 mile range | 2026 | FIXED_OM | REPLACEMENT | N/A | USD/car | us | us | 347.0047
light duty autos | Electric Light-Duty Auto - 200 mile range | 2026 | FUEL_SWITCHING | NEW | N/A | USD/car | us | us | 608.1163
light duty autos | Electric Light-Duty Auto - 200 mile range | 2026 | FUEL_SWITCHING | REPLACEMENT | N/A | USD/car | us | us | 0
light duty autos | Electric Light-Duty Auto - 200 mile range | 2026 | INSTALLATION | NEW | N/A | USD/car | us | us | 1579.7939
light duty autos | Electric Light-Duty Auto - 200 mile range | 2026 | INSTALLATION | REPLACEMENT | N/A | USD/car | us | us | 1579.7939
light duty autos | Electric Light-Duty Auto - 200 mile range | 2027 | CAPITAL | NEW | N/A | USD/car | us | us | 36144.4392
light duty autos | Electric Light-Duty Auto - 200 mile range | 2027 | CAPITAL | REPLACEMENT | N/A | USD/car | us | us | 36144.4392
light duty autos | Electric Light-Duty Auto - 200 mile range | 2027 | FIXED_OM | NEW | N/A | USD/car | us | us | 347.0047
light duty autos | Electric Light-Duty Auto - 200 mile range | 2027 | FIXED_OM | REPLACEMENT | N/A | USD/car | us | us | 347.0047
light duty autos | Electric Light-Duty Auto - 200 mile range | 2027 | FUEL_SWITCHING | NEW | N/A | USD/car | us | us | 608.1163
light duty autos | Electric Light-Duty Auto - 200 mile range | 2027 | FUEL_SWITCHING | REPLACEMENT | N/A | USD/car | us | us | 0
light duty autos | Electric Light-Duty Auto - 200 mile range | 2027 | INSTALLATION | NEW | N/A | USD/car | us | us | 1579.7939
light duty autos | Electric Light-Duty Auto - 200 mile range | 2027 | INSTALLATION | REPLACEMENT | N/A | USD/car | us | us | 1579.7939
light duty autos | Electric Light-Duty Auto - 200 mile range | 2028 | CAPITAL | NEW | N/A | USD/car | us | us | 35521.4691
light duty autos | Electric Light-Duty Auto - 200 mile range | 2028 | CAPITAL | REPLACEMENT | N/A | USD/car | us | us | 35521.4691
light duty autos | Electric Light-Duty Auto - 200 mile range | 2028 | FIXED_OM | NEW | N/A | USD/car | us | us | 347.0047
light duty autos | Electric Light-Duty Auto - 200 mile range | 2028 | FIXED_OM | REPLACEMENT | N/A | USD/car | us | us | 347.0047
light duty autos | Electric Light-Duty Auto - 200 mile range | 2028 | FUEL_SWITCHING | NEW | N/A | USD/car | us | us | 608.1163
light duty autos | Electric Light-Duty Auto - 200 mile range | 2028 | FUEL_SWITCHING | REPLACEMENT | N/A | USD/car | us | us | 0
light duty autos | Electric Light-Duty Auto - 200 mile range | 2028 | INSTALLATION | NEW | N/A | USD/car | us | us | 1579.7939
light duty autos | Electric Light-Duty Auto - 200 mile range | 2028 | INSTALLATION | REPLACEMENT | N/A | USD/car | us | us | 1579.7939
light duty autos | Electric Light-Duty Auto - 200 mile range | 2029 | CAPITAL | NEW | N/A | USD/car | us | us | 34898.499
light duty autos | Electric Light-Duty Auto - 200 mile range | 2029 | CAPITAL | REPLACEMENT | N/A | USD/car | us | us | 34898.499
light duty autos | Electric Light-Duty Auto - 200 mile range | 2029 | FIXED_OM | NEW | N/A | USD/car | us | us | 347.0047
light duty autos | Electric Light-Duty Auto - 200 mile range | 2029 | FIXED_OM | REPLACEMENT | N/A | USD/car | us | us | 347.0047
light duty autos | Electric Light-Duty Auto - 200 mile range | 2029 | FUEL_SWITCHING | NEW | N/A | USD/car | us | us | 608.1163
light duty autos | Electric Light-Duty Auto - 200 mile range | 2029 | FUEL_SWITCHING | REPLACEMENT | N/A | USD/car | us | us | 0
light duty autos | Electric Light-Duty Auto - 200 mile range | 2029 | INSTALLATION | NEW | N/A | USD/car | us | us | 1579.7939
light duty autos | Electric Light-Duty Auto - 200 mile range | 2029 | INSTALLATION | REPLACEMENT | N/A | USD/car | us | us | 1579.7939
light duty autos | Electric Light-Duty Auto - 200 mile range | 2030 | CAPITAL | NEW | N/A | USD/car | us | us | 34275.5289
light duty autos | Electric Light-Duty Auto - 200 mile range | 2030 | CAPITAL | REPLACEMENT | N/A | USD/car | us | us | 34275.5289
light duty autos | Electric Light-Duty Auto - 200 mile range | 2030 | FIXED_OM | NEW | N/A | USD/car | us | us | 347.0047
light duty autos | Electric Light-Duty Auto - 200 mile range | 2030 | FIXED_OM | REPLACEMENT | N/A | USD/car | us | us | 347.0047
light duty autos | Electric Light-Duty Auto - 200 mile range | 2030 | FUEL_SWITCHING | NEW | N/A | USD/car | us | us | 608.1163
light duty autos | Electric Light-Duty Auto - 200 mile range | 2030 | FUEL_SWITCHING | REPLACEMENT | N/A | USD/car | us | us | 0
light duty autos | Electric Light-Duty Auto - 200 mile range | 2030 | INSTALLATION | NEW | N/A | USD/car | us | us | 1579.7939
light duty autos | Electric Light-Duty Auto - 200 mile range | 2030 | INSTALLATION | REPLACEMENT | N/A | USD/car | us | us | 1579.7939
light duty autos | Electric Light-Duty Auto - 200 mile range | 2031 | CAPITAL | NEW | N/A | USD/car | us | us | 33936.5877
light duty autos | Electric Light-Duty Auto - 200 mile range | 2031 | CAPITAL | REPLACEMENT | N/A | USD/car | us | us | 33936.5877
light duty autos | Electric Light-Duty Auto - 200 mile range | 2031 | FIXED_OM | NEW | N/A | USD/car | us | us | 347.0047
light duty autos | Electric Light-Duty Auto - 200 mile range | 2031 | FIXED_OM | REPLACEMENT | N/A | USD/car | us | us | 347.0047
light duty autos | Electric Light-Duty Auto - 200 mile range | 2031 | FUEL_SWITCHING | NEW | N/A | USD/car | us | us | 608.1163
light duty autos | Electric Light-Duty Auto - 200 mile range | 2031 | FUEL_SWITCHING | REPLACEMENT | N/A | USD/car | us | us | 0
light duty autos | Electric Light-Duty Auto - 200 mile range | 2031 | INSTALLATION | NEW | N/A | USD/car | us | us | 1579.7939
light duty autos | Electric Light-Duty Auto - 200 mile range | 2031 | INSTALLATION | REPLACEMENT | N/A | USD/car | us | us | 1579.7939
light duty autos | Electric Light-Duty Auto - 200 mile range | 2032 | CAPITAL | NEW | N/A | USD/car | us | us | 33597.6465
light duty autos | Electric Light-Duty Auto - 200 mile range | 2032 | CAPITAL | REPLACEMENT | N/A | USD/car | us | us | 33597.6465
light duty autos | Electric Light-Duty Auto - 200 mile range | 2032 | FIXED_OM | NEW | N/A | USD/car | us | us | 347.0047
light duty autos | Electric Light-Duty Auto - 200 mile range | 2032 | FIXED_OM | REPLACEMENT | N/A | USD/car | us | us | 347.0047
light duty autos | Electric Light-Duty Auto - 200 mile range | 2032 | FUEL_SWITCHING | NEW | N/A | USD/car | us | us | 608.1163
light duty autos | Electric Light-Duty Auto - 200 mile range | 2032 | FUEL_SWITCHING | REPLACEMENT | N/A | USD/car | us | us | 0
light duty autos | Electric Light-Duty Auto - 200 mile range | 2032 | INSTALLATION | NEW | N/A | USD/car | us | us | 1579.7939
light duty autos | Electric Light-Duty Auto - 200 mile range | 2032 | INSTALLATION | REPLACEMENT | N/A | USD/car | us | us | 1579.7939
light duty autos | Electric Light-Duty Auto - 200 mile range | 2033 | CAPITAL | NEW | N/A | USD/car | us | us | 33258.7053
light duty autos | Electric Light-Duty Auto - 200 mile range | 2033 | CAPITAL | REPLACEMENT | N/A | USD/car | us | us | 33258.7053
light duty autos | Electric Light-Duty Auto - 200 mile range | 2033 | FIXED_OM | NEW | N/A | USD/car | us | us | 347.0047
light duty autos | Electric Light-Duty Auto - 200 mile range | 2033 | FIXED_OM | REPLACEMENT | N/A | USD/car | us | us | 347.0047
light duty autos | Electric Light-Duty Auto - 200 mile range | 2033 | FUEL_SWITCHING | NEW | N/A | USD/car | us | us | 608.1163
light duty autos | Electric Light-Duty Auto - 200 mile range | 2033 | FUEL_SWITCHING | REPLACEMENT | N/A | USD/car | us | us | 0
light duty autos | Electric Light-Duty Auto - 200 mile range | 2033 | INSTALLATION | NEW | N/A | USD/car | us | us | 1579.7939
light duty autos | Electric Light-Duty Auto - 200 mile range | 2033 | INSTALLATION | REPLACEMENT | N/A | USD/car | us | us | 1579.7939
light duty autos | Electric Light-Duty Auto - 200 mile range | 2034 | CAPITAL | NEW | N/A | USD/car | us | us | 32919.7642
light duty autos | Electric Light-Duty Auto - 200 mile range | 2034 | CAPITAL | REPLACEMENT | N/A | USD/car | us | us | 32919.7642
light duty autos | Electric Light-Duty Auto - 200 mile range | 2034 | FIXED_OM | NEW | N/A | USD/car | us | us | 347.0047
light duty autos | Electric Light-Duty Auto - 200 mile range | 2034 | FIXED_OM | REPLACEMENT | N/A | USD/car | us | us | 347.0047
light duty autos | Electric Light-Duty Auto - 200 mile range | 2034 | FUEL_SWITCHING | NEW | N/A | USD/car | us | us | 608.1163
light duty autos | Electric Light-Duty Auto - 200 mile range | 2034 | FUEL_SWITCHING | REPLACEMENT | N/A | USD/car | us | us | 0
light duty autos | Electric Light-Duty Auto - 200 mile range | 2034 | INSTALLATION | NEW | N/A | USD/car | us | us | 1579.7939
light duty autos | Electric Light-Duty Auto - 200 mile range | 2034 | INSTALLATION | REPLACEMENT | N/A | USD/car | us | us | 1579.7939
light duty autos | Electric Light-Duty Auto - 200 mile range | 2035 | CAPITAL | NEW | N/A | USD/car | us | us | 32580.823
light duty autos | Electric Light-Duty Auto - 200 mile range | 2035 | CAPITAL | REPLACEMENT | N/A | USD/car | us | us | 32580.823
light duty autos | Electric Light-Duty Auto - 200 mile range | 2035 | FIXED_OM | NEW | N/A | USD/car | us | us | 347.0047
light duty autos | Electric Light-Duty Auto - 200 mile range | 2035 | FIXED_OM | REPLACEMENT | N/A | USD/car | us | us | 347.0047
light duty autos | Electric Light-Duty Auto - 200 mile range | 2035 | FUEL_SWITCHING | NEW | N/A | USD/car | us | us | 608.1163
light duty autos | Electric Light-Duty Auto - 200 mile range | 2035 | FUEL_SWITCHING | REPLACEMENT | N/A | USD/car | us | us | 0
light duty autos | Electric Light-Duty Auto - 200 mile range | 2035 | INSTALLATION | NEW | N/A | USD/car | us | us | 1579.7939
light duty autos | Electric Light-Duty Auto - 200 mile range | 2035 | INSTALLATION | REPLACEMENT | N/A | USD/car | us | us | 1579.7939
light duty autos | Electric Light-Duty Auto - 200 mile range | 2036 | CAPITAL | NEW | N/A | USD/car | us | us | 32475.5831
light duty autos | Electric Light-Duty Auto - 200 mile range | 2036 | CAPITAL | REPLACEMENT | N/A | USD/car | us | us | 32475.5831
light duty autos | Electric Light-Duty Auto - 200 mile range | 2036 | FIXED_OM | NEW | N/A | USD/car | us | us | 347.0047
light duty autos | Electric Light-Duty Auto - 200 mile range | 2036 | FIXED_OM | REPLACEMENT | N/A | USD/car | us | us | 347.0047
light duty autos | Electric Light-Duty Auto - 200 mile range | 2036 | FUEL_SWITCHING | NEW | N/A | USD/car | us | us | 608.1163
light duty autos | Electric Light-Duty Auto - 200 mile range | 2036 | FUEL_SWITCHING | REPLACEMENT | N/A | USD/car | us | us | 0
light duty autos | Electric Light-Duty Auto - 200 mile range | 2036 | INSTALLATION | NEW | N/A | USD/car | us | us | 1579.7939
light duty autos | Electric Light-Duty Auto - 200 mile range | 2036 | INSTALLATION | REPLACEMENT | N/A | USD/car | us | us | 1579.7939
light duty autos | Electric Light-Duty Auto - 200 mile range | 2037 | CAPITAL | NEW | N/A | USD/car | us | us | 32370.3433
light duty autos | Electric Light-Duty Auto - 200 mile range | 2037 | CAPITAL | REPLACEMENT | N/A | USD/car | us | us | 32370.3433
light duty autos | Electric Light-Duty Auto - 200 mile range | 2037 | FIXED_OM | NEW | N/A | USD/car | us | us | 347.0047
light duty autos | Electric Light-Duty Auto - 200 mile range | 2037 | FIXED_OM | REPLACEMENT | N/A | USD/car | us | us | 347.0047
light duty autos | Electric Light-Duty Auto - 200 mile range | 2037 | FUEL_SWITCHING | NEW | N/A | USD/car | us | us | 608.1163
light duty autos | Electric Light-Duty Auto - 200 mile range | 2037 | FUEL_SWITCHING | REPLACEMENT | N/A | USD/car | us | us | 0
light duty autos | Electric Light-Duty Auto - 200 mile range | 2037 | INSTALLATION | NEW | N/A | USD/car | us | us | 1579.7939
light duty autos | Electric Light-Duty Auto - 200 mile range | 2037 | INSTALLATION | REPLACEMENT | N/A | USD/car | us | us | 1579.7939
light duty autos | Electric Light-Duty Auto - 200 mile range | 2038 | CAPITAL | NEW | N/A | USD/car | us | us | 32265.1035
light duty autos | Electric Light-Duty Auto - 200 mile range | 2038 | CAPITAL | REPLACEMENT | N/A | USD/car | us | us | 32265.1035
light duty autos | Electric Light-Duty Auto - 200 mile range | 2038 | FIXED_OM | NEW | N/A | USD/car | us | us | 347.0047
light duty autos | Electric Light-Duty Auto - 200 mile range | 2038 | FIXED_OM | REPLACEMENT | N/A | USD/car | us | us | 347.0047
light duty autos | Electric Light-Duty Auto - 200 mile range | 2038 | FUEL_SWITCHING | NEW | N/A | USD/car | us | us | 608.1163
light duty autos | Electric Light-Duty Auto - 200 mile range | 2038 | FUEL_SWITCHING | REPLACEMENT | N/A | USD/car | us | us | 0
light duty autos | Electric Light-Duty Auto - 200 mile range | 2038 | INSTALLATION | NEW | N/A | USD/car | us | us | 1579.7939
light duty autos | Electric Light-Duty Auto - 200 mile range | 2038 | INSTALLATION | REPLACEMENT | N/A | USD/car | us | us | 1579.7939
light duty autos | Electric Light-Duty Auto - 200 mile range | 2039 | CAPITAL | NEW | N/A | USD/car | us | us | 32159.8637
light duty autos | Electric Light-Duty Auto - 200 mile range | 2039 | CAPITAL | REPLACEMENT | N/A | USD/car | us | us | 32159.8637
light duty autos | Electric Light-Duty Auto - 200 mile range | 2039 | FIXED_OM | NEW | N/A | USD/car | us | us | 347.0047
light duty autos | Electric Light-Duty Auto - 200 mile range | 2039 | FIXED_OM | REPLACEMENT | N/A | USD/car | us | us | 347.0047
light duty autos | Electric Light-Duty Auto - 200 mile range | 2039 | FUEL_SWITCHING | NEW | N/A | USD/car | us | us | 608.1163
light duty autos | Electric Light-Duty Auto - 200 mile range | 2039 | FUEL_SWITCHING | REPLACEMENT | N/A | USD/car | us | us | 0
light duty autos | Electric Light-Duty Auto - 200 mile range | 2039 | INSTALLATION | NEW | N/A | USD/car | us | us | 1579.7939
light duty autos | Electric Light-Duty Auto - 200 mile range | 2039 | INSTALLATION | REPLACEMENT | N/A | USD/car | us | us | 1579.7939
light duty autos | Electric Light-Duty Auto - 200 mile range | 2040 | CAPITAL | NEW | N/A | USD/car | us | us | 32054.6238
light duty autos | Electric Light-Duty Auto - 200 mile range | 2040 | CAPITAL | REPLACEMENT | N/A | USD/car | us | us | 32054.6238
light duty autos | Electric Light-Duty Auto - 200 mile range | 2040 | FIXED_OM | NEW | N/A | USD/car | us | us | 347.0047
light duty autos | Electric Light-Duty Auto - 200 mile range | 2040 | FIXED_OM | REPLACEMENT | N/A | USD/car | us | us | 347.0047
light duty autos | Electric Light-Duty Auto - 200 mile range | 2040 | FUEL_SWITCHING | NEW | N/A | USD/car | us | us | 608.1163
light duty autos | Electric Light-Duty Auto - 200 mile range | 2040 | FUEL_SWITCHING | REPLACEMENT | N/A | USD/car | us | us | 0
light duty autos | Electric Light-Duty Auto - 200 mile range | 2040 | INSTALLATION | NEW | N/A | USD/car | us | us | 1579.7939
light duty autos | Electric Light-Duty Auto - 200 mile range | 2040 | INSTALLATION | REPLACEMENT | N/A | USD/car | us | us | 1579.7939
light duty autos | Electric Light-Duty Auto - 200 mile range | 2041 | CAPITAL | NEW | N/A | USD/car | us | us | 31949.384
light duty autos | Electric Light-Duty Auto - 200 mile range | 2041 | CAPITAL | REPLACEMENT | N/A | USD/car | us | us | 31949.384
light duty autos | Electric Light-Duty Auto - 200 mile range | 2041 | FIXED_OM | NEW | N/A | USD/car | us | us | 347.0047
light duty autos | Electric Light-Duty Auto - 200 mile range | 2041 | FIXED_OM | REPLACEMENT | N/A | USD/car | us | us | 347.0047
light duty autos | Electric Light-Duty Auto - 200 mile range | 2041 | FUEL_SWITCHING | NEW | N/A | USD/car | us | us | 608.1163
light duty autos | Electric Light-Duty Auto - 200 mile range | 2041 | FUEL_SWITCHING | REPLACEMENT | N/A | USD/car | us | us | 0
light duty autos | Electric Light-Duty Auto - 200 mile range | 2041 | INSTALLATION | NEW | N/A | USD/car | us | us | 1579.7939
light duty autos | Electric Light-Duty Auto - 200 mile range | 2041 | INSTALLATION | REPLACEMENT | N/A | USD/car | us | us | 1579.7939
light duty autos | Electric Light-Duty Auto - 200 mile range | 2042 | CAPITAL | NEW | N/A | USD/car | us | us | 31844.1442
light duty autos | Electric Light-Duty Auto - 200 mile range | 2042 | CAPITAL | REPLACEMENT | N/A | USD/car | us | us | 31844.1442
light duty autos | Electric Light-Duty Auto - 200 mile range | 2042 | FIXED_OM | NEW | N/A | USD/car | us | us | 347.0047
light duty autos | Electric Light-Duty Auto - 200 mile range | 2042 | FIXED_OM | REPLACEMENT | N/A | USD/car | us | us | 347.0047
light duty autos | Electric Light-Duty Auto - 200 mile range | 2042 | FUEL_SWITCHING | NEW | N/A | USD/car | us | us | 608.1163
light duty autos | Electric Light-Duty Auto - 200 mile range | 2042 | FUEL_SWITCHING | REPLACEMENT | N/A | USD/car | us | us | 0
light duty autos | Electric Light-Duty Auto - 200 mile range | 2042 | INSTALLATION | NEW | N/A | USD/car | us | us | 1579.7939
light duty autos | Electric Light-Duty Auto - 200 mile range | 2042 | INSTALLATION | REPLACEMENT | N/A | USD/car | us | us | 1579.7939
light duty autos | Electric Light-Duty Auto - 200 mile range | 2043 | CAPITAL | NEW | N/A | USD/car | us | us | 31738.9044
light duty autos | Electric Light-Duty Auto - 200 mile range | 2043 | CAPITAL | REPLACEMENT | N/A | USD/car | us | us | 31738.9044
light duty autos | Electric Light-Duty Auto - 200 mile range | 2043 | FIXED_OM | NEW | N/A | USD/car | us | us | 347.0047
light duty autos | Electric Light-Duty Auto - 200 mile range | 2043 | FIXED_OM | REPLACEMENT | N/A | USD/car | us | us | 347.0047
light duty autos | Electric Light-Duty Auto - 200 mile range | 2043 | FUEL_SWITCHING | NEW | N/A | USD/car | us | us | 608.1163
light duty autos | Electric Light-Duty Auto - 200 mile range | 2043 | FUEL_SWITCHING | REPLACEMENT | N/A | USD/car | us | us | 0
light duty autos | Electric Light-Duty Auto - 200 mile range | 2043 | INSTALLATION | NEW | N/A | USD/car | us | us | 1579.7939
light duty autos | Electric Light-Duty Auto - 200 mile range | 2043 | INSTALLATION | REPLACEMENT | N/A | USD/car | us | us | 1579.7939
light duty autos | Electric Light-Duty Auto - 200 mile range | 2044 | CAPITAL | NEW | N/A | USD/car | us | us | 31633.6645
light duty autos | Electric Light-Duty Auto - 200 mile range | 2044 | CAPITAL | REPLACEMENT | N/A | USD/car | us | us | 31633.6645
light duty autos | Electric Light-Duty Auto - 200 mile range | 2044 | FIXED_OM | NEW | N/A | USD/car | us | us | 347.0047
light duty autos | Electric Light-Duty Auto - 200 mile range | 2044 | FIXED_OM | REPLACEMENT | N/A | USD/car | us | us | 347.0047
light duty autos | Electric Light-Duty Auto - 200 mile range | 2044 | FUEL_SWITCHING | NEW | N/A | USD/car | us | us | 608.1163
light duty autos | Electric Light-Duty Auto - 200 mile range | 2044 | FUEL_SWITCHING | REPLACEMENT | N/A | USD/car | us | us | 0
light duty autos | Electric Light-Duty Auto - 200 mile range | 2044 | INSTALLATION | NEW | N/A | USD/car | us | us | 1579.7939
light duty autos | Electric Light-Duty Auto - 200 mile range | 2044 | INSTALLATION | REPLACEMENT | N/A | USD/car | us | us | 1579.7939
light duty autos | Electric Light-Duty Auto - 200 mile range | 2045 | CAPITAL | NEW | N/A | USD/car | us | us | 31528.4247
light duty autos | Electric Light-Duty Auto - 200 mile range | 2045 | CAPITAL | REPLACEMENT | N/A | USD/car | us | us | 31528.4247
light duty autos | Electric Light-Duty Auto - 200 mile range | 2045 | FIXED_OM | NEW | N/A | USD/car | us | us | 347.0047
light duty autos | Electric Light-Duty Auto - 200 mile range | 2045 | FIXED_OM | REPLACEMENT | N/A | USD/car | us | us | 347.0047
light duty autos | Electric Light-Duty Auto - 200 mile range | 2045 | FUEL_SWITCHING | NEW | N/A | USD/car | us | us | 608.1163
light duty autos | Electric Light-Duty Auto - 200 mile range | 2045 | FUEL_SWITCHING | REPLACEMENT | N/A | USD/car | us | us | 0
light duty autos | Electric Light-Duty Auto - 200 mile range | 2045 | INSTALLATION | NEW | N/A | USD/car | us | us | 1579.7939
light duty autos | Electric Light-Duty Auto - 200 mile range | 2045 | INSTALLATION | REPLACEMENT | N/A | USD/car | us | us | 1579.7939
light duty autos | Electric Light-Duty Auto - 200 mile range | 2046 | CAPITAL | NEW | N/A | USD/car | us | us | 31423.1849
light duty autos | Electric Light-Duty Auto - 200 mile range | 2046 | CAPITAL | REPLACEMENT | N/A | USD/car | us | us | 31423.1849
light duty autos | Electric Light-Duty Auto - 200 mile range | 2046 | FIXED_OM | NEW | N/A | USD/car | us | us | 347.0047
light duty autos | Electric Light-Duty Auto - 200 mile range | 2046 | FIXED_OM | REPLACEMENT | N/A | USD/car | us | us | 347.0047
light duty autos | Electric Light-Duty Auto - 200 mile range | 2046 | FUEL_SWITCHING | NEW | N/A | USD/car | us | us | 608.1163
light duty autos | Electric Light-Duty Auto - 200 mile range | 2046 | FUEL_SWITCHING | REPLACEMENT | N/A | USD/car | us | us | 0
light duty autos | Electric Light-Duty Auto - 200 mile range | 2046 | INSTALLATION | NEW | N/A | USD/car | us | us | 1579.7939
light duty autos | Electric Light-Duty Auto - 200 mile range | 2046 | INSTALLATION | REPLACEMENT | N/A | USD/car | us | us | 1579.7939
light duty autos | Electric Light-Duty Auto - 200 mile range | 2047 | CAPITAL | NEW | N/A | USD/car | us | us | 31317.945
light duty autos | Electric Light-Duty Auto - 200 mile range | 2047 | CAPITAL | REPLACEMENT | N/A | USD/car | us | us | 31317.945
light duty autos | Electric Light-Duty Auto - 200 mile range | 2047 | FIXED_OM | NEW | N/A | USD/car | us | us | 347.0047
light duty autos | Electric Light-Duty Auto - 200 mile range | 2047 | FIXED_OM | REPLACEMENT | N/A | USD/car | us | us | 347.0047
light duty autos | Electric Light-Duty Auto - 200 mile range | 2047 | FUEL_SWITCHING | NEW | N/A | USD/car | us | us | 608.1163
light duty autos | Electric Light-Duty Auto - 200 mile range | 2047 | FUEL_SWITCHING | REPLACEMENT | N/A | USD/car | us | us | 0
light duty autos | Electric Light-Duty Auto - 200 mile range | 2047 | INSTALLATION | NEW | N/A | USD/car | us | us | 1579.7939
light duty autos | Electric Light-Duty Auto - 200 mile range | 2047 | INSTALLATION | REPLACEMENT | N/A | USD/car | us | us | 1579.7939
light duty autos | Electric Light-Duty Auto - 200 mile range | 2048 | CAPITAL | NEW | N/A | USD/car | us | us | 31212.7052
light duty autos | Electric Light-Duty Auto - 200 mile range | 2048 | CAPITAL | REPLACEMENT | N/A | USD/car | us | us | 31212.7052
light duty autos | Electric Light-Duty Auto - 200 mile range | 2048 | FIXED_OM | NEW | N/A | USD/car | us | us | 347.0047
light duty autos | Electric Light-Duty Auto - 200 mile range | 2048 | FIXED_OM | REPLACEMENT | N/A | USD/car | us | us | 347.0047
light duty autos | Electric Light-Duty Auto - 200 mile range | 2048 | FUEL_SWITCHING | NEW | N/A | USD/car | us | us | 608.1163
light duty autos | Electric Light-Duty Auto - 200 mile range | 2048 | FUEL_SWITCHING | REPLACEMENT | N/A | USD/car | us | us | 0
light duty autos | Electric Light-Duty Auto - 200 mile range | 2048 | INSTALLATION | NEW | N/A | USD/car | us | us | 1579.7939
light duty autos | Electric Light-Duty Auto - 200 mile range | 2048 | INSTALLATION | REPLACEMENT | N/A | USD/car | us | us | 1579.7939
light duty autos | Electric Light-Duty Auto - 200 mile range | 2049 | CAPITAL | NEW | N/A | USD/car | us | us | 31107.4654
light duty autos | Electric Light-Duty Auto - 200 mile range | 2049 | CAPITAL | REPLACEMENT | N/A | USD/car | us | us | 31107.4654
light duty autos | Electric Light-Duty Auto - 200 mile range | 2049 | FIXED_OM | NEW | N/A | USD/car | us | us | 347.0047
light duty autos | Electric Light-Duty Auto - 200 mile range | 2049 | FIXED_OM | REPLACEMENT | N/A | USD/car | us | us | 347.0047
light duty autos | Electric Light-Duty Auto - 200 mile range | 2049 | FUEL_SWITCHING | NEW | N/A | USD/car | us | us | 608.1163
light duty autos | Electric Light-Duty Auto - 200 mile range | 2049 | FUEL_SWITCHING | REPLACEMENT | N/A | USD/car | us | us | 0
light duty autos | Electric Light-Duty Auto - 200 mile range | 2049 | INSTALLATION | NEW | N/A | USD/car | us | us | 1579.7939
light duty autos | Electric Light-Duty Auto - 200 mile range | 2049 | INSTALLATION | REPLACEMENT | N/A | USD/car | us | us | 1579.7939
light duty autos | Electric Light-Duty Auto - 200 mile range | 2050 | CAPITAL | NEW | N/A | USD/car | us | us | 31002.2256
light duty autos | Electric Light-Duty Auto - 200 mile range | 2050 | CAPITAL | REPLACEMENT | N/A | USD/car | us | us | 31002.2256
light duty autos | Electric Light-Duty Auto - 200 mile range | 2050 | FIXED_OM | NEW | N/A | USD/car | us | us | 347.0047
light duty autos | Electric Light-Duty Auto - 200 mile range | 2050 | FIXED_OM | REPLACEMENT | N/A | USD/car | us | us | 347.0047
light duty autos | Electric Light-Duty Auto - 200 mile range | 2050 | FUEL_SWITCHING | NEW | N/A | USD/car | us | us | 608.1163
light duty autos | Electric Light-Duty Auto - 200 mile range | 2050 | FUEL_SWITCHING | REPLACEMENT | N/A | USD/car | us | us | 0
light duty autos | Electric Light-Duty Auto - 200 mile range | 2050 | INSTALLATION | NEW | N/A | USD/car | us | us | 1579.7939
light duty autos | Electric Light-Duty Auto - 200 mile range | 2050 | INSTALLATION | REPLACEMENT | N/A | USD/car | us | us | 1579.7939
light duty autos | Electric Light-Duty Auto - Long Range | 2020 | CAPITAL | NEW | N/A | USD/car | us | us | 45499.6654
light duty autos | Electric Light-Duty Auto - Long Range | 2020 | CAPITAL | REPLACEMENT | N/A | USD/car | us | us | 45499.6654
light duty autos | Electric Light-Duty Auto - Long Range | 2020 | FIXED_OM | NEW | N/A | USD/car | us | us | 347.0047
light duty autos | Electric Light-Duty Auto - Long Range | 2020 | FIXED_OM | REPLACEMENT | N/A | USD/car | us | us | 347.0047
light duty autos | Electric Light-Duty Auto - Long Range | 2020 | FUEL_SWITCHING | NEW | N/A | USD/car | us | us | 608.1163
light duty autos | Electric Light-Duty Auto - Long Range | 2020 | FUEL_SWITCHING | REPLACEMENT | N/A | USD/car | us | us | 0
light duty autos | Electric Light-Duty Auto - Long Range | 2020 | INSTALLATION | NEW | N/A | USD/car | us | us | 1579.7939
light duty autos | Electric Light-Duty Auto - Long Range | 2020 | INSTALLATION | REPLACEMENT | N/A | USD/car | us | us | 1579.7939
light duty autos | Electric Light-Duty Auto - Long Range | 2021 | CAPITAL | NEW | N/A | USD/car | us | us | 43264.8884
light duty autos | Electric Light-Duty Auto - Long Range | 2021 | CAPITAL | REPLACEMENT | N/A | USD/car | us | us | 43264.8884
light duty autos | Electric Light-Duty Auto - Long Range | 2021 | FIXED_OM | NEW | N/A | USD/car | us | us | 347.0047
light duty autos | Electric Light-Duty Auto - Long Range | 2021 | FIXED_OM | REPLACEMENT | N/A | USD/car | us | us | 347.0047
light duty autos | Electric Light-Duty Auto - Long Range | 2021 | FUEL_SWITCHING | NEW | N/A | USD/car | us | us | 608.1163
light duty autos | Electric Light-Duty Auto - Long Range | 2021 | FUEL_SWITCHING | REPLACEMENT | N/A | USD/car | us | us | 0
light duty autos | Electric Light-Duty Auto - Long Range | 2021 | INSTALLATION | NEW | N/A | USD/car | us | us | 1579.7939
light duty autos | Electric Light-Duty Auto - Long Range | 2021 | INSTALLATION | REPLACEMENT | N/A | USD/car | us | us | 1579.7939
light duty autos | Electric Light-Duty Auto - Long Range | 2022 | CAPITAL | NEW | N/A | USD/car | us | us | 41300.6151
light duty autos | Electric Light-Duty Auto - Long Range | 2022 | CAPITAL | REPLACEMENT | N/A | USD/car | us | us | 41300.6151
light duty autos | Electric Light-Duty Auto - Long Range | 2022 | FIXED_OM | NEW | N/A | USD/car | us | us | 347.0047
light duty autos | Electric Light-Duty Auto - Long Range | 2022 | FIXED_OM | REPLACEMENT | N/A | USD/car | us | us | 347.0047
light duty autos | Electric Light-Duty Auto - Long Range | 2022 | FUEL_SWITCHING | NEW | N/A | USD/car | us | us | 608.1163
light duty autos | Electric Light-Duty Auto - Long Range | 2022 | FUEL_SWITCHING | REPLACEMENT | N/A | USD/car | us | us | 0
light duty autos | Electric Light-Duty Auto - Long Range | 2022 | INSTALLATION | NEW | N/A | USD/car | us | us | 1579.7939
light duty autos | Electric Light-Duty Auto - Long Range | 2022 | INSTALLATION | REPLACEMENT | N/A | USD/car | us | us | 1579.7939
light duty autos | Electric Light-Duty Auto - Long Range | 2023 | CAPITAL | NEW | N/A | USD/car | us | us | 39556.5942
light duty autos | Electric Light-Duty Auto - Long Range | 2023 | CAPITAL | REPLACEMENT | N/A | USD/car | us | us | 39556.5942
light duty autos | Electric Light-Duty Auto - Long Range | 2023 | FIXED_OM | NEW | N/A | USD/car | us | us | 347.0047
light duty autos | Electric Light-Duty Auto - Long Range | 2023 | FIXED_OM | REPLACEMENT | N/A | USD/car | us | us | 347.0047
light duty autos | Electric Light-Duty Auto - Long Range | 2023 | FUEL_SWITCHING | NEW | N/A | USD/car | us | us | 608.1163
light duty autos | Electric Light-Duty Auto - Long Range | 2023 | FUEL_SWITCHING | REPLACEMENT | N/A | USD/car | us | us | 0
light duty autos | Electric Light-Duty Auto - Long Range | 2023 | INSTALLATION | NEW | N/A | USD/car | us | us | 1579.7939
light duty autos | Electric Light-Duty Auto - Long Range | 2023 | INSTALLATION | REPLACEMENT | N/A | USD/car | us | us | 1579.7939
light duty autos | Electric Light-Duty Auto - Long Range | 2024 | CAPITAL | NEW | N/A | USD/car | us | us | 37910.579
light duty autos | Electric Light-Duty Auto - Long Range | 2024 | CAPITAL | REPLACEMENT | N/A | USD/car | us | us | 37910.579
light duty autos | Electric Light-Duty Auto - Long Range | 2024 | FIXED_OM | NEW | N/A | USD/car | us | us | 347.0047
light duty autos | Electric Light-Duty Auto - Long Range | 2024 | FIXED_OM | REPLACEMENT | N/A | USD/car | us | us | 347.0047
light duty autos | Electric Light-Duty Auto - Long Range | 2024 | FUEL_SWITCHING | NEW | N/A | USD/car | us | us | 608.1163
light duty autos | Electric Light-Duty Auto - Long Range | 2024 | FUEL_SWITCHING | REPLACEMENT | N/A | USD/car | us | us | 0
light duty autos | Electric Light-Duty Auto - Long Range | 2024 | INSTALLATION | NEW | N/A | USD/car | us | us | 1579.7939
light duty autos | Electric Light-Duty Auto - Long Range | 2024 | INSTALLATION | REPLACEMENT | N/A | USD/car | us | us | 1579.7939
light duty autos | Electric Light-Duty Auto - Long Range | 2025 | CAPITAL | NEW | N/A | USD/car | us | us | 36409.2832
light duty autos | Electric Light-Duty Auto - Long Range | 2025 | CAPITAL | REPLACEMENT | N/A | USD/car | us | us | 36409.2832
light duty autos | Electric Light-Duty Auto - Long Range | 2025 | FIXED_OM | NEW | N/A | USD/car | us | us | 347.0047
light duty autos | Electric Light-Duty Auto - Long Range | 2025 | FIXED_OM | REPLACEMENT | N/A | USD/car | us | us | 347.0047
light duty autos | Electric Light-Duty Auto - Long Range | 2025 | FUEL_SWITCHING | NEW | N/A | USD/car | us | us | 608.1163
light duty autos | Electric Light-Duty Auto - Long Range | 2025 | FUEL_SWITCHING | REPLACEMENT | N/A | USD/car | us | us | 0
light duty autos | Electric Light-Duty Auto - Long Range | 2025 | INSTALLATION | NEW | N/A | USD/car | us | us | 1579.7939
light duty autos | Electric Light-Duty Auto - Long Range | 2025 | INSTALLATION | REPLACEMENT | N/A | USD/car | us | us | 1579.7939
light duty autos | Electric Light-Duty Auto - Long Range | 2026 | CAPITAL | NEW | N/A | USD/car | us | us | 35252.2555
light duty autos | Electric Light-Duty Auto - Long Range | 2026 | CAPITAL | REPLACEMENT | N/A | USD/car | us | us | 35252.2555
light duty autos | Electric Light-Duty Auto - Long Range | 2026 | FIXED_OM | NEW | N/A | USD/car | us | us | 347.0047
light duty autos | Electric Light-Duty Auto - Long Range | 2026 | FIXED_OM | REPLACEMENT | N/A | USD/car | us | us | 347.0047
light duty autos | Electric Light-Duty Auto - Long Range | 2026 | FUEL_SWITCHING | NEW | N/A | USD/car | us | us | 608.1163
light duty autos | Electric Light-Duty Auto - Long Range | 2026 | FUEL_SWITCHING | REPLACEMENT | N/A | USD/car | us | us | 0
light duty autos | Electric Light-Duty Auto - Long Range | 2026 | INSTALLATION | NEW | N/A | USD/car | us | us | 1579.7939
light duty autos | Electric Light-Duty Auto - Long Range | 2026 | INSTALLATION | REPLACEMENT | N/A | USD/car | us | us | 1579.7939
light duty autos | Electric Light-Duty Auto - Long Range | 2027 | CAPITAL | NEW | N/A | USD/car | us | us | 34184.2859
light duty autos | Electric Light-Duty Auto - Long Range | 2027 | CAPITAL | REPLACEMENT | N/A | USD/car | us | us | 34184.2859
light duty autos | Electric Light-Duty Auto - Long Range | 2027 | FIXED_OM | NEW | N/A | USD/car | us | us | 347.0047
light duty autos | Electric Light-Duty Auto - Long Range | 2027 | FIXED_OM | REPLACEMENT | N/A | USD/car | us | us | 347.0047
light duty autos | Electric Light-Duty Auto - Long Range | 2027 | FUEL_SWITCHING | NEW | N/A | USD/car | us | us | 608.1163
light duty autos | Electric Light-Duty Auto - Long Range | 2027 | FUEL_SWITCHING | REPLACEMENT | N/A | USD/car | us | us | 0
light duty autos | Electric Light-Duty Auto - Long Range | 2027 | INSTALLATION | NEW | N/A | USD/car | us | us | 1579.7939
light duty autos | Electric Light-Duty Auto - Long Range | 2027 | INSTALLATION | REPLACEMENT | N/A | USD/car | us | us | 1579.7939
light duty autos | Electric Light-Duty Auto - Long Range | 2028 | CAPITAL | NEW | N/A | USD/car | us | us | 33246.9904
light duty autos | Electric Light-Duty Auto - Long Range | 2028 | CAPITAL | REPLACEMENT | N/A | USD/car | us | us | 33246.9904
light duty autos | Electric Light-Duty Auto - Long Range | 2028 | FIXED_OM | NEW | N/A | USD/car | us | us | 347.0047
light duty autos | Electric Light-Duty Auto - Long Range | 2028 | FIXED_OM | REPLACEMENT | N/A | USD/car | us | us | 347.0047
light duty autos | Electric Light-Duty Auto - Long Range | 2028 | FUEL_SWITCHING | NEW | N/A | USD/car | us | us | 608.1163
light duty autos | Electric Light-Duty Auto - Long Range | 2028 | FUEL_SWITCHING | REPLACEMENT | N/A | USD/car | us | us | 0
light duty autos | Electric Light-Duty Auto - Long Range | 2028 | INSTALLATION | NEW | N/A | USD/car | us | us | 1579.7939
light duty autos | Electric Light-Duty Auto - Long Range | 2028 | INSTALLATION | REPLACEMENT | N/A | USD/car | us | us | 1579.7939
light duty autos | Electric Light-Duty Auto - Long Range | 2029 | CAPITAL | NEW | N/A | USD/car | us | us | 32375.2401
light duty autos | Electric Light-Duty Auto - Long Range | 2029 | CAPITAL | REPLACEMENT | N/A | USD/car | us | us | 32375.2401
light duty autos | Electric Light-Duty Auto - Long Range | 2029 | FIXED_OM | NEW | N/A | USD/car | us | us | 347.0047
light duty autos | Electric Light-Duty Auto - Long Range | 2029 | FIXED_OM | REPLACEMENT | N/A | USD/car | us | us | 347.0047
light duty autos | Electric Light-Duty Auto - Long Range | 2029 | FUEL_SWITCHING | NEW | N/A | USD/car | us | us | 608.1163
light duty autos | Electric Light-Duty Auto - Long Range | 2029 | FUEL_SWITCHING | REPLACEMENT | N/A | USD/car | us | us | 0
light duty autos | Electric Light-Duty Auto - Long Range | 2029 | INSTALLATION | NEW | N/A | USD/car | us | us | 1579.7939
light duty autos | Electric Light-Duty Auto - Long Range | 2029 | INSTALLATION | REPLACEMENT | N/A | USD/car | us | us | 1579.7939
light duty autos | Electric Light-Duty Auto - Long Range | 2030 | CAPITAL | NEW | N/A | USD/car | us | us | 31656.4285
light duty autos | Electric Light-Duty Auto - Long Range | 2030 | CAPITAL | REPLACEMENT | N/A | USD/car | us | us | 31656.4285
light duty autos | Electric Light-Duty Auto - Long Range | 2030 | FIXED_OM | NEW | N/A | USD/car | us | us | 347.0047
light duty autos | Electric Light-Duty Auto - Long Range | 2030 | FIXED_OM | REPLACEMENT | N/A | USD/car | us | us | 347.0047
light duty autos | Electric Light-Duty Auto - Long Range | 2030 | FUEL_SWITCHING | NEW | N/A | USD/car | us | us | 608.1163
light duty autos | Electric Light-Duty Auto - Long Range | 2030 | FUEL_SWITCHING | REPLACEMENT | N/A | USD/car | us | us | 0
light duty autos | Electric Light-Duty Auto - Long Range | 2030 | INSTALLATION | NEW | N/A | USD/car | us | us | 1579.7939
light duty autos | Electric Light-Duty Auto - Long Range | 2030 | INSTALLATION | REPLACEMENT | N/A | USD/car | us | us | 1579.7939
light duty autos | Electric Light-Duty Auto - Long Range | 2031 | CAPITAL | NEW | N/A | USD/car | us | us | 31680.7738
light duty autos | Electric Light-Duty Auto - Long Range | 2031 | CAPITAL | REPLACEMENT | N/A | USD/car | us | us | 31680.7738
light duty autos | Electric Light-Duty Auto - Long Range | 2031 | FIXED_OM | NEW | N/A | USD/car | us | us | 347.0047
light duty autos | Electric Light-Duty Auto - Long Range | 2031 | FIXED_OM | REPLACEMENT | N/A | USD/car | us | us | 347.0047
light duty autos | Electric Light-Duty Auto - Long Range | 2031 | FUEL_SWITCHING | NEW | N/A | USD/car | us | us | 608.1163
light duty autos | Electric Light-Duty Auto - Long Range | 2031 | FUEL_SWITCHING | REPLACEMENT | N/A | USD/car | us | us | 0
light duty autos | Electric Light-Duty Auto - Long Range | 2031 | INSTALLATION | NEW | N/A | USD/car | us | us | 1579.7939
light duty autos | Electric Light-Duty Auto - Long Range | 2031 | INSTALLATION | REPLACEMENT | N/A | USD/car | us | us | 1579.7939
light duty autos | Electric Light-Duty Auto - Long Range | 2032 | CAPITAL | NEW | N/A | USD/car | us | us | 31711.4656
light duty autos | Electric Light-Duty Auto - Long Range | 2032 | CAPITAL | REPLACEMENT | N/A | USD/car | us | us | 31711.4656
light duty autos | Electric Light-Duty Auto - Long Range | 2032 | FIXED_OM | NEW | N/A | USD/car | us | us | 347.0047
light duty autos | Electric Light-Duty Auto - Long Range | 2032 | FIXED_OM | REPLACEMENT | N/A | USD/car | us | us | 347.0047
light duty autos | Electric Light-Duty Auto - Long Range | 2032 | FUEL_SWITCHING | NEW | N/A | USD/car | us | us | 608.1163
light duty autos | Electric Light-Duty Auto - Long Range | 2032 | FUEL_SWITCHING | REPLACEMENT | N/A | USD/car | us | us | 0
light duty autos | Electric Light-Duty Auto - Long Range | 2032 | INSTALLATION | NEW | N/A | USD/car | us | us | 1579.7939
light duty autos | Electric Light-Duty Auto - Long Range | 2032 | INSTALLATION | REPLACEMENT | N/A | USD/car | us | us | 1579.7939
light duty autos | Electric Light-Duty Auto - Long Range | 2033 | CAPITAL | NEW | N/A | USD/car | us | us | 31743.926
light duty autos | Electric Light-Duty Auto - Long Range | 2033 | CAPITAL | REPLACEMENT | N/A | USD/car | us | us | 31743.926
light duty autos | Electric Light-Duty Auto - Long Range | 2033 | FIXED_OM | NEW | N/A | USD/car | us | us | 347.0047
light duty autos | Electric Light-Duty Auto - Long Range | 2033 | FIXED_OM | REPLACEMENT | N/A | USD/car | us | us | 347.0047
light duty autos | Electric Light-Duty Auto - Long Range | 2033 | FUEL_SWITCHING | NEW | N/A | USD/car | us | us | 608.1163
light duty autos | Electric Light-Duty Auto - Long Range | 2033 | FUEL_SWITCHING | REPLACEMENT | N/A | USD/car | us | us | 0
light duty autos | Electric Light-Duty Auto - Long Range | 2033 | INSTALLATION | NEW | N/A | USD/car | us | us | 1579.7939
light duty autos | Electric Light-Duty Auto - Long Range | 2033 | INSTALLATION | REPLACEMENT | N/A | USD/car | us | us | 1579.7939
light duty autos | Electric Light-Duty Auto - Long Range | 2034 | CAPITAL | NEW | N/A | USD/car | us | us | 31724.0544
light duty autos | Electric Light-Duty Auto - Long Range | 2034 | CAPITAL | REPLACEMENT | N/A | USD/car | us | us | 31724.0544
light duty autos | Electric Light-Duty Auto - Long Range | 2034 | FIXED_OM | NEW | N/A | USD/car | us | us | 347.0047
light duty autos | Electric Light-Duty Auto - Long Range | 2034 | FIXED_OM | REPLACEMENT | N/A | USD/car | us | us | 347.0047
light duty autos | Electric Light-Duty Auto - Long Range | 2034 | FUEL_SWITCHING | NEW | N/A | USD/car | us | us | 608.1163
light duty autos | Electric Light-Duty Auto - Long Range | 2034 | FUEL_SWITCHING | REPLACEMENT | N/A | USD/car | us | us | 0
light duty autos | Electric Light-Duty Auto - Long Range | 2034 | INSTALLATION | NEW | N/A | USD/car | us | us | 1579.7939
light duty autos | Electric Light-Duty Auto - Long Range | 2034 | INSTALLATION | REPLACEMENT | N/A | USD/car | us | us | 1579.7939
light duty autos | Electric Light-Duty Auto - Long Range | 2035 | CAPITAL | NEW | N/A | USD/car | us | us | 31696.9
light duty autos | Electric Light-Duty Auto - Long Range | 2035 | CAPITAL | REPLACEMENT | N/A | USD/car | us | us | 31696.9
light duty autos | Electric Light-Duty Auto - Long Range | 2035 | FIXED_OM | NEW | N/A | USD/car | us | us | 347.0047
light duty autos | Electric Light-Duty Auto - Long Range | 2035 | FIXED_OM | REPLACEMENT | N/A | USD/car | us | us | 347.0047
light duty autos | Electric Light-Duty Auto - Long Range | 2035 | FUEL_SWITCHING | NEW | N/A | USD/car | us | us | 608.1163
light duty autos | Electric Light-Duty Auto - Long Range | 2035 | FUEL_SWITCHING | REPLACEMENT | N/A | USD/car | us | us | 0
light duty autos | Electric Light-Duty Auto - Long Range | 2035 | INSTALLATION | NEW | N/A | USD/car | us | us | 1579.7939
light duty autos | Electric Light-Duty Auto - Long Range | 2035 | INSTALLATION | REPLACEMENT | N/A | USD/car | us | us | 1579.7939
light duty autos | Electric Light-Duty Auto - Long Range | 2036 | CAPITAL | NEW | N/A | USD/car | us | us | 31666.9365
light duty autos | Electric Light-Duty Auto - Long Range | 2036 | CAPITAL | REPLACEMENT | N/A | USD/car | us | us | 31666.9365
light duty autos | Electric Light-Duty Auto - Long Range | 2036 | FIXED_OM | NEW | N/A | USD/car | us | us | 347.0047
light duty autos | Electric Light-Duty Auto - Long Range | 2036 | FIXED_OM | REPLACEMENT | N/A | USD/car | us | us | 347.0047
light duty autos | Electric Light-Duty Auto - Long Range | 2036 | FUEL_SWITCHING | NEW | N/A | USD/car | us | us | 608.1163
light duty autos | Electric Light-Duty Auto - Long Range | 2036 | FUEL_SWITCHING | REPLACEMENT | N/A | USD/car | us | us | 0
light duty autos | Electric Light-Duty Auto - Long Range | 2036 | INSTALLATION | NEW | N/A | USD/car | us | us | 1579.7939
light duty autos | Electric Light-Duty Auto - Long Range | 2036 | INSTALLATION | REPLACEMENT | N/A | USD/car | us | us | 1579.7939
light duty autos | Electric Light-Duty Auto - Long Range | 2037 | CAPITAL | NEW | N/A | USD/car | us | us | 31645.7123
light duty autos | Electric Light-Duty Auto - Long Range | 2037 | CAPITAL | REPLACEMENT | N/A | USD/car | us | us | 31645.7123
light duty autos | Electric Light-Duty Auto - Long Range | 2037 | FIXED_OM | NEW | N/A | USD/car | us | us | 347.0047
light duty autos | Electric Light-Duty Auto - Long Range | 2037 | FIXED_OM | REPLACEMENT | N/A | USD/car | us | us | 347.0047
light duty autos | Electric Light-Duty Auto - Long Range | 2037 | FUEL_SWITCHING | NEW | N/A | USD/car | us | us | 608.1163
light duty autos | Electric Light-Duty Auto - Long Range | 2037 | FUEL_SWITCHING | REPLACEMENT | N/A | USD/car | us | us | 0
light duty autos | Electric Light-Duty Auto - Long Range | 2037 | INSTALLATION | NEW | N/A | USD/car | us | us | 1579.7939
light duty autos | Electric Light-Duty Auto - Long Range | 2037 | INSTALLATION | REPLACEMENT | N/A | USD/car | us | us | 1579.7939
light duty autos | Electric Light-Duty Auto - Long Range | 2038 | CAPITAL | NEW | N/A | USD/car | us | us | 31615.3327
light duty autos | Electric Light-Duty Auto - Long Range | 2038 | CAPITAL | REPLACEMENT | N/A | USD/car | us | us | 31615.3327
light duty autos | Electric Light-Duty Auto - Long Range | 2038 | FIXED_OM | NEW | N/A | USD/car | us | us | 347.0047
light duty autos | Electric Light-Duty Auto - Long Range | 2038 | FIXED_OM | REPLACEMENT | N/A | USD/car | us | us | 347.0047
light duty autos | Electric Light-Duty Auto - Long Range | 2038 | FUEL_SWITCHING | NEW | N/A | USD/car | us | us | 608.1163
light duty autos | Electric Light-Duty Auto - Long Range | 2038 | FUEL_SWITCHING | REPLACEMENT | N/A | USD/car | us | us | 0
light duty autos | Electric Light-Duty Auto - Long Range | 2038 | INSTALLATION | NEW | N/A | USD/car | us | us | 1579.7939
light duty autos | Electric Light-Duty Auto - Long Range | 2038 | INSTALLATION | REPLACEMENT | N/A | USD/car | us | us | 1579.7939
light duty autos | Electric Light-Duty Auto - Long Range | 2039 | CAPITAL | NEW | N/A | USD/car | us | us | 31588.1783
light duty autos | Electric Light-Duty Auto - Long Range | 2039 | CAPITAL | REPLACEMENT | N/A | USD/car | us | us | 31588.1783
light duty autos | Electric Light-Duty Auto - Long Range | 2039 | FIXED_OM | NEW | N/A | USD/car | us | us | 347.0047
light duty autos | Electric Light-Duty Auto - Long Range | 2039 | FIXED_OM | REPLACEMENT | N/A | USD/car | us | us | 347.0047
light duty autos | Electric Light-Duty Auto - Long Range | 2039 | FUEL_SWITCHING | NEW | N/A | USD/car | us | us | 608.1163
light duty autos | Electric Light-Duty Auto - Long Range | 2039 | FUEL_SWITCHING | REPLACEMENT | N/A | USD/car | us | us | 0
light duty autos | Electric Light-Duty Auto - Long Range | 2039 | INSTALLATION | NEW | N/A | USD/car | us | us | 1579.7939
light duty autos | Electric Light-Duty Auto - Long Range | 2039 | INSTALLATION | REPLACEMENT | N/A | USD/car | us | us | 1579.7939
light duty autos | Electric Light-Duty Auto - Long Range | 2040 | CAPITAL | NEW | N/A | USD/car | us | us | 31572.4683
light duty autos | Electric Light-Duty Auto - Long Range | 2040 | CAPITAL | REPLACEMENT | N/A | USD/car | us | us | 31572.4683
light duty autos | Electric Light-Duty Auto - Long Range | 2040 | FIXED_OM | NEW | N/A | USD/car | us | us | 347.0047
light duty autos | Electric Light-Duty Auto - Long Range | 2040 | FIXED_OM | REPLACEMENT | N/A | USD/car | us | us | 347.0047
light duty autos | Electric Light-Duty Auto - Long Range | 2040 | FUEL_SWITCHING | NEW | N/A | USD/car | us | us | 608.1163
light duty autos | Electric Light-Duty Auto - Long Range | 2040 | FUEL_SWITCHING | REPLACEMENT | N/A | USD/car | us | us | 0
light duty autos | Electric Light-Duty Auto - Long Range | 2040 | INSTALLATION | NEW | N/A | USD/car | us | us | 1579.7939
light duty autos | Electric Light-Duty Auto - Long Range | 2040 | INSTALLATION | REPLACEMENT | N/A | USD/car | us | us | 1579.7939
light duty autos | Electric Light-Duty Auto - Long Range | 2041 | CAPITAL | NEW | N/A | USD/car | us | us | 31596.0853
light duty autos | Electric Light-Duty Auto - Long Range | 2041 | CAPITAL | REPLACEMENT | N/A | USD/car | us | us | 31596.0853
light duty autos | Electric Light-Duty Auto - Long Range | 2041 | FIXED_OM | NEW | N/A | USD/car | us | us | 347.0047
light duty autos | Electric Light-Duty Auto - Long Range | 2041 | FIXED_OM | REPLACEMENT | N/A | USD/car | us | us | 347.0047
light duty autos | Electric Light-Duty Auto - Long Range | 2041 | FUEL_SWITCHING | NEW | N/A | USD/car | us | us | 608.1163
light duty autos | Electric Light-Duty Auto - Long Range | 2041 | FUEL_SWITCHING | REPLACEMENT | N/A | USD/car | us | us | 0
light duty autos | Electric Light-Duty Auto - Long Range | 2041 | INSTALLATION | NEW | N/A | USD/car | us | us | 1579.7939
light duty autos | Electric Light-Duty Auto - Long Range | 2041 | INSTALLATION | REPLACEMENT | N/A | USD/car | us | us | 1579.7939
light duty autos | Electric Light-Duty Auto - Long Range | 2042 | CAPITAL | NEW | N/A | USD/car | us | us | 31614.0842
light duty autos | Electric Light-Duty Auto - Long Range | 2042 | CAPITAL | REPLACEMENT | N/A | USD/car | us | us | 31614.0842
light duty autos | Electric Light-Duty Auto - Long Range | 2042 | FIXED_OM | NEW | N/A | USD/car | us | us | 347.0047
light duty autos | Electric Light-Duty Auto - Long Range | 2042 | FIXED_OM | REPLACEMENT | N/A | USD/car | us | us | 347.0047
light duty autos | Electric Light-Duty Auto - Long Range | 2042 | FUEL_SWITCHING | NEW | N/A | USD/car | us | us | 608.1163
light duty autos | Electric Light-Duty Auto - Long Range | 2042 | FUEL_SWITCHING | REPLACEMENT | N/A | USD/car | us | us | 0
light duty autos | Electric Light-Duty Auto - Long Range | 2042 | INSTALLATION | NEW | N/A | USD/car | us | us | 1579.7939
light duty autos | Electric Light-Duty Auto - Long Range | 2042 | INSTALLATION | REPLACEMENT | N/A | USD/car | us | us | 1579.7939
light duty autos | Electric Light-Duty Auto - Long Range | 2043 | CAPITAL | NEW | N/A | USD/car | us | us | 31639.7821
light duty autos | Electric Light-Duty Auto - Long Range | 2043 | CAPITAL | REPLACEMENT | N/A | USD/car | us | us | 31639.7821
light duty autos | Electric Light-Duty Auto - Long Range | 2043 | FIXED_OM | NEW | N/A | USD/car | us | us | 347.0047
light duty autos | Electric Light-Duty Auto - Long Range | 2043 | FIXED_OM | REPLACEMENT | N/A | USD/car | us | us | 347.0047
light duty autos | Electric Light-Duty Auto - Long Range | 2043 | FUEL_SWITCHING | NEW | N/A | USD/car | us | us | 608.1163
light duty autos | Electric Light-Duty Auto - Long Range | 2043 | FUEL_SWITCHING | REPLACEMENT | N/A | USD/car | us | us | 0
light duty autos | Electric Light-Duty Auto - Long Range | 2043 | INSTALLATION | NEW | N/A | USD/car | us | us | 1579.7939
light duty autos | Electric Light-Duty Auto - Long Range | 2043 | INSTALLATION | REPLACEMENT | N/A | USD/car | us | us | 1579.7939
light duty autos | Electric Light-Duty Auto - Long Range | 2044 | CAPITAL | NEW | N/A | USD/car | us | us | 31662.983
light duty autos | Electric Light-Duty Auto - Long Range | 2044 | CAPITAL | REPLACEMENT | N/A | USD/car | us | us | 31662.983
light duty autos | Electric Light-Duty Auto - Long Range | 2044 | FIXED_OM | NEW | N/A | USD/car | us | us | 347.0047
light duty autos | Electric Light-Duty Auto - Long Range | 2044 | FIXED_OM | REPLACEMENT | N/A | USD/car | us | us | 347.0047
light duty autos | Electric Light-Duty Auto - Long Range | 2044 | FUEL_SWITCHING | NEW | N/A | USD/car | us | us | 608.1163
light duty autos | Electric Light-Duty Auto - Long Range | 2044 | FUEL_SWITCHING | REPLACEMENT | N/A | USD/car | us | us | 0
light duty autos | Electric Light-Duty Auto - Long Range | 2044 | INSTALLATION | NEW | N/A | USD/car | us | us | 1579.7939
light duty autos | Electric Light-Duty Auto - Long Range | 2044 | INSTALLATION | REPLACEMENT | N/A | USD/car | us | us | 1579.7939
light duty autos | Electric Light-Duty Auto - Long Range | 2045 | CAPITAL | NEW | N/A | USD/car | us | us | 31683.6869
light duty autos | Electric Light-Duty Auto - Long Range | 2045 | CAPITAL | REPLACEMENT | N/A | USD/car | us | us | 31683.6869
light duty autos | Electric Light-Duty Auto - Long Range | 2045 | FIXED_OM | NEW | N/A | USD/car | us | us | 347.0047
light duty autos | Electric Light-Duty Auto - Long Range | 2045 | FIXED_OM | REPLACEMENT | N/A | USD/car | us | us | 347.0047
light duty autos | Electric Light-Duty Auto - Long Range | 2045 | FUEL_SWITCHING | NEW | N/A | USD/car | us | us | 608.1163
light duty autos | Electric Light-Duty Auto - Long Range | 2045 | FUEL_SWITCHING | REPLACEMENT | N/A | USD/car | us | us | 0
light duty autos | Electric Light-Duty Auto - Long Range | 2045 | INSTALLATION | NEW | N/A | USD/car | us | us | 1579.7939
light duty autos | Electric Light-Duty Auto - Long Range | 2045 | INSTALLATION | REPLACEMENT | N/A | USD/car | us | us | 1579.7939
light duty autos | Electric Light-Duty Auto - Long Range | 2046 | CAPITAL | NEW | N/A | USD/car | us | us | 31704.911
light duty autos | Electric Light-Duty Auto - Long Range | 2046 | CAPITAL | REPLACEMENT | N/A | USD/car | us | us | 31704.911
light duty autos | Electric Light-Duty Auto - Long Range | 2046 | FIXED_OM | NEW | N/A | USD/car | us | us | 347.0047
light duty autos | Electric Light-Duty Auto - Long Range | 2046 | FIXED_OM | REPLACEMENT | N/A | USD/car | us | us | 347.0047
light duty autos | Electric Light-Duty Auto - Long Range | 2046 | FUEL_SWITCHING | NEW | N/A | USD/car | us | us | 608.1163
light duty autos | Electric Light-Duty Auto - Long Range | 2046 | FUEL_SWITCHING | REPLACEMENT | N/A | USD/car | us | us | 0
light duty autos | Electric Light-Duty Auto - Long Range | 2046 | INSTALLATION | NEW | N/A | USD/car | us | us | 1579.7939
light duty autos | Electric Light-Duty Auto - Long Range | 2046 | INSTALLATION | REPLACEMENT | N/A | USD/car | us | us | 1579.7939
light duty autos | Electric Light-Duty Auto - Long Range | 2047 | CAPITAL | NEW | N/A | USD/car | us | us | 31727.6958
light duty autos | Electric Light-Duty Auto - Long Range | 2047 | CAPITAL | REPLACEMENT | N/A | USD/car | us | us | 31727.6958
light duty autos | Electric Light-Duty Auto - Long Range | 2047 | FIXED_OM | NEW | N/A | USD/car | us | us | 347.0047
light duty autos | Electric Light-Duty Auto - Long Range | 2047 | FIXED_OM | REPLACEMENT | N/A | USD/car | us | us | 347.0047
light duty autos | Electric Light-Duty Auto - Long Range | 2047 | FUEL_SWITCHING | NEW | N/A | USD/car | us | us | 608.1163
light duty autos | Electric Light-Duty Auto - Long Range | 2047 | FUEL_SWITCHING | REPLACEMENT | N/A | USD/car | us | us | 0
light duty autos | Electric Light-Duty Auto - Long Range | 2047 | INSTALLATION | NEW | N/A | USD/car | us | us | 1579.7939
light duty autos | Electric Light-Duty Auto - Long Range | 2047 | INSTALLATION | REPLACEMENT | N/A | USD/car | us | us | 1579.7939
light duty autos | Electric Light-Duty Auto - Long Range | 2048 | CAPITAL | NEW | N/A | USD/car | us | us | 31747.0472
light duty autos | Electric Light-Duty Auto - Long Range | 2048 | CAPITAL | REPLACEMENT | N/A | USD/car | us | us | 31747.0472
light duty autos | Electric Light-Duty Auto - Long Range | 2048 | FIXED_OM | NEW | N/A | USD/car | us | us | 347.0047
light duty autos | Electric Light-Duty Auto - Long Range | 2048 | FIXED_OM | REPLACEMENT | N/A | USD/car | us | us | 347.0047
light duty autos | Electric Light-Duty Auto - Long Range | 2048 | FUEL_SWITCHING | NEW | N/A | USD/car | us | us | 608.1163
light duty autos | Electric Light-Duty Auto - Long Range | 2048 | FUEL_SWITCHING | REPLACEMENT | N/A | USD/car | us | us | 0
light duty autos | Electric Light-Duty Auto - Long Range | 2048 | INSTALLATION | NEW | N/A | USD/car | us | us | 1579.7939
light duty autos | Electric Light-Duty Auto - Long Range | 2048 | INSTALLATION | REPLACEMENT | N/A | USD/car | us | us | 1579.7939
light duty autos | Electric Light-Duty Auto - Long Range | 2049 | CAPITAL | NEW | N/A | USD/car | us | us | 31771.7047
light duty autos | Electric Light-Duty Auto - Long Range | 2049 | CAPITAL | REPLACEMENT | N/A | USD/car | us | us | 31771.7047
light duty autos | Electric Light-Duty Auto - Long Range | 2049 | FIXED_OM | NEW | N/A | USD/car | us | us | 347.0047
light duty autos | Electric Light-Duty Auto - Long Range | 2049 | FIXED_OM | REPLACEMENT | N/A | USD/car | us | us | 347.0047
light duty autos | Electric Light-Duty Auto - Long Range | 2049 | FUEL_SWITCHING | NEW | N/A | USD/car | us | us | 608.1163
light duty autos | Electric Light-Duty Auto - Long Range | 2049 | FUEL_SWITCHING | REPLACEMENT | N/A | USD/car | us | us | 0
light duty autos | Electric Light-Duty Auto - Long Range | 2049 | INSTALLATION | NEW | N/A | USD/car | us | us | 1579.7939
light duty autos | Electric Light-Duty Auto - Long Range | 2049 | INSTALLATION | REPLACEMENT | N/A | USD/car | us | us | 1579.7939
light duty autos | Electric Light-Duty Auto - Long Range | 2050 | CAPITAL | NEW | N/A | USD/car | us | us | 31788.5591
light duty autos | Electric Light-Duty Auto - Long Range | 2050 | CAPITAL | REPLACEMENT | N/A | USD/car | us | us | 31788.5591
light duty autos | Electric Light-Duty Auto - Long Range | 2050 | FIXED_OM | NEW | N/A | USD/car | us | us | 347.0047
light duty autos | Electric Light-Duty Auto - Long Range | 2050 | FIXED_OM | REPLACEMENT | N/A | USD/car | us | us | 347.0047
light duty autos | Electric Light-Duty Auto - Long Range | 2050 | FUEL_SWITCHING | NEW | N/A | USD/car | us | us | 608.1163
light duty autos | Electric Light-Duty Auto - Long Range | 2050 | FUEL_SWITCHING | REPLACEMENT | N/A | USD/car | us | us | 0
light duty autos | Electric Light-Duty Auto - Long Range | 2050 | INSTALLATION | NEW | N/A | USD/car | us | us | 1579.7939
light duty autos | Electric Light-Duty Auto - Long Range | 2050 | INSTALLATION | REPLACEMENT | N/A | USD/car | us | us | 1579.7939
light duty autos | Gasoline-Electric Hybrid Light-Duty Auto | 2020 | CAPITAL | NEW | N/A | USD/car | us | us | 30076.8
light duty autos | Gasoline-Electric Hybrid Light-Duty Auto | 2020 | CAPITAL | REPLACEMENT | N/A | USD/car | us | us | 30076.8
light duty autos | Gasoline-Electric Hybrid Light-Duty Auto | 2020 | FIXED_OM | NEW | N/A | USD/car | us | us | 433.7559
light duty autos | Gasoline-Electric Hybrid Light-Duty Auto | 2020 | FIXED_OM | REPLACEMENT | N/A | USD/car | us | us | 433.7559
light duty autos | Gasoline-Electric Hybrid Light-Duty Auto | 2021 | CAPITAL | NEW | N/A | USD/car | us | us | 30083.8
light duty autos | Gasoline-Electric Hybrid Light-Duty Auto | 2021 | CAPITAL | REPLACEMENT | N/A | USD/car | us | us | 30083.8
light duty autos | Gasoline-Electric Hybrid Light-Duty Auto | 2021 | FIXED_OM | NEW | N/A | USD/car | us | us | 433.7559
light duty autos | Gasoline-Electric Hybrid Light-Duty Auto | 2021 | FIXED_OM | REPLACEMENT | N/A | USD/car | us | us | 433.7559
light duty autos | Gasoline-Electric Hybrid Light-Duty Auto | 2022 | CAPITAL | NEW | N/A | USD/car | us | us | 30090.8
light duty autos | Gasoline-Electric Hybrid Light-Duty Auto | 2022 | CAPITAL | REPLACEMENT | N/A | USD/car | us | us | 30090.8
light duty autos | Gasoline-Electric Hybrid Light-Duty Auto | 2022 | FIXED_OM | NEW | N/A | USD/car | us | us | 433.7559
light duty autos | Gasoline-Electric Hybrid Light-Duty Auto | 2022 | FIXED_OM | REPLACEMENT | N/A | USD/car | us | us | 433.7559
light duty autos | Gasoline-Electric Hybrid Light-Duty Auto | 2023 | CAPITAL | NEW | N/A | USD/car | us | us | 30097.8
light duty autos | Gasoline-Electric Hybrid Light-Duty Auto | 2023 | CAPITAL | REPLACEMENT | N/A | USD/car | us | us | 30097.8
light duty autos | Gasoline-Electric Hybrid Light-Duty Auto | 2023 | FIXED_OM | NEW | N/A | USD/car | us | us | 433.7559
light duty autos | Gasoline-Electric Hybrid Light-Duty Auto | 2023 | FIXED_OM | REPLACEMENT | N/A | USD/car | us | us | 433.7559
light duty autos | Gasoline-Electric Hybrid Light-Duty Auto | 2024 | CAPITAL | NEW | N/A | USD/car | us | us | 30104.8
light duty autos | Gasoline-Electric Hybrid Light-Duty Auto | 2024 | CAPITAL | REPLACEMENT | N/A | USD/car | us | us | 30104.8
light duty autos | Gasoline-Electric Hybrid Light-Duty Auto | 2024 | FIXED_OM | NEW | N/A | USD/car | us | us | 433.7559
light duty autos | Gasoline-Electric Hybrid Light-Duty Auto | 2024 | FIXED_OM | REPLACEMENT | N/A | USD/car | us | us | 433.7559
light duty autos | Gasoline-Electric Hybrid Light-Duty Auto | 2025 | CAPITAL | NEW | N/A | USD/car | us | us | 30111.8
light duty autos | Gasoline-Electric Hybrid Light-Duty Auto | 2025 | CAPITAL | REPLACEMENT | N/A | USD/car | us | us | 30111.8
light duty autos | Gasoline-Electric Hybrid Light-Duty Auto | 2025 | FIXED_OM | NEW | N/A | USD/car | us | us | 433.7559
light duty autos | Gasoline-Electric Hybrid Light-Duty Auto | 2025 | FIXED_OM | REPLACEMENT | N/A | USD/car | us | us | 433.7559
light duty autos | Gasoline-Electric Hybrid Light-Duty Auto | 2026 | CAPITAL | NEW | N/A | USD/car | us | us | 30177.64
light duty autos | Gasoline-Electric Hybrid Light-Duty Auto | 2026 | CAPITAL | REPLACEMENT | N/A | USD/car | us | us | 30177.64
light duty autos | Gasoline-Electric Hybrid Light-Duty Auto | 2026 | FIXED_OM | NEW | N/A | USD/car | us | us | 433.7559
light duty autos | Gasoline-Electric Hybrid Light-Duty Auto | 2026 | FIXED_OM | REPLACEMENT | N/A | USD/car | us | us | 433.7559
light duty autos | Gasoline-Electric Hybrid Light-Duty Auto | 2027 | CAPITAL | NEW | N/A | USD/car | us | us | 30243.48
light duty autos | Gasoline-Electric Hybrid Light-Duty Auto | 2027 | CAPITAL | REPLACEMENT | N/A | USD/car | us | us | 30243.48
light duty autos | Gasoline-Electric Hybrid Light-Duty Auto | 2027 | FIXED_OM | NEW | N/A | USD/car | us | us | 433.7559
light duty autos | Gasoline-Electric Hybrid Light-Duty Auto | 2027 | FIXED_OM | REPLACEMENT | N/A | USD/car | us | us | 433.7559
light duty autos | Gasoline-Electric Hybrid Light-Duty Auto | 2028 | CAPITAL | NEW | N/A | USD/car | us | us | 30309.32
light duty autos | Gasoline-Electric Hybrid Light-Duty Auto | 2028 | CAPITAL | REPLACEMENT | N/A | USD/car | us | us | 30309.32
light duty autos | Gasoline-Electric Hybrid Light-Duty Auto | 2028 | FIXED_OM | NEW | N/A | USD/car | us | us | 433.7559
light duty autos | Gasoline-Electric Hybrid Light-Duty Auto | 2028 | FIXED_OM | REPLACEMENT | N/A | USD/car | us | us | 433.7559
light duty autos | Gasoline-Electric Hybrid Light-Duty Auto | 2029 | CAPITAL | NEW | N/A | USD/car | us | us | 30375.16
light duty autos | Gasoline-Electric Hybrid Light-Duty Auto | 2029 | CAPITAL | REPLACEMENT | N/A | USD/car | us | us | 30375.16
light duty autos | Gasoline-Electric Hybrid Light-Duty Auto | 2029 | FIXED_OM | NEW | N/A | USD/car | us | us | 433.7559
light duty autos | Gasoline-Electric Hybrid Light-Duty Auto | 2029 | FIXED_OM | REPLACEMENT | N/A | USD/car | us | us | 433.7559
light duty autos | Gasoline-Electric Hybrid Light-Duty Auto | 2030 | CAPITAL | NEW | N/A | USD/car | us | us | 30441
light duty autos | Gasoline-Electric Hybrid Light-Duty Auto | 2030 | CAPITAL | REPLACEMENT | N/A | USD/car | us | us | 30441
light duty autos | Gasoline-Electric Hybrid Light-Duty Auto | 2030 | FIXED_OM | NEW | N/A | USD/car | us | us | 433.7559
light duty autos | Gasoline-Electric Hybrid Light-Duty Auto | 2030 | FIXED_OM | REPLACEMENT | N/A | USD/car | us | us | 433.7559
light duty autos | Gasoline-Electric Hybrid Light-Duty Auto | 2031 | CAPITAL | NEW | N/A | USD/car | us | us | 30485.73
light duty autos | Gasoline-Electric Hybrid Light-Duty Auto | 2031 | CAPITAL | REPLACEMENT | N/A | USD/car | us | us | 30485.73
light duty autos | Gasoline-Electric Hybrid Light-Duty Auto | 2031 | FIXED_OM | NEW | N/A | USD/car | us | us | 433.7559
light duty autos | Gasoline-Electric Hybrid Light-Duty Auto | 2031 | FIXED_OM | REPLACEMENT | N/A | USD/car | us | us | 433.7559
light duty autos | Gasoline-Electric Hybrid Light-Duty Auto | 2032 | CAPITAL | NEW | N/A | USD/car | us | us | 30530.46
light duty autos | Gasoline-Electric Hybrid Light-Duty Auto | 2032 | CAPITAL | REPLACEMENT | N/A | USD/car | us | us | 30530.46
light duty autos | Gasoline-Electric Hybrid Light-Duty Auto | 2032 | FIXED_OM | NEW | N/A | USD/car | us | us | 433.7559
light duty autos | Gasoline-Electric Hybrid Light-Duty Auto | 2032 | FIXED_OM | REPLACEMENT | N/A | USD/car | us | us | 433.7559
light duty autos | Gasoline-Electric Hybrid Light-Duty Auto | 2033 | CAPITAL | NEW | N/A | USD/car | us | us | 30575.19
light duty autos | Gasoline-Electric Hybrid Light-Duty Auto | 2033 | CAPITAL | REPLACEMENT | N/A | USD/car | us | us | 30575.19
light duty autos | Gasoline-Electric Hybrid Light-Duty Auto | 2033 | FIXED_OM | NEW | N/A | USD/car | us | us | 433.7559
light duty autos | Gasoline-Electric Hybrid Light-Duty Auto | 2033 | FIXED_OM | REPLACEMENT | N/A | USD/car | us | us | 433.7559
light duty autos | Gasoline-Electric Hybrid Light-Duty Auto | 2034 | CAPITAL | NEW | N/A | USD/car | us | us | 30619.92
light duty autos | Gasoline-Electric Hybrid Light-Duty Auto | 2034 | CAPITAL | REPLACEMENT | N/A | USD/car | us | us | 30619.92
light duty autos | Gasoline-Electric Hybrid Light-Duty Auto | 2034 | FIXED_OM | NEW | N/A | USD/car | us | us | 433.7559
light duty autos | Gasoline-Electric Hybrid Light-Duty Auto | 2034 | FIXED_OM | REPLACEMENT | N/A | USD/car | us | us | 433.7559
light duty autos | Gasoline-Electric Hybrid Light-Duty Auto | 2035 | CAPITAL | NEW | N/A | USD/car | us | us | 30664.65
light duty autos | Gasoline-Electric Hybrid Light-Duty Auto | 2035 | CAPITAL | REPLACEMENT | N/A | USD/car | us | us | 30664.65
light duty autos | Gasoline-Electric Hybrid Light-Duty Auto | 2035 | FIXED_OM | NEW | N/A | USD/car | us | us | 433.7559
light duty autos | Gasoline-Electric Hybrid Light-Duty Auto | 2035 | FIXED_OM | REPLACEMENT | N/A | USD/car | us | us | 433.7559
light duty autos | Gasoline-Electric Hybrid Light-Duty Auto | 2036 | CAPITAL | NEW | N/A | USD/car | us | us | 30709.38
light duty autos | Gasoline-Electric Hybrid Light-Duty Auto | 2036 | CAPITAL | REPLACEMENT | N/A | USD/car | us | us | 30709.38
light duty autos | Gasoline-Electric Hybrid Light-Duty Auto | 2036 | FIXED_OM | NEW | N/A | USD/car | us | us | 433.7559
light duty autos | Gasoline-Electric Hybrid Light-Duty Auto | 2036 | FIXED_OM | REPLACEMENT | N/A | USD/car | us | us | 433.7559
light duty autos | Gasoline-Electric Hybrid Light-Duty Auto | 2037 | CAPITAL | NEW | N/A | USD/car | us | us | 30754.11
light duty autos | Gasoline-Electric Hybrid Light-Duty Auto | 2037 | CAPITAL | REPLACEMENT | N/A | USD/car | us | us | 30754.11
light duty autos | Gasoline-Electric Hybrid Light-Duty Auto | 2037 | FIXED_OM | NEW | N/A | USD/car | us | us | 433.7559
light duty autos | Gasoline-Electric Hybrid Light-Duty Auto | 2037 | FIXED_OM | REPLACEMENT | N/A | USD/car | us | us | 433.7559
light duty autos | Gasoline-Electric Hybrid Light-Duty Auto | 2038 | CAPITAL | NEW | N/A | USD/car | us | us | 30798.84
light duty autos | Gasoline-Electric Hybrid Light-Duty Auto | 2038 | CAPITAL | REPLACEMENT | N/A | USD/car | us | us | 30798.84
light duty autos | Gasoline-Electric Hybrid Light-Duty Auto | 2038 | FIXED_OM | NEW | N/A | USD/car | us | us | 433.7559
light duty autos | Gasoline-Electric Hybrid Light-Duty Auto | 2038 | FIXED_OM | REPLACEMENT | N/A | USD/car | us | us | 433.7559
light duty autos | Gasoline-Electric Hybrid Light-Duty Auto | 2039 | CAPITAL | NEW | N/A | USD/car | us | us | 30843.57
light duty autos | Gasoline-Electric Hybrid Light-Duty Auto | 2039 | CAPITAL | REPLACEMENT | N/A | USD/car | us | us | 30843.57
light duty autos | Gasoline-Electric Hybrid Light-Duty Auto | 2039 | FIXED_OM | NEW | N/A | USD/car | us | us | 433.7559
light duty autos | Gasoline-Electric Hybrid Light-Duty Auto | 2039 | FIXED_OM | REPLACEMENT | N/A | USD/car | us | us | 433.7559
light duty autos | Gasoline-Electric Hybrid Light-Duty Auto | 2040 | CAPITAL | NEW | N/A | USD/car | us | us | 30888.3
light duty autos | Gasoline-Electric Hybrid Light-Duty Auto | 2040 | CAPITAL | REPLACEMENT | N/A | USD/car | us | us | 30888.3
light duty autos | Gasoline-Electric Hybrid Light-Duty Auto | 2040 | FIXED_OM | NEW | N/A | USD/car | us | us | 433.7559
light duty autos | Gasoline-Electric Hybrid Light-Duty Auto | 2040 | FIXED_OM | REPLACEMENT | N/A | USD/car | us | us | 433.7559
light duty autos | Gasoline-Electric Hybrid Light-Duty Auto | 2041 | CAPITAL | NEW | N/A | USD/car | us | us | 30976.9
light duty autos | Gasoline-Electric Hybrid Light-Duty Auto | 2041 | CAPITAL | REPLACEMENT | N/A | USD/car | us | us | 30976.9
light duty autos | Gasoline-Electric Hybrid Light-Duty Auto | 2041 | FIXED_OM | NEW | N/A | USD/car | us | us | 433.7559
light duty autos | Gasoline-Electric Hybrid Light-Duty Auto | 2041 | FIXED_OM | REPLACEMENT | N/A | USD/car | us | us | 433.7559
light duty autos | Gasoline-Electric Hybrid Light-Duty Auto | 2042 | CAPITAL | NEW | N/A | USD/car | us | us | 31065.5
light duty autos | Gasoline-Electric Hybrid Light-Duty Auto | 2042 | CAPITAL | REPLACEMENT | N/A | USD/car | us | us | 31065.5
light duty autos | Gasoline-Electric Hybrid Light-Duty Auto | 2042 | FIXED_OM | NEW | N/A | USD/car | us | us | 433.7559
light duty autos | Gasoline-Electric Hybrid Light-Duty Auto | 2042 | FIXED_OM | REPLACEMENT | N/A | USD/car | us | us | 433.7559
light duty autos | Gasoline-Electric Hybrid Light-Duty Auto | 2043 | CAPITAL | NEW | N/A | USD/car | us | us | 31154.1
light duty autos | Gasoline-Electric Hybrid Light-Duty Auto | 2043 | CAPITAL | REPLACEMENT | N/A | USD/car | us | us | 31154.1
light duty autos | Gasoline-Electric Hybrid Light-Duty Auto | 2043 | FIXED_OM | NEW | N/A | USD/car | us | us | 433.7559
light duty autos | Gasoline-Electric Hybrid Light-Duty Auto | 2043 | FIXED_OM | REPLACEMENT | N/A | USD/car | us | us | 433.7559
light duty autos | Gasoline-Electric Hybrid Light-Duty Auto | 2044 | CAPITAL | NEW | N/A | USD/car | us | us | 31242.7
light duty autos | Gasoline-Electric Hybrid Light-Duty Auto | 2044 | CAPITAL | REPLACEMENT | N/A | USD/car | us | us | 31242.7
light duty autos | Gasoline-Electric Hybrid Light-Duty Auto | 2044 | FIXED_OM | NEW | N/A | USD/car | us | us | 433.7559
light duty autos | Gasoline-Electric Hybrid Light-Duty Auto | 2044 | FIXED_OM | REPLACEMENT | N/A | USD/car | us | us | 433.7559
light duty autos | Gasoline-Electric Hybrid Light-Duty Auto | 2045 | CAPITAL | NEW | N/A | USD/car | us | us | 31331.3
light duty autos | Gasoline-Electric Hybrid Light-Duty Auto | 2045 | CAPITAL | REPLACEMENT | N/A | USD/car | us | us | 31331.3
light duty autos | Gasoline-Electric Hybrid Light-Duty Auto | 2045 | FIXED_OM | NEW | N/A | USD/car | us | us | 433.7559
light duty autos | Gasoline-Electric Hybrid Light-Duty Auto | 2045 | FIXED_OM | REPLACEMENT | N/A | USD/car | us | us | 433.7559
light duty autos | Gasoline-Electric Hybrid Light-Duty Auto | 2046 | CAPITAL | NEW | N/A | USD/car | us | us | 31419.9
light duty autos | Gasoline-Electric Hybrid Light-Duty Auto | 2046 | CAPITAL | REPLACEMENT | N/A | USD/car | us | us | 31419.9
light duty autos | Gasoline-Electric Hybrid Light-Duty Auto | 2046 | FIXED_OM | NEW | N/A | USD/car | us | us | 433.7559
light duty autos | Gasoline-Electric Hybrid Light-Duty Auto | 2046 | FIXED_OM | REPLACEMENT | N/A | USD/car | us | us | 433.7559
light duty autos | Gasoline-Electric Hybrid Light-Duty Auto | 2047 | CAPITAL | NEW | N/A | USD/car | us | us | 31508.5
light duty autos | Gasoline-Electric Hybrid Light-Duty Auto | 2047 | CAPITAL | REPLACEMENT | N/A | USD/car | us | us | 31508.5
light duty autos | Gasoline-Electric Hybrid Light-Duty Auto | 2047 | FIXED_OM | NEW | N/A | USD/car | us | us | 433.7559
light duty autos | Gasoline-Electric Hybrid Light-Duty Auto | 2047 | FIXED_OM | REPLACEMENT | N/A | USD/car | us | us | 433.7559
light duty autos | Gasoline-Electric Hybrid Light-Duty Auto | 2048 | CAPITAL | NEW | N/A | USD/car | us | us | 31597.1
light duty autos | Gasoline-Electric Hybrid Light-Duty Auto | 2048 | CAPITAL | REPLACEMENT | N/A | USD/car | us | us | 31597.1
light duty autos | Gasoline-Electric Hybrid Light-Duty Auto | 2048 | FIXED_OM | NEW | N/A | USD/car | us | us | 433.7559
light duty autos | Gasoline-Electric Hybrid Light-Duty Auto | 2048 | FIXED_OM | REPLACEMENT | N/A | USD/car | us | us | 433.7559
light duty autos | Gasoline-Electric Hybrid Light-Duty Auto | 2049 | CAPITAL | NEW | N/A | USD/car | us | us | 31685.7
light duty autos | Gasoline-Electric Hybrid Light-Duty Auto | 2049 | CAPITAL | REPLACEMENT | N/A | USD/car | us | us | 31685.7
light duty autos | Gasoline-Electric Hybrid Light-Duty Auto | 2049 | FIXED_OM | NEW | N/A | USD/car | us | us | 433.7559
light duty autos | Gasoline-Electric Hybrid Light-Duty Auto | 2049 | FIXED_OM | REPLACEMENT | N/A | USD/car | us | us | 433.7559
light duty autos | Gasoline-Electric Hybrid Light-Duty Auto | 2050 | CAPITAL | NEW | N/A | USD/car | us | us | 31774.3
light duty autos | Gasoline-Electric Hybrid Light-Duty Auto | 2050 | CAPITAL | REPLACEMENT | N/A | USD/car | us | us | 31774.3
light duty autos | Gasoline-Electric Hybrid Light-Duty Auto | 2050 | FIXED_OM | NEW | N/A | USD/car | us | us | 433.7559
light duty autos | Gasoline-Electric Hybrid Light-Duty Auto | 2050 | FIXED_OM | REPLACEMENT | N/A | USD/car | us | us | 433.7559
light duty autos | Hydrogen Fuel-Cell Light-Duty Auto | 2020 | CAPITAL | NEW | N/A | USD/car | us | us | 33034.4
light duty autos | Hydrogen Fuel-Cell Light-Duty Auto | 2020 | CAPITAL | REPLACEMENT | N/A | USD/car | us | us | 33034.4
light duty autos | Hydrogen Fuel-Cell Light-Duty Auto | 2020 | FIXED_OM | NEW | N/A | USD/car | us | us | 433.7559
light duty autos | Hydrogen Fuel-Cell Light-Duty Auto | 2020 | FIXED_OM | REPLACEMENT | N/A | USD/car | us | us | 433.7559
light duty autos | Hydrogen Fuel-Cell Light-Duty Auto | 2021 | CAPITAL | NEW | N/A | USD/car | us | us | 32833.38
light duty autos | Hydrogen Fuel-Cell Light-Duty Auto | 2021 | CAPITAL | REPLACEMENT | N/A | USD/car | us | us | 32833.38
light duty autos | Hydrogen Fuel-Cell Light-Duty Auto | 2021 | FIXED_OM | NEW | N/A | USD/car | us | us | 433.7559
light duty autos | Hydrogen Fuel-Cell Light-Duty Auto | 2021 | FIXED_OM | REPLACEMENT | N/A | USD/car | us | us | 433.7559
light duty autos | Hydrogen Fuel-Cell Light-Duty Auto | 2022 | CAPITAL | NEW | N/A | USD/car | us | us | 32632.36
light duty autos | Hydrogen Fuel-Cell Light-Duty Auto | 2022 | CAPITAL | REPLACEMENT | N/A | USD/car | us | us | 32632.36
light duty autos | Hydrogen Fuel-Cell Light-Duty Auto | 2022 | FIXED_OM | NEW | N/A | USD/car | us | us | 433.7559
light duty autos | Hydrogen Fuel-Cell Light-Duty Auto | 2022 | FIXED_OM | REPLACEMENT | N/A | USD/car | us | us | 433.7559
light duty autos | Hydrogen Fuel-Cell Light-Duty Auto | 2023 | CAPITAL | NEW | N/A | USD/car | us | us | 32431.34
light duty autos | Hydrogen Fuel-Cell Light-Duty Auto | 2023 | CAPITAL | REPLACEMENT | N/A | USD/car | us | us | 32431.34
light duty autos | Hydrogen Fuel-Cell Light-Duty Auto | 2023 | FIXED_OM | NEW | N/A | USD/car | us | us | 433.7559
light duty autos | Hydrogen Fuel-Cell Light-Duty Auto | 2023 | FIXED_OM | REPLACEMENT | N/A | USD/car | us | us | 433.7559
light duty autos | Hydrogen Fuel-Cell Light-Duty Auto | 2024 | CAPITAL | NEW | N/A | USD/car | us | us | 32230.32
light duty autos | Hydrogen Fuel-Cell Light-Duty Auto | 2024 | CAPITAL | REPLACEMENT | N/A | USD/car | us | us | 32230.32
light duty autos | Hydrogen Fuel-Cell Light-Duty Auto | 2024 | FIXED_OM | NEW | N/A | USD/car | us | us | 433.7559
light duty autos | Hydrogen Fuel-Cell Light-Duty Auto | 2024 | FIXED_OM | REPLACEMENT | N/A | USD/car | us | us | 433.7559
light duty autos | Hydrogen Fuel-Cell Light-Duty Auto | 2025 | CAPITAL | NEW | N/A | USD/car | us | us | 32029.3
light duty autos | Hydrogen Fuel-Cell Light-Duty Auto | 2025 | CAPITAL | REPLACEMENT | N/A | USD/car | us | us | 32029.3
light duty autos | Hydrogen Fuel-Cell Light-Duty Auto | 2025 | FIXED_OM | NEW | N/A | USD/car | us | us | 433.7559
light duty autos | Hydrogen Fuel-Cell Light-Duty Auto | 2025 | FIXED_OM | REPLACEMENT | N/A | USD/car | us | us | 433.7559
light duty autos | Hydrogen Fuel-Cell Light-Duty Auto | 2026 | CAPITAL | NEW | N/A | USD/car | us | us | 31828.3
light duty autos | Hydrogen Fuel-Cell Light-Duty Auto | 2026 | CAPITAL | REPLACEMENT | N/A | USD/car | us | us | 31828.3
light duty autos | Hydrogen Fuel-Cell Light-Duty Auto | 2026 | FIXED_OM | NEW | N/A | USD/car | us | us | 433.7559
light duty autos | Hydrogen Fuel-Cell Light-Duty Auto | 2026 | FIXED_OM | REPLACEMENT | N/A | USD/car | us | us | 433.7559
light duty autos | Hydrogen Fuel-Cell Light-Duty Auto | 2027 | CAPITAL | NEW | N/A | USD/car | us | us | 31627.3
light duty autos | Hydrogen Fuel-Cell Light-Duty Auto | 2027 | CAPITAL | REPLACEMENT | N/A | USD/car | us | us | 31627.3
light duty autos | Hydrogen Fuel-Cell Light-Duty Auto | 2027 | FIXED_OM | NEW | N/A | USD/car | us | us | 433.7559
light duty autos | Hydrogen Fuel-Cell Light-Duty Auto | 2027 | FIXED_OM | REPLACEMENT | N/A | USD/car | us | us | 433.7559
light duty autos | Hydrogen Fuel-Cell Light-Duty Auto | 2028 | CAPITAL | NEW | N/A | USD/car | us | us | 31426.3
light duty autos | Hydrogen Fuel-Cell Light-Duty Auto | 2028 | CAPITAL | REPLACEMENT | N/A | USD/car | us | us | 31426.3
light duty autos | Hydrogen Fuel-Cell Light-Duty Auto | 2028 | FIXED_OM | NEW | N/A | USD/car | us | us | 433.7559
light duty autos | Hydrogen Fuel-Cell Light-Duty Auto | 2028 | FIXED_OM | REPLACEMENT | N/A | USD/car | us | us | 433.7559
light duty autos | Hydrogen Fuel-Cell Light-Duty Auto | 2029 | CAPITAL | NEW | N/A | USD/car | us | us | 31225.3
light duty autos | Hydrogen Fuel-Cell Light-Duty Auto | 2029 | CAPITAL | REPLACEMENT | N/A | USD/car | us | us | 31225.3
light duty autos | Hydrogen Fuel-Cell Light-Duty Auto | 2029 | FIXED_OM | NEW | N/A | USD/car | us | us | 433.7559
light duty autos | Hydrogen Fuel-Cell Light-Duty Auto | 2029 | FIXED_OM | REPLACEMENT | N/A | USD/car | us | us | 433.7559
light duty autos | Hydrogen Fuel-Cell Light-Duty Auto | 2030 | CAPITAL | NEW | N/A | USD/car | us | us | 31024.3
light duty autos | Hydrogen Fuel-Cell Light-Duty Auto | 2030 | CAPITAL | REPLACEMENT | N/A | USD/car | us | us | 31024.3
light duty autos | Hydrogen Fuel-Cell Light-Duty Auto | 2030 | FIXED_OM | NEW | N/A | USD/car | us | us | 433.7559
light duty autos | Hydrogen Fuel-Cell Light-Duty Auto | 2030 | FIXED_OM | REPLACEMENT | N/A | USD/car | us | us | 433.7559
light duty autos | Hydrogen Fuel-Cell Light-Duty Auto | 2031 | CAPITAL | NEW | N/A | USD/car | us | us | 30974.4
light duty autos | Hydrogen Fuel-Cell Light-Duty Auto | 2031 | CAPITAL | REPLACEMENT | N/A | USD/car | us | us | 30974.4
light duty autos | Hydrogen Fuel-Cell Light-Duty Auto | 2031 | FIXED_OM | NEW | N/A | USD/car | us | us | 433.7559
light duty autos | Hydrogen Fuel-Cell Light-Duty Auto | 2031 | FIXED_OM | REPLACEMENT | N/A | USD/car | us | us | 433.7559
light duty autos | Hydrogen Fuel-Cell Light-Duty Auto | 2032 | CAPITAL | NEW | N/A | USD/car | us | us | 30924.5
light duty autos | Hydrogen Fuel-Cell Light-Duty Auto | 2032 | CAPITAL | REPLACEMENT | N/A | USD/car | us | us | 30924.5
light duty autos | Hydrogen Fuel-Cell Light-Duty Auto | 2032 | FIXED_OM | NEW | N/A | USD/car | us | us | 433.7559
light duty autos | Hydrogen Fuel-Cell Light-Duty Auto | 2032 | FIXED_OM | REPLACEMENT | N/A | USD/car | us | us | 433.7559
light duty autos | Hydrogen Fuel-Cell Light-Duty Auto | 2033 | CAPITAL | NEW | N/A | USD/car | us | us | 30874.6
light duty autos | Hydrogen Fuel-Cell Light-Duty Auto | 2033 | CAPITAL | REPLACEMENT | N/A | USD/car | us | us | 30874.6
light duty autos | Hydrogen Fuel-Cell Light-Duty Auto | 2033 | FIXED_OM | NEW | N/A | USD/car | us | us | 433.7559
light duty autos | Hydrogen Fuel-Cell Light-Duty Auto | 2033 | FIXED_OM | REPLACEMENT | N/A | USD/car | us | us | 433.7559
light duty autos | Hydrogen Fuel-Cell Light-Duty Auto | 2034 | CAPITAL | NEW | N/A | USD/car | us | us | 30824.7
light duty autos | Hydrogen Fuel-Cell Light-Duty Auto | 2034 | CAPITAL | REPLACEMENT | N/A | USD/car | us | us | 30824.7
light duty autos | Hydrogen Fuel-Cell Light-Duty Auto | 2034 | FIXED_OM | NEW | N/A | USD/car | us | us | 433.7559
light duty autos | Hydrogen Fuel-Cell Light-Duty Auto | 2034 | FIXED_OM | REPLACEMENT | N/A | USD/car | us | us | 433.7559
light duty autos | Hydrogen Fuel-Cell Light-Duty Auto | 2035 | CAPITAL | NEW | N/A | USD/car | us | us | 30774.8
light duty autos | Hydrogen Fuel-Cell Light-Duty Auto | 2035 | CAPITAL | REPLACEMENT | N/A | USD/car | us | us | 30774.8
light duty autos | Hydrogen Fuel-Cell Light-Duty Auto | 2035 | FIXED_OM | NEW | N/A | USD/car | us | us | 433.7559
light duty autos | Hydrogen Fuel-Cell Light-Duty Auto | 2035 | FIXED_OM | REPLACEMENT | N/A | USD/car | us | us | 433.7559
light duty autos | Hydrogen Fuel-Cell Light-Duty Auto | 2036 | CAPITAL | NEW | N/A | USD/car | us | us | 30724.9
light duty autos | Hydrogen Fuel-Cell Light-Duty Auto | 2036 | CAPITAL | REPLACEMENT | N/A | USD/car | us | us | 30724.9
light duty autos | Hydrogen Fuel-Cell Light-Duty Auto | 2036 | FIXED_OM | NEW | N/A | USD/car | us | us | 433.7559
light duty autos | Hydrogen Fuel-Cell Light-Duty Auto | 2036 | FIXED_OM | REPLACEMENT | N/A | USD/car | us | us | 433.7559
light duty autos | Hydrogen Fuel-Cell Light-Duty Auto | 2037 | CAPITAL | NEW | N/A | USD/car | us | us | 30675
light duty autos | Hydrogen Fuel-Cell Light-Duty Auto | 2037 | CAPITAL | REPLACEMENT | N/A | USD/car | us | us | 30675
light duty autos | Hydrogen Fuel-Cell Light-Duty Auto | 2037 | FIXED_OM | NEW | N/A | USD/car | us | us | 433.7559
light duty autos | Hydrogen Fuel-Cell Light-Duty Auto | 2037 | FIXED_OM | REPLACEMENT | N/A | USD/car | us | us | 433.7559
light duty autos | Hydrogen Fuel-Cell Light-Duty Auto | 2038 | CAPITAL | NEW | N/A | USD/car | us | us | 30625.1
light duty autos | Hydrogen Fuel-Cell Light-Duty Auto | 2038 | CAPITAL | REPLACEMENT | N/A | USD/car | us | us | 30625.1
light duty autos | Hydrogen Fuel-Cell Light-Duty Auto | 2038 | FIXED_OM | NEW | N/A | USD/car | us | us | 433.7559
light duty autos | Hydrogen Fuel-Cell Light-Duty Auto | 2038 | FIXED_OM | REPLACEMENT | N/A | USD/car | us | us | 433.7559
light duty autos | Hydrogen Fuel-Cell Light-Duty Auto | 2039 | CAPITAL | NEW | N/A | USD/car | us | us | 30575.2
light duty autos | Hydrogen Fuel-Cell Light-Duty Auto | 2039 | CAPITAL | REPLACEMENT | N/A | USD/car | us | us | 30575.2
light duty autos | Hydrogen Fuel-Cell Light-Duty Auto | 2039 | FIXED_OM | NEW | N/A | USD/car | us | us | 433.7559
light duty autos | Hydrogen Fuel-Cell Light-Duty Auto | 2039 | FIXED_OM | REPLACEMENT | N/A | USD/car | us | us | 433.7559
light duty autos | Hydrogen Fuel-Cell Light-Duty Auto | 2040 | CAPITAL | NEW | N/A | USD/car | us | us | 30525.3
light duty autos | Hydrogen Fuel-Cell Light-Duty Auto | 2040 | CAPITAL | REPLACEMENT | N/A | USD/car | us | us | 30525.3
light duty autos | Hydrogen Fuel-Cell Light-Duty Auto | 2040 | FIXED_OM | NEW | N/A | USD/car | us | us | 433.7559
light duty autos | Hydrogen Fuel-Cell Light-Duty Auto | 2040 | FIXED_OM | REPLACEMENT | N/A | USD/car | us | us | 433.7559
light duty autos | Hydrogen Fuel-Cell Light-Duty Auto | 2041 | CAPITAL | NEW | N/A | USD/car | us | us | 30516.97
light duty autos | Hydrogen Fuel-Cell Light-Duty Auto | 2041 | CAPITAL | REPLACEMENT | N/A | USD/car | us | us | 30516.97
light duty autos | Hydrogen Fuel-Cell Light-Duty Auto | 2041 | FIXED_OM | NEW | N/A | USD/car | us | us | 433.7559
light duty autos | Hydrogen Fuel-Cell Light-Duty Auto | 2041 | FIXED_OM | REPLACEMENT | N/A | USD/car | us | us | 433.7559
light duty autos | Hydrogen Fuel-Cell Light-Duty Auto | 2042 | CAPITAL | NEW | N/A | USD/car | us | us | 30508.64
light duty autos | Hydrogen Fuel-Cell Light-Duty Auto | 2042 | CAPITAL | REPLACEMENT | N/A | USD/car | us | us | 30508.64
light duty autos | Hydrogen Fuel-Cell Light-Duty Auto | 2042 | FIXED_OM | NEW | N/A | USD/car | us | us | 433.7559
light duty autos | Hydrogen Fuel-Cell Light-Duty Auto | 2042 | FIXED_OM | REPLACEMENT | N/A | USD/car | us | us | 433.7559
light duty autos | Hydrogen Fuel-Cell Light-Duty Auto | 2043 | CAPITAL | NEW | N/A | USD/car | us | us | 30500.31
light duty autos | Hydrogen Fuel-Cell Light-Duty Auto | 2043 | CAPITAL | REPLACEMENT | N/A | USD/car | us | us | 30500.31
light duty autos | Hydrogen Fuel-Cell Light-Duty Auto | 2043 | FIXED_OM | NEW | N/A | USD/car | us | us | 433.7559
light duty autos | Hydrogen Fuel-Cell Light-Duty Auto | 2043 | FIXED_OM | REPLACEMENT | N/A | USD/car | us | us | 433.7559
light duty autos | Hydrogen Fuel-Cell Light-Duty Auto | 2044 | CAPITAL | NEW | N/A | USD/car | us | us | 30491.98
light duty autos | Hydrogen Fuel-Cell Light-Duty Auto | 2044 | CAPITAL | REPLACEMENT | N/A | USD/car | us | us | 30491.98
light duty autos | Hydrogen Fuel-Cell Light-Duty Auto | 2044 | FIXED_OM | NEW | N/A | USD/car | us | us | 433.7559
light duty autos | Hydrogen Fuel-Cell Light-Duty Auto | 2044 | FIXED_OM | REPLACEMENT | N/A | USD/car | us | us | 433.7559
light duty autos | Hydrogen Fuel-Cell Light-Duty Auto | 2045 | CAPITAL | NEW | N/A | USD/car | us | us | 30483.65
light duty autos | Hydrogen Fuel-Cell Light-Duty Auto | 2045 | CAPITAL | REPLACEMENT | N/A | USD/car | us | us | 30483.65
light duty autos | Hydrogen Fuel-Cell Light-Duty Auto | 2045 | FIXED_OM | NEW | N/A | USD/car | us | us | 433.7559
light duty autos | Hydrogen Fuel-Cell Light-Duty Auto | 2045 | FIXED_OM | REPLACEMENT | N/A | USD/car | us | us | 433.7559
light duty autos | Hydrogen Fuel-Cell Light-Duty Auto | 2046 | CAPITAL | NEW | N/A | USD/car | us | us | 30475.32
light duty autos | Hydrogen Fuel-Cell Light-Duty Auto | 2046 | CAPITAL | REPLACEMENT | N/A | USD/car | us | us | 30475.32
light duty autos | Hydrogen Fuel-Cell Light-Duty Auto | 2046 | FIXED_OM | NEW | N/A | USD/car | us | us | 433.7559
light duty autos | Hydrogen Fuel-Cell Light-Duty Auto | 2046 | FIXED_OM | REPLACEMENT | N/A | USD/car | us | us | 433.7559
light duty autos | Hydrogen Fuel-Cell Light-Duty Auto | 2047 | CAPITAL | NEW | N/A | USD/car | us | us | 30466.99
light duty autos | Hydrogen Fuel-Cell Light-Duty Auto | 2047 | CAPITAL | REPLACEMENT | N/A | USD/car | us | us | 30466.99
light duty autos | Hydrogen Fuel-Cell Light-Duty Auto | 2047 | FIXED_OM | NEW | N/A | USD/car | us | us | 433.7559
light duty autos | Hydrogen Fuel-Cell Light-Duty Auto | 2047 | FIXED_OM | REPLACEMENT | N/A | USD/car | us | us | 433.7559
light duty autos | Hydrogen Fuel-Cell Light-Duty Auto | 2048 | CAPITAL | NEW | N/A | USD/car | us | us | 30458.66
light duty autos | Hydrogen Fuel-Cell Light-Duty Auto | 2048 | CAPITAL | REPLACEMENT | N/A | USD/car | us | us | 30458.66
light duty autos | Hydrogen Fuel-Cell Light-Duty Auto | 2048 | FIXED_OM | NEW | N/A | USD/car | us | us | 433.7559
light duty autos | Hydrogen Fuel-Cell Light-Duty Auto | 2048 | FIXED_OM | REPLACEMENT | N/A | USD/car | us | us | 433.7559
light duty autos | Hydrogen Fuel-Cell Light-Duty Auto | 2049 | CAPITAL | NEW | N/A | USD/car | us | us | 30450.33
light duty autos | Hydrogen Fuel-Cell Light-Duty Auto | 2049 | CAPITAL | REPLACEMENT | N/A | USD/car | us | us | 30450.33
light duty autos | Hydrogen Fuel-Cell Light-Duty Auto | 2049 | FIXED_OM | NEW | N/A | USD/car | us | us | 433.7559
light duty autos | Hydrogen Fuel-Cell Light-Duty Auto | 2049 | FIXED_OM | REPLACEMENT | N/A | USD/car | us | us | 433.7559
light duty autos | Hydrogen Fuel-Cell Light-Duty Auto | 2050 | CAPITAL | NEW | N/A | USD/car | us | us | 30442
light duty autos | Hydrogen Fuel-Cell Light-Duty Auto | 2050 | CAPITAL | REPLACEMENT | N/A | USD/car | us | us | 30442
light duty autos | Hydrogen Fuel-Cell Light-Duty Auto | 2050 | FIXED_OM | NEW | N/A | USD/car | us | us | 433.7559
light duty autos | Hydrogen Fuel-Cell Light-Duty Auto | 2050 | FIXED_OM | REPLACEMENT | N/A | USD/car | us | us | 433.7559
light duty autos | PHEV - 25 mile range - Light Duty Auto | 2020 | CAPITAL | NEW | N/A | USD/car | us | us | 35556.7803
light duty autos | PHEV - 25 mile range - Light Duty Auto | 2020 | CAPITAL | REPLACEMENT | N/A | USD/car | us | us | 35556.7803
light duty autos | PHEV - 25 mile range - Light Duty Auto | 2020 | FIXED_OM | NEW | N/A | USD/car | us | us | 407.7305
light duty autos | PHEV - 25 mile range - Light Duty Auto | 2020 | FIXED_OM | REPLACEMENT | N/A | USD/car | us | us | 407.7305
light duty autos | PHEV - 25 mile range - Light Duty Auto | 2020 | FUEL_SWITCHING | NEW | N/A | USD/car | us | us | 584.2777
light duty autos | PHEV - 25 mile range - Light Duty Auto | 2020 | FUEL_SWITCHING | REPLACEMENT | N/A | USD/car | us | us | 0
light duty autos | PHEV - 25 mile range - Light Duty Auto | 2020 | INSTALLATION | NEW | N/A | USD/car | us | us | 1521.3859
light duty autos | PHEV - 25 mile range - Light Duty Auto | 2020 | INSTALLATION | REPLACEMENT | N/A | USD/car | us | us | 1521.3859
light duty autos | PHEV - 25 mile range - Light Duty Auto | 2021 | CAPITAL | NEW | N/A | USD/car | us | us | 34635.9647
light duty autos | PHEV - 25 mile range - Light Duty Auto | 2021 | CAPITAL | REPLACEMENT | N/A | USD/car | us | us | 34635.9647
light duty autos | PHEV - 25 mile range - Light Duty Auto | 2021 | FIXED_OM | NEW | N/A | USD/car | us | us | 407.7305
light duty autos | PHEV - 25 mile range - Light Duty Auto | 2021 | FIXED_OM | REPLACEMENT | N/A | USD/car | us | us | 407.7305
light duty autos | PHEV - 25 mile range - Light Duty Auto | 2021 | FUEL_SWITCHING | NEW | N/A | USD/car | us | us | 584.2777
light duty autos | PHEV - 25 mile range - Light Duty Auto | 2021 | FUEL_SWITCHING | REPLACEMENT | N/A | USD/car | us | us | 0
light duty autos | PHEV - 25 mile range - Light Duty Auto | 2021 | INSTALLATION | NEW | N/A | USD/car | us | us | 1521.3859
light duty autos | PHEV - 25 mile range - Light Duty Auto | 2021 | INSTALLATION | REPLACEMENT | N/A | USD/car | us | us | 1521.3859
light duty autos | PHEV - 25 mile range - Light Duty Auto | 2022 | CAPITAL | NEW | N/A | USD/car | us | us | 33715.1492
light duty autos | PHEV - 25 mile range - Light Duty Auto | 2022 | CAPITAL | REPLACEMENT | N/A | USD/car | us | us | 33715.1492
light duty autos | PHEV - 25 mile range - Light Duty Auto | 2022 | FIXED_OM | NEW | N/A | USD/car | us | us | 407.7305
light duty autos | PHEV - 25 mile range - Light Duty Auto | 2022 | FIXED_OM | REPLACEMENT | N/A | USD/car | us | us | 407.7305
light duty autos | PHEV - 25 mile range - Light Duty Auto | 2022 | FUEL_SWITCHING | NEW | N/A | USD/car | us | us | 584.2777
light duty autos | PHEV - 25 mile range - Light Duty Auto | 2022 | FUEL_SWITCHING | REPLACEMENT | N/A | USD/car | us | us | 0
light duty autos | PHEV - 25 mile range - Light Duty Auto | 2022 | INSTALLATION | NEW | N/A | USD/car | us | us | 1521.3859
light duty autos | PHEV - 25 mile range - Light Duty Auto | 2022 | INSTALLATION | REPLACEMENT | N/A | USD/car | us | us | 1521.3859
light duty autos | PHEV - 25 mile range - Light Duty Auto | 2023 | CAPITAL | NEW | N/A | USD/car | us | us | 32794.3336
light duty autos | PHEV - 25 mile range - Light Duty Auto | 2023 | CAPITAL | REPLACEMENT | N/A | USD/car | us | us | 32794.3336
light duty autos | PHEV - 25 mile range - Light Duty Auto | 2023 | FIXED_OM | NEW | N/A | USD/car | us | us | 407.7305
light duty autos | PHEV - 25 mile range - Light Duty Auto | 2023 | FIXED_OM | REPLACEMENT | N/A | USD/car | us | us | 407.7305
light duty autos | PHEV - 25 mile range - Light Duty Auto | 2023 | FUEL_SWITCHING | NEW | N/A | USD/car | us | us | 584.2777
light duty autos | PHEV - 25 mile range - Light Duty Auto | 2023 | FUEL_SWITCHING | REPLACEMENT | N/A | USD/car | us | us | 0
light duty autos | PHEV - 25 mile range - Light Duty Auto | 2023 | INSTALLATION | NEW | N/A | USD/car | us | us | 1521.3859
light duty autos | PHEV - 25 mile range - Light Duty Auto | 2023 | INSTALLATION | REPLACEMENT | N/A | USD/car | us | us | 1521.3859
light duty autos | PHEV - 25 mile range - Light Duty Auto | 2024 | CAPITAL | NEW | N/A | USD/car | us | us | 31873.5181
light duty autos | PHEV - 25 mile range - Light Duty Auto | 2024 | CAPITAL | REPLACEMENT | N/A | USD/car | us | us | 31873.5181
light duty autos | PHEV - 25 mile range - Light Duty Auto | 2024 | FIXED_OM | NEW | N/A | USD/car | us | us | 407.7305
light duty autos | PHEV - 25 mile range - Light Duty Auto | 2024 | FIXED_OM | REPLACEMENT | N/A | USD/car | us | us | 407.7305
light duty autos | PHEV - 25 mile range - Light Duty Auto | 2024 | FUEL_SWITCHING | NEW | N/A | USD/car | us | us | 584.2777
light duty autos | PHEV - 25 mile range - Light Duty Auto | 2024 | FUEL_SWITCHING | REPLACEMENT | N/A | USD/car | us | us | 0
light duty autos | PHEV - 25 mile range - Light Duty Auto | 2024 | INSTALLATION | NEW | N/A | USD/car | us | us | 1521.3859
light duty autos | PHEV - 25 mile range - Light Duty Auto | 2024 | INSTALLATION | REPLACEMENT | N/A | USD/car | us | us | 1521.3859
light duty autos | PHEV - 25 mile range - Light Duty Auto | 2025 | CAPITAL | NEW | N/A | USD/car | us | us | 30952.7026
light duty autos | PHEV - 25 mile range - Light Duty Auto | 2025 | CAPITAL | REPLACEMENT | N/A | USD/car | us | us | 30952.7026
light duty autos | PHEV - 25 mile range - Light Duty Auto | 2025 | FIXED_OM | NEW | N/A | USD/car | us | us | 407.7305
light duty autos | PHEV - 25 mile range - Light Duty Auto | 2025 | FIXED_OM | REPLACEMENT | N/A | USD/car | us | us | 407.7305
light duty autos | PHEV - 25 mile range - Light Duty Auto | 2025 | FUEL_SWITCHING | NEW | N/A | USD/car | us | us | 584.2777
light duty autos | PHEV - 25 mile range - Light Duty Auto | 2025 | FUEL_SWITCHING | REPLACEMENT | N/A | USD/car | us | us | 0
light duty autos | PHEV - 25 mile range - Light Duty Auto | 2025 | INSTALLATION | NEW | N/A | USD/car | us | us | 1521.3859
light duty autos | PHEV - 25 mile range - Light Duty Auto | 2025 | INSTALLATION | REPLACEMENT | N/A | USD/car | us | us | 1521.3859
light duty autos | PHEV - 25 mile range - Light Duty Auto | 2026 | CAPITAL | NEW | N/A | USD/car | us | us | 30873.7155
light duty autos | PHEV - 25 mile range - Light Duty Auto | 2026 | CAPITAL | REPLACEMENT | N/A | USD/car | us | us | 30873.7155
light duty autos | PHEV - 25 mile range - Light Duty Auto | 2026 | FIXED_OM | NEW | N/A | USD/car | us | us | 407.7305
light duty autos | PHEV - 25 mile range - Light Duty Auto | 2026 | FIXED_OM | REPLACEMENT | N/A | USD/car | us | us | 407.7305
light duty autos | PHEV - 25 mile range - Light Duty Auto | 2026 | FUEL_SWITCHING | NEW | N/A | USD/car | us | us | 584.2777
light duty autos | PHEV - 25 mile range - Light Duty Auto | 2026 | FUEL_SWITCHING | REPLACEMENT | N/A | USD/car | us | us | 0
light duty autos | PHEV - 25 mile range - Light Duty Auto | 2026 | INSTALLATION | NEW | N/A | USD/car | us | us | 1521.3859
light duty autos | PHEV - 25 mile range - Light Duty Auto | 2026 | INSTALLATION | REPLACEMENT | N/A | USD/car | us | us | 1521.3859
light duty autos | PHEV - 25 mile range - Light Duty Auto | 2027 | CAPITAL | NEW | N/A | USD/car | us | us | 30794.7284
light duty autos | PHEV - 25 mile range - Light Duty Auto | 2027 | CAPITAL | REPLACEMENT | N/A | USD/car | us | us | 30794.7284
light duty autos | PHEV - 25 mile range - Light Duty Auto | 2027 | FIXED_OM | NEW | N/A | USD/car | us | us | 407.7305
light duty autos | PHEV - 25 mile range - Light Duty Auto | 2027 | FIXED_OM | REPLACEMENT | N/A | USD/car | us | us | 407.7305
light duty autos | PHEV - 25 mile range - Light Duty Auto | 2027 | FUEL_SWITCHING | NEW | N/A | USD/car | us | us | 584.2777
light duty autos | PHEV - 25 mile range - Light Duty Auto | 2027 | FUEL_SWITCHING | REPLACEMENT | N/A | USD/car | us | us | 0
light duty autos | PHEV - 25 mile range - Light Duty Auto | 2027 | INSTALLATION | NEW | N/A | USD/car | us | us | 1521.3859
light duty autos | PHEV - 25 mile range - Light Duty Auto | 2027 | INSTALLATION | REPLACEMENT | N/A | USD/car | us | us | 1521.3859
light duty autos | PHEV - 25 mile range - Light Duty Auto | 2028 | CAPITAL | NEW | N/A | USD/car | us | us | 30715.7413
light duty autos | PHEV - 25 mile range - Light Duty Auto | 2028 | CAPITAL | REPLACEMENT | N/A | USD/car | us | us | 30715.7413
light duty autos | PHEV - 25 mile range - Light Duty Auto | 2028 | FIXED_OM | NEW | N/A | USD/car | us | us | 407.7305
light duty autos | PHEV - 25 mile range - Light Duty Auto | 2028 | FIXED_OM | REPLACEMENT | N/A | USD/car | us | us | 407.7305
light duty autos | PHEV - 25 mile range - Light Duty Auto | 2028 | FUEL_SWITCHING | NEW | N/A | USD/car | us | us | 584.2777
light duty autos | PHEV - 25 mile range - Light Duty Auto | 2028 | FUEL_SWITCHING | REPLACEMENT | N/A | USD/car | us | us | 0
light duty autos | PHEV - 25 mile range - Light Duty Auto | 2028 | INSTALLATION | NEW | N/A | USD/car | us | us | 1521.3859
light duty autos | PHEV - 25 mile range - Light Duty Auto | 2028 | INSTALLATION | REPLACEMENT | N/A | USD/car | us | us | 1521.3859
light duty autos | PHEV - 25 mile range - Light Duty Auto | 2029 | CAPITAL | NEW | N/A | USD/car | us | us | 30636.7542
light duty autos | PHEV - 25 mile range - Light Duty Auto | 2029 | CAPITAL | REPLACEMENT | N/A | USD/car | us | us | 30636.7542
light duty autos | PHEV - 25 mile range - Light Duty Auto | 2029 | FIXED_OM | NEW | N/A | USD/car | us | us | 407.7305
light duty autos | PHEV - 25 mile range - Light Duty Auto | 2029 | FIXED_OM | REPLACEMENT | N/A | USD/car | us | us | 407.7305
light duty autos | PHEV - 25 mile range - Light Duty Auto | 2029 | FUEL_SWITCHING | NEW | N/A | USD/car | us | us | 584.2777
light duty autos | PHEV - 25 mile range - Light Duty Auto | 2029 | FUEL_SWITCHING | REPLACEMENT | N/A | USD/car | us | us | 0
light duty autos | PHEV - 25 mile range - Light Duty Auto | 2029 | INSTALLATION | NEW | N/A | USD/car | us | us | 1521.3859
light duty autos | PHEV - 25 mile range - Light Duty Auto | 2029 | INSTALLATION | REPLACEMENT | N/A | USD/car | us | us | 1521.3859
light duty autos | PHEV - 25 mile range - Light Duty Auto | 2030 | CAPITAL | NEW | N/A | USD/car | us | us | 30557.7671
light duty autos | PHEV - 25 mile range - Light Duty Auto | 2030 | CAPITAL | REPLACEMENT | N/A | USD/car | us | us | 30557.7671
light duty autos | PHEV - 25 mile range - Light Duty Auto | 2030 | FIXED_OM | NEW | N/A | USD/car | us | us | 407.7305
light duty autos | PHEV - 25 mile range - Light Duty Auto | 2030 | FIXED_OM | REPLACEMENT | N/A | USD/car | us | us | 407.7305
light duty autos | PHEV - 25 mile range - Light Duty Auto | 2030 | FUEL_SWITCHING | NEW | N/A | USD/car | us | us | 584.2777
light duty autos | PHEV - 25 mile range - Light Duty Auto | 2030 | FUEL_SWITCHING | REPLACEMENT | N/A | USD/car | us | us | 0
light duty autos | PHEV - 25 mile range - Light Duty Auto | 2030 | INSTALLATION | NEW | N/A | USD/car | us | us | 1521.3859
light duty autos | PHEV - 25 mile range - Light Duty Auto | 2030 | INSTALLATION | REPLACEMENT | N/A | USD/car | us | us | 1521.3859
light duty autos | PHEV - 25 mile range - Light Duty Auto | 2031 | CAPITAL | NEW | N/A | USD/car | us | us | 30557.7671
light duty autos | PHEV - 25 mile range - Light Duty Auto | 2031 | CAPITAL | REPLACEMENT | N/A | USD/car | us | us | 30557.7671
light duty autos | PHEV - 25 mile range - Light Duty Auto | 2031 | FIXED_OM | NEW | N/A | USD/car | us | us | 407.7305
light duty autos | PHEV - 25 mile range - Light Duty Auto | 2031 | FIXED_OM | REPLACEMENT | N/A | USD/car | us | us | 407.7305
light duty autos | PHEV - 25 mile range - Light Duty Auto | 2031 | FUEL_SWITCHING | NEW | N/A | USD/car | us | us | 584.2777
light duty autos | PHEV - 25 mile range - Light Duty Auto | 2031 | FUEL_SWITCHING | REPLACEMENT | N/A | USD/car | us | us | 0
light duty autos | PHEV - 25 mile range - Light Duty Auto | 2031 | INSTALLATION | NEW | N/A | USD/car | us | us | 1521.3859
light duty autos | PHEV - 25 mile range - Light Duty Auto | 2031 | INSTALLATION | REPLACEMENT | N/A | USD/car | us | us | 1521.3859
light duty autos | PHEV - 25 mile range - Light Duty Auto | 2032 | CAPITAL | NEW | N/A | USD/car | us | us | 30557.7671
light duty autos | PHEV - 25 mile range - Light Duty Auto | 2032 | CAPITAL | REPLACEMENT | N/A | USD/car | us | us | 30557.7671
light duty autos | PHEV - 25 mile range - Light Duty Auto | 2032 | FIXED_OM | NEW | N/A | USD/car | us | us | 407.7305
light duty autos | PHEV - 25 mile range - Light Duty Auto | 2032 | FIXED_OM | REPLACEMENT | N/A | USD/car | us | us | 407.7305
light duty autos | PHEV - 25 mile range - Light Duty Auto | 2032 | FUEL_SWITCHING | NEW | N/A | USD/car | us | us | 584.2777
light duty autos | PHEV - 25 mile range - Light Duty Auto | 2032 | FUEL_SWITCHING | REPLACEMENT | N/A | USD/car | us | us | 0
light duty autos | PHEV - 25 mile range - Light Duty Auto | 2032 | INSTALLATION | NEW | N/A | USD/car | us | us | 1521.3859
light duty autos | PHEV - 25 mile range - Light Duty Auto | 2032 | INSTALLATION | REPLACEMENT | N/A | USD/car | us | us | 1521.3859
light duty autos | PHEV - 25 mile range - Light Duty Auto | 2033 | CAPITAL | NEW | N/A | USD/car | us | us | 30557.7671
light duty autos | PHEV - 25 mile range - Light Duty Auto | 2033 | CAPITAL | REPLACEMENT | N/A | USD/car | us | us | 30557.7671
light duty autos | PHEV - 25 mile range - Light Duty Auto | 2033 | FIXED_OM | NEW | N/A | USD/car | us | us | 407.7305
light duty autos | PHEV - 25 mile range - Light Duty Auto | 2033 | FIXED_OM | REPLACEMENT | N/A | USD/car | us | us | 407.7305
light duty autos | PHEV - 25 mile range - Light Duty Auto | 2033 | FUEL_SWITCHING | NEW | N/A | USD/car | us | us | 584.2777
light duty autos | PHEV - 25 mile range - Light Duty Auto | 2033 | FUEL_SWITCHING | REPLACEMENT | N/A | USD/car | us | us | 0
light duty autos | PHEV - 25 mile range - Light Duty Auto | 2033 | INSTALLATION | NEW | N/A | USD/car | us | us | 1521.3859
light duty autos | PHEV - 25 mile range - Light Duty Auto | 2033 | INSTALLATION | REPLACEMENT | N/A | USD/car | us | us | 1521.3859
light duty autos | PHEV - 25 mile range - Light Duty Auto | 2034 | CAPITAL | NEW | N/A | USD/car | us | us | 30557.7671
light duty autos | PHEV - 25 mile range - Light Duty Auto | 2034 | CAPITAL | REPLACEMENT | N/A | USD/car | us | us | 30557.7671
light duty autos | PHEV - 25 mile range - Light Duty Auto | 2034 | FIXED_OM | NEW | N/A | USD/car | us | us | 407.7305
light duty autos | PHEV - 25 mile range - Light Duty Auto | 2034 | FIXED_OM | REPLACEMENT | N/A | USD/car | us | us | 407.7305
light duty autos | PHEV - 25 mile range - Light Duty Auto | 2034 | FUEL_SWITCHING | NEW | N/A | USD/car | us | us | 584.2777
light duty autos | PHEV - 25 mile range - Light Duty Auto | 2034 | FUEL_SWITCHING | REPLACEMENT | N/A | USD/car | us | us | 0
light duty autos | PHEV - 25 mile range - Light Duty Auto | 2034 | INSTALLATION | NEW | N/A | USD/car | us | us | 1521.3859
light duty autos | PHEV - 25 mile range - Light Duty Auto | 2034 | INSTALLATION | REPLACEMENT | N/A | USD/car | us | us | 1521.3859
light duty autos | PHEV - 25 mile range - Light Duty Auto | 2035 | CAPITAL | NEW | N/A | USD/car | us | us | 30557.7671
light duty autos | PHEV - 25 mile range - Light Duty Auto | 2035 | CAPITAL | REPLACEMENT | N/A | USD/car | us | us | 30557.7671
light duty autos | PHEV - 25 mile range - Light Duty Auto | 2035 | FIXED_OM | NEW | N/A | USD/car | us | us | 407.7305
light duty autos | PHEV - 25 mile range - Light Duty Auto | 2035 | FIXED_OM | REPLACEMENT | N/A | USD/car | us | us | 407.7305
light duty autos | PHEV - 25 mile range - Light Duty Auto | 2035 | FUEL_SWITCHING | NEW | N/A | USD/car | us | us | 584.2777
light duty autos | PHEV - 25 mile range - Light Duty Auto | 2035 | FUEL_SWITCHING | REPLACEMENT | N/A | USD/car | us | us | 0
light duty autos | PHEV - 25 mile range - Light Duty Auto | 2035 | INSTALLATION | NEW | N/A | USD/car | us | us | 1521.3859
light duty autos | PHEV - 25 mile range - Light Duty Auto | 2035 | INSTALLATION | REPLACEMENT | N/A | USD/car | us | us | 1521.3859
light duty autos | PHEV - 25 mile range - Light Duty Auto | 2036 | CAPITAL | NEW | N/A | USD/car | us | us | 30507.8904
light duty autos | PHEV - 25 mile range - Light Duty Auto | 2036 | CAPITAL | REPLACEMENT | N/A | USD/car | us | us | 30507.8904
light duty autos | PHEV - 25 mile range - Light Duty Auto | 2036 | FIXED_OM | NEW | N/A | USD/car | us | us | 407.7305
light duty autos | PHEV - 25 mile range - Light Duty Auto | 2036 | FIXED_OM | REPLACEMENT | N/A | USD/car | us | us | 407.7305
light duty autos | PHEV - 25 mile range - Light Duty Auto | 2036 | FUEL_SWITCHING | NEW | N/A | USD/car | us | us | 584.2777
light duty autos | PHEV - 25 mile range - Light Duty Auto | 2036 | FUEL_SWITCHING | REPLACEMENT | N/A | USD/car | us | us | 0
light duty autos | PHEV - 25 mile range - Light Duty Auto | 2036 | INSTALLATION | NEW | N/A | USD/car | us | us | 1521.3859
light duty autos | PHEV - 25 mile range - Light Duty Auto | 2036 | INSTALLATION | REPLACEMENT | N/A | USD/car | us | us | 1521.3859
light duty autos | PHEV - 25 mile range - Light Duty Auto | 2037 | CAPITAL | NEW | N/A | USD/car | us | us | 30458.0137
light duty autos | PHEV - 25 mile range - Light Duty Auto | 2037 | CAPITAL | REPLACEMENT | N/A | USD/car | us | us | 30458.0137
light duty autos | PHEV - 25 mile range - Light Duty Auto | 2037 | FIXED_OM | NEW | N/A | USD/car | us | us | 407.7305
light duty autos | PHEV - 25 mile range - Light Duty Auto | 2037 | FIXED_OM | REPLACEMENT | N/A | USD/car | us | us | 407.7305
light duty autos | PHEV - 25 mile range - Light Duty Auto | 2037 | FUEL_SWITCHING | NEW | N/A | USD/car | us | us | 584.2777
light duty autos | PHEV - 25 mile range - Light Duty Auto | 2037 | FUEL_SWITCHING | REPLACEMENT | N/A | USD/car | us | us | 0
light duty autos | PHEV - 25 mile range - Light Duty Auto | 2037 | INSTALLATION | NEW | N/A | USD/car | us | us | 1521.3859
light duty autos | PHEV - 25 mile range - Light Duty Auto | 2037 | INSTALLATION | REPLACEMENT | N/A | USD/car | us | us | 1521.3859
light duty autos | PHEV - 25 mile range - Light Duty Auto | 2038 | CAPITAL | NEW | N/A | USD/car | us | us | 30408.1369
light duty autos | PHEV - 25 mile range - Light Duty Auto | 2038 | CAPITAL | REPLACEMENT | N/A | USD/car | us | us | 30408.1369
light duty autos | PHEV - 25 mile range - Light Duty Auto | 2038 | FIXED_OM | NEW | N/A | USD/car | us | us | 407.7305
light duty autos | PHEV - 25 mile range - Light Duty Auto | 2038 | FIXED_OM | REPLACEMENT | N/A | USD/car | us | us | 407.7305
light duty autos | PHEV - 25 mile range - Light Duty Auto | 2038 | FUEL_SWITCHING | NEW | N/A | USD/car | us | us | 584.2777
light duty autos | PHEV - 25 mile range - Light Duty Auto | 2038 | FUEL_SWITCHING | REPLACEMENT | N/A | USD/car | us | us | 0
light duty autos | PHEV - 25 mile range - Light Duty Auto | 2038 | INSTALLATION | NEW | N/A | USD/car | us | us | 1521.3859
light duty autos | PHEV - 25 mile range - Light Duty Auto | 2038 | INSTALLATION | REPLACEMENT | N/A | USD/car | us | us | 1521.3859
light duty autos | PHEV - 25 mile range - Light Duty Auto | 2039 | CAPITAL | NEW | N/A | USD/car | us | us | 30358.2602
light duty autos | PHEV - 25 mile range - Light Duty Auto | 2039 | CAPITAL | REPLACEMENT | N/A | USD/car | us | us | 30358.2602
light duty autos | PHEV - 25 mile range - Light Duty Auto | 2039 | FIXED_OM | NEW | N/A | USD/car | us | us | 407.7305
light duty autos | PHEV - 25 mile range - Light Duty Auto | 2039 | FIXED_OM | REPLACEMENT | N/A | USD/car | us | us | 407.7305
light duty autos | PHEV - 25 mile range - Light Duty Auto | 2039 | FUEL_SWITCHING | NEW | N/A | USD/car | us | us | 584.2777
light duty autos | PHEV - 25 mile range - Light Duty Auto | 2039 | FUEL_SWITCHING | REPLACEMENT | N/A | USD/car | us | us | 0
light duty autos | PHEV - 25 mile range - Light Duty Auto | 2039 | INSTALLATION | NEW | N/A | USD/car | us | us | 1521.3859
light duty autos | PHEV - 25 mile range - Light Duty Auto | 2039 | INSTALLATION | REPLACEMENT | N/A | USD/car | us | us | 1521.3859
light duty autos | PHEV - 25 mile range - Light Duty Auto | 2040 | CAPITAL | NEW | N/A | USD/car | us | us | 30308.3835
light duty autos | PHEV - 25 mile range - Light Duty Auto | 2040 | CAPITAL | REPLACEMENT | N/A | USD/car | us | us | 30308.3835
light duty autos | PHEV - 25 mile range - Light Duty Auto | 2040 | FIXED_OM | NEW | N/A | USD/car | us | us | 407.7305
light duty autos | PHEV - 25 mile range - Light Duty Auto | 2040 | FIXED_OM | REPLACEMENT | N/A | USD/car | us | us | 407.7305
light duty autos | PHEV - 25 mile range - Light Duty Auto | 2040 | FUEL_SWITCHING | NEW | N/A | USD/car | us | us | 584.2777
light duty autos | PHEV - 25 mile range - Light Duty Auto | 2040 | FUEL_SWITCHING | REPLACEMENT | N/A | USD/car | us | us | 0
light duty autos | PHEV - 25 mile range - Light Duty Auto | 2040 | INSTALLATION | NEW | N/A | USD/car | us | us | 1521.3859
light duty autos | PHEV - 25 mile range - Light Duty Auto | 2040 | INSTALLATION | REPLACEMENT | N/A | USD/car | us | us | 1521.3859
light duty autos | PHEV - 25 mile range - Light Duty Auto | 2041 | CAPITAL | NEW | N/A | USD/car | us | us | 30258.5067
light duty autos | PHEV - 25 mile range - Light Duty Auto | 2041 | CAPITAL | REPLACEMENT | N/A | USD/car | us | us | 30258.5067
light duty autos | PHEV - 25 mile range - Light Duty Auto | 2041 | FIXED_OM | NEW | N/A | USD/car | us | us | 407.7305
light duty autos | PHEV - 25 mile range - Light Duty Auto | 2041 | FIXED_OM | REPLACEMENT | N/A | USD/car | us | us | 407.7305
light duty autos | PHEV - 25 mile range - Light Duty Auto | 2041 | FUEL_SWITCHING | NEW | N/A | USD/car | us | us | 584.2777
light duty autos | PHEV - 25 mile range - Light Duty Auto | 2041 | FUEL_SWITCHING | REPLACEMENT | N/A | USD/car | us | us | 0
light duty autos | PHEV - 25 mile range - Light Duty Auto | 2041 | INSTALLATION | NEW | N/A | USD/car | us | us | 1521.3859
light duty autos | PHEV - 25 mile range - Light Duty Auto | 2041 | INSTALLATION | REPLACEMENT | N/A | USD/car | us | us | 1521.3859
light duty autos | PHEV - 25 mile range - Light Duty Auto | 2042 | CAPITAL | NEW | N/A | USD/car | us | us | 30208.63
light duty autos | PHEV - 25 mile range - Light Duty Auto | 2042 | CAPITAL | REPLACEMENT | N/A | USD/car | us | us | 30208.63
light duty autos | PHEV - 25 mile range - Light Duty Auto | 2042 | FIXED_OM | NEW | N/A | USD/car | us | us | 407.7305
light duty autos | PHEV - 25 mile range - Light Duty Auto | 2042 | FIXED_OM | REPLACEMENT | N/A | USD/car | us | us | 407.7305
light duty autos | PHEV - 25 mile range - Light Duty Auto | 2042 | FUEL_SWITCHING | NEW | N/A | USD/car | us | us | 584.2777
light duty autos | PHEV - 25 mile range - Light Duty Auto | 2042 | FUEL_SWITCHING | REPLACEMENT | N/A | USD/car | us | us | 0
light duty autos | PHEV - 25 mile range - Light Duty Auto | 2042 | INSTALLATION | NEW | N/A | USD/car | us | us | 1521.3859
light duty autos | PHEV - 25 mile range - Light Duty Auto | 2042 | INSTALLATION | REPLACEMENT | N/A | USD/car | us | us | 1521.3859
light duty autos | PHEV - 25 mile range - Light Duty Auto | 2043 | CAPITAL | NEW | N/A | USD/car | us | us | 30158.7533
light duty autos | PHEV - 25 mile range - Light Duty Auto | 2043 | CAPITAL | REPLACEMENT | N/A | USD/car | us | us | 30158.7533
light duty autos | PHEV - 25 mile range - Light Duty Auto | 2043 | FIXED_OM | NEW | N/A | USD/car | us | us | 407.7305
light duty autos | PHEV - 25 mile range - Light Duty Auto | 2043 | FIXED_OM | REPLACEMENT | N/A | USD/car | us | us | 407.7305
light duty autos | PHEV - 25 mile range - Light Duty Auto | 2043 | FUEL_SWITCHING | NEW | N/A | USD/car | us | us | 584.2777
light duty autos | PHEV - 25 mile range - Light Duty Auto | 2043 | FUEL_SWITCHING | REPLACEMENT | N/A | USD/car | us | us | 0
light duty autos | PHEV - 25 mile range - Light Duty Auto | 2043 | INSTALLATION | NEW | N/A | USD/car | us | us | 1521.3859
light duty autos | PHEV - 25 mile range - Light Duty Auto | 2043 | INSTALLATION | REPLACEMENT | N/A | USD/car | us | us | 1521.3859
light duty autos | PHEV - 25 mile range - Light Duty Auto | 2044 | CAPITAL | NEW | N/A | USD/car | us | us | 30108.8766
light duty autos | PHEV - 25 mile range - Light Duty Auto | 2044 | CAPITAL | REPLACEMENT | N/A | USD/car | us | us | 30108.8766
light duty autos | PHEV - 25 mile range - Light Duty Auto | 2044 | FIXED_OM | NEW | N/A | USD/car | us | us | 407.7305
light duty autos | PHEV - 25 mile range - Light Duty Auto | 2044 | FIXED_OM | REPLACEMENT | N/A | USD/car | us | us | 407.7305
light duty autos | PHEV - 25 mile range - Light Duty Auto | 2044 | FUEL_SWITCHING | NEW | N/A | USD/car | us | us | 584.2777
light duty autos | PHEV - 25 mile range - Light Duty Auto | 2044 | FUEL_SWITCHING | REPLACEMENT | N/A | USD/car | us | us | 0
light duty autos | PHEV - 25 mile range - Light Duty Auto | 2044 | INSTALLATION | NEW | N/A | USD/car | us | us | 1521.3859
light duty autos | PHEV - 25 mile range - Light Duty Auto | 2044 | INSTALLATION | REPLACEMENT | N/A | USD/car | us | us | 1521.3859
light duty autos | PHEV - 25 mile range - Light Duty Auto | 2045 | CAPITAL | NEW | N/A | USD/car | us | us | 30058.9998
light duty autos | PHEV - 25 mile range - Light Duty Auto | 2045 | CAPITAL | REPLACEMENT | N/A | USD/car | us | us | 30058.9998
light duty autos | PHEV - 25 mile range - Light Duty Auto | 2045 | FIXED_OM | NEW | N/A | USD/car | us | us | 407.7305
light duty autos | PHEV - 25 mile range - Light Duty Auto | 2045 | FIXED_OM | REPLACEMENT | N/A | USD/car | us | us | 407.7305
light duty autos | PHEV - 25 mile range - Light Duty Auto | 2045 | FUEL_SWITCHING | NEW | N/A | USD/car | us | us | 584.2777
light duty autos | PHEV - 25 mile range - Light Duty Auto | 2045 | FUEL_SWITCHING | REPLACEMENT | N/A | USD/car | us | us | 0
light duty autos | PHEV - 25 mile range - Light Duty Auto | 2045 | INSTALLATION | NEW | N/A | USD/car | us | us | 1521.3859
light duty autos | PHEV - 25 mile range - Light Duty Auto | 2045 | INSTALLATION | REPLACEMENT | N/A | USD/car | us | us | 1521.3859
light duty autos | PHEV - 25 mile range - Light Duty Auto | 2046 | CAPITAL | NEW | N/A | USD/car | us | us | 30009.1231
light duty autos | PHEV - 25 mile range - Light Duty Auto | 2046 | CAPITAL | REPLACEMENT | N/A | USD/car | us | us | 30009.1231
light duty autos | PHEV - 25 mile range - Light Duty Auto | 2046 | FIXED_OM | NEW | N/A | USD/car | us | us | 407.7305
light duty autos | PHEV - 25 mile range - Light Duty Auto | 2046 | FIXED_OM | REPLACEMENT | N/A | USD/car | us | us | 407.7305
light duty autos | PHEV - 25 mile range - Light Duty Auto | 2046 | FUEL_SWITCHING | NEW | N/A | USD/car | us | us | 584.2777
light duty autos | PHEV - 25 mile range - Light Duty Auto | 2046 | FUEL_SWITCHING | REPLACEMENT | N/A | USD/car | us | us | 0
light duty autos | PHEV - 25 mile range - Light Duty Auto | 2046 | INSTALLATION | NEW | N/A | USD/car | us | us | 1521.3859
light duty autos | PHEV - 25 mile range - Light Duty Auto | 2046 | INSTALLATION | REPLACEMENT | N/A | USD/car | us | us | 1521.3859
light duty autos | PHEV - 25 mile range - Light Duty Auto | 2047 | CAPITAL | NEW | N/A | USD/car | us | us | 29959.2464
light duty autos | PHEV - 25 mile range - Light Duty Auto | 2047 | CAPITAL | REPLACEMENT | N/A | USD/car | us | us | 29959.2464
light duty autos | PHEV - 25 mile range - Light Duty Auto | 2047 | FIXED_OM | NEW | N/A | USD/car | us | us | 407.7305
light duty autos | PHEV - 25 mile range - Light Duty Auto | 2047 | FIXED_OM | REPLACEMENT | N/A | USD/car | us | us | 407.7305
light duty autos | PHEV - 25 mile range - Light Duty Auto | 2047 | FUEL_SWITCHING | NEW | N/A | USD/car | us | us | 584.2777
light duty autos | PHEV - 25 mile range - Light Duty Auto | 2047 | FUEL_SWITCHING | REPLACEMENT | N/A | USD/car | us | us | 0
light duty autos | PHEV - 25 mile range - Light Duty Auto | 2047 | INSTALLATION | NEW | N/A | USD/car | us | us | 1521.3859
light duty autos | PHEV - 25 mile range - Light Duty Auto | 2047 | INSTALLATION | REPLACEMENT | N/A | USD/car | us | us | 1521.3859
light duty autos | PHEV - 25 mile range - Light Duty Auto | 2048 | CAPITAL | NEW | N/A | USD/car | us | us | 29909.3696
light duty autos | PHEV - 25 mile range - Light Duty Auto | 2048 | CAPITAL | REPLACEMENT | N/A | USD/car | us | us | 29909.3696
light duty autos | PHEV - 25 mile range - Light Duty Auto | 2048 | FIXED_OM | NEW | N/A | USD/car | us | us | 407.7305
light duty autos | PHEV - 25 mile range - Light Duty Auto | 2048 | FIXED_OM | REPLACEMENT | N/A | USD/car | us | us | 407.7305
light duty autos | PHEV - 25 mile range - Light Duty Auto | 2048 | FUEL_SWITCHING | NEW | N/A | USD/car | us | us | 584.2777
light duty autos | PHEV - 25 mile range - Light Duty Auto | 2048 | FUEL_SWITCHING | REPLACEMENT | N/A | USD/car | us | us | 0
light duty autos | PHEV - 25 mile range - Light Duty Auto | 2048 | INSTALLATION | NEW | N/A | USD/car | us | us | 1521.3859
light duty autos | PHEV - 25 mile range - Light Duty Auto | 2048 | INSTALLATION | REPLACEMENT | N/A | USD/car | us | us | 1521.3859
light duty autos | PHEV - 25 mile range - Light Duty Auto | 2049 | CAPITAL | NEW | N/A | USD/car | us | us | 29859.4929
light duty autos | PHEV - 25 mile range - Light Duty Auto | 2049 | CAPITAL | REPLACEMENT | N/A | USD/car | us | us | 29859.4929
light duty autos | PHEV - 25 mile range - Light Duty Auto | 2049 | FIXED_OM | NEW | N/A | USD/car | us | us | 407.7305
light duty autos | PHEV - 25 mile range - Light Duty Auto | 2049 | FIXED_OM | REPLACEMENT | N/A | USD/car | us | us | 407.7305
light duty autos | PHEV - 25 mile range - Light Duty Auto | 2049 | FUEL_SWITCHING | NEW | N/A | USD/car | us | us | 584.2777
light duty autos | PHEV - 25 mile range - Light Duty Auto | 2049 | FUEL_SWITCHING | REPLACEMENT | N/A | USD/car | us | us | 0
light duty autos | PHEV - 25 mile range - Light Duty Auto | 2049 | INSTALLATION | NEW | N/A | USD/car | us | us | 1521.3859
light duty autos | PHEV - 25 mile range - Light Duty Auto | 2049 | INSTALLATION | REPLACEMENT | N/A | USD/car | us | us | 1521.3859
light duty autos | PHEV - 25 mile range - Light Duty Auto | 2050 | CAPITAL | NEW | N/A | USD/car | us | us | 29809.6162
light duty autos | PHEV - 25 mile range - Light Duty Auto | 2050 | CAPITAL | REPLACEMENT | N/A | USD/car | us | us | 29809.6162
light duty autos | PHEV - 25 mile range - Light Duty Auto | 2050 | FIXED_OM | NEW | N/A | USD/car | us | us | 407.7305
light duty autos | PHEV - 25 mile range - Light Duty Auto | 2050 | FIXED_OM | REPLACEMENT | N/A | USD/car | us | us | 407.7305
light duty autos | PHEV - 25 mile range - Light Duty Auto | 2050 | FUEL_SWITCHING | NEW | N/A | USD/car | us | us | 584.2777
light duty autos | PHEV - 25 mile range - Light Duty Auto | 2050 | FUEL_SWITCHING | REPLACEMENT | N/A | USD/car | us | us | 0
light duty autos | PHEV - 25 mile range - Light Duty Auto | 2050 | INSTALLATION | NEW | N/A | USD/car | us | us | 1521.3859
light duty autos | PHEV - 25 mile range - Light Duty Auto | 2050 | INSTALLATION | REPLACEMENT | N/A | USD/car | us | us | 1521.3859
light duty autos | PHEV - 50 mile range - Light Duty Auto | 2020 | CAPITAL | NEW | N/A | USD/car | us | us | 39393.5637
light duty autos | PHEV - 50 mile range - Light Duty Auto | 2020 | CAPITAL | REPLACEMENT | N/A | USD/car | us | us | 39393.5637
light duty autos | PHEV - 50 mile range - Light Duty Auto | 2020 | FIXED_OM | NEW | N/A | USD/car | us | us | 377.3676
light duty autos | PHEV - 50 mile range - Light Duty Auto | 2020 | FIXED_OM | REPLACEMENT | N/A | USD/car | us | us | 377.3676
light duty autos | PHEV - 50 mile range - Light Duty Auto | 2020 | FUEL_SWITCHING | NEW | N/A | USD/car | us | us | 584.2777
light duty autos | PHEV - 50 mile range - Light Duty Auto | 2020 | FUEL_SWITCHING | REPLACEMENT | N/A | USD/car | us | us | 0
light duty autos | PHEV - 50 mile range - Light Duty Auto | 2020 | INSTALLATION | NEW | N/A | USD/car | us | us | 1521.3859
light duty autos | PHEV - 50 mile range - Light Duty Auto | 2020 | INSTALLATION | REPLACEMENT | N/A | USD/car | us | us | 1521.3859
light duty autos | PHEV - 50 mile range - Light Duty Auto | 2021 | CAPITAL | NEW | N/A | USD/car | us | us | 38506.6444
light duty autos | PHEV - 50 mile range - Light Duty Auto | 2021 | CAPITAL | REPLACEMENT | N/A | USD/car | us | us | 38506.6444
light duty autos | PHEV - 50 mile range - Light Duty Auto | 2021 | FIXED_OM | NEW | N/A | USD/car | us | us | 377.3676
light duty autos | PHEV - 50 mile range - Light Duty Auto | 2021 | FIXED_OM | REPLACEMENT | N/A | USD/car | us | us | 377.3676
light duty autos | PHEV - 50 mile range - Light Duty Auto | 2021 | FUEL_SWITCHING | NEW | N/A | USD/car | us | us | 584.2777
light duty autos | PHEV - 50 mile range - Light Duty Auto | 2021 | FUEL_SWITCHING | REPLACEMENT | N/A | USD/car | us | us | 0
light duty autos | PHEV - 50 mile range - Light Duty Auto | 2021 | INSTALLATION | NEW | N/A | USD/car | us | us | 1521.3859
light duty autos | PHEV - 50 mile range - Light Duty Auto | 2021 | INSTALLATION | REPLACEMENT | N/A | USD/car | us | us | 1521.3859
light duty autos | PHEV - 50 mile range - Light Duty Auto | 2022 | CAPITAL | NEW | N/A | USD/car | us | us | 37619.725
light duty autos | PHEV - 50 mile range - Light Duty Auto | 2022 | CAPITAL | REPLACEMENT | N/A | USD/car | us | us | 37619.725
light duty autos | PHEV - 50 mile range - Light Duty Auto | 2022 | FIXED_OM | NEW | N/A | USD/car | us | us | 377.3676
light duty autos | PHEV - 50 mile range - Light Duty Auto | 2022 | FIXED_OM | REPLACEMENT | N/A | USD/car | us | us | 377.3676
light duty autos | PHEV - 50 mile range - Light Duty Auto | 2022 | FUEL_SWITCHING | NEW | N/A | USD/car | us | us | 584.2777
light duty autos | PHEV - 50 mile range - Light Duty Auto | 2022 | FUEL_SWITCHING | REPLACEMENT | N/A | USD/car | us | us | 0
light duty autos | PHEV - 50 mile range - Light Duty Auto | 2022 | INSTALLATION | NEW | N/A | USD/car | us | us | 1521.3859
light duty autos | PHEV - 50 mile range - Light Duty Auto | 2022 | INSTALLATION | REPLACEMENT | N/A | USD/car | us | us | 1521.3859
light duty autos | PHEV - 50 mile range - Light Duty Auto | 2023 | CAPITAL | NEW | N/A | USD/car | us | us | 36732.8057
light duty autos | PHEV - 50 mile range - Light Duty Auto | 2023 | CAPITAL | REPLACEMENT | N/A | USD/car | us | us | 36732.8057
light duty autos | PHEV - 50 mile range - Light Duty Auto | 2023 | FIXED_OM | NEW | N/A | USD/car | us | us | 377.3676
light duty autos | PHEV - 50 mile range - Light Duty Auto | 2023 | FIXED_OM | REPLACEMENT | N/A | USD/car | us | us | 377.3676
light duty autos | PHEV - 50 mile range - Light Duty Auto | 2023 | FUEL_SWITCHING | NEW | N/A | USD/car | us | us | 584.2777
light duty autos | PHEV - 50 mile range - Light Duty Auto | 2023 | FUEL_SWITCHING | REPLACEMENT | N/A | USD/car | us | us | 0
light duty autos | PHEV - 50 mile range - Light Duty Auto | 2023 | INSTALLATION | NEW | N/A | USD/car | us | us | 1521.3859
light duty autos | PHEV - 50 mile range - Light Duty Auto | 2023 | INSTALLATION | REPLACEMENT | N/A | USD/car | us | us | 1521.3859
light duty autos | PHEV - 50 mile range - Light Duty Auto | 2024 | CAPITAL | NEW | N/A | USD/car | us | us | 35845.8863
light duty autos | PHEV - 50 mile range - Light Duty Auto | 2024 | CAPITAL | REPLACEMENT | N/A | USD/car | us | us | 35845.8863
light duty autos | PHEV - 50 mile range - Light Duty Auto | 2024 | FIXED_OM | NEW | N/A | USD/car | us | us | 377.3676
light duty autos | PHEV - 50 mile range - Light Duty Auto | 2024 | FIXED_OM | REPLACEMENT | N/A | USD/car | us | us | 377.3676
light duty autos | PHEV - 50 mile range - Light Duty Auto | 2024 | FUEL_SWITCHING | NEW | N/A | USD/car | us | us | 584.2777
light duty autos | PHEV - 50 mile range - Light Duty Auto | 2024 | FUEL_SWITCHING | REPLACEMENT | N/A | USD/car | us | us | 0
light duty autos | PHEV - 50 mile range - Light Duty Auto | 2024 | INSTALLATION | NEW | N/A | USD/car | us | us | 1521.3859
light duty autos | PHEV - 50 mile range - Light Duty Auto | 2024 | INSTALLATION | REPLACEMENT | N/A | USD/car | us | us | 1521.3859
light duty autos | PHEV - 50 mile range - Light Duty Auto | 2025 | CAPITAL | NEW | N/A | USD/car | us | us | 34958.967
light duty autos | PHEV - 50 mile range - Light Duty Auto | 2025 | CAPITAL | REPLACEMENT | N/A | USD/car | us | us | 34958.967
light duty autos | PHEV - 50 mile range - Light Duty Auto | 2025 | FIXED_OM | NEW | N/A | USD/car | us | us | 377.3676
light duty autos | PHEV - 50 mile range - Light Duty Auto | 2025 | FIXED_OM | REPLACEMENT | N/A | USD/car | us | us | 377.3676
light duty autos | PHEV - 50 mile range - Light Duty Auto | 2025 | FUEL_SWITCHING | NEW | N/A | USD/car | us | us | 584.2777
light duty autos | PHEV - 50 mile range - Light Duty Auto | 2025 | FUEL_SWITCHING | REPLACEMENT | N/A | USD/car | us | us | 0
light duty autos | PHEV - 50 mile range - Light Duty Auto | 2025 | INSTALLATION | NEW | N/A | USD/car | us | us | 1521.3859
light duty autos | PHEV - 50 mile range - Light Duty Auto | 2025 | INSTALLATION | REPLACEMENT | N/A | USD/car | us | us | 1521.3859
light duty autos | PHEV - 50 mile range - Light Duty Auto | 2026 | CAPITAL | NEW | N/A | USD/car | us | us | 34778.9155
light duty autos | PHEV - 50 mile range - Light Duty Auto | 2026 | CAPITAL | REPLACEMENT | N/A | USD/car | us | us | 34778.9155
light duty autos | PHEV - 50 mile range - Light Duty Auto | 2026 | FIXED_OM | NEW | N/A | USD/car | us | us | 377.3676
light duty autos | PHEV - 50 mile range - Light Duty Auto | 2026 | FIXED_OM | REPLACEMENT | N/A | USD/car | us | us | 377.3676
light duty autos | PHEV - 50 mile range - Light Duty Auto | 2026 | FUEL_SWITCHING | NEW | N/A | USD/car | us | us | 584.2777
light duty autos | PHEV - 50 mile range - Light Duty Auto | 2026 | FUEL_SWITCHING | REPLACEMENT | N/A | USD/car | us | us | 0
light duty autos | PHEV - 50 mile range - Light Duty Auto | 2026 | INSTALLATION | NEW | N/A | USD/car | us | us | 1521.3859
light duty autos | PHEV - 50 mile range - Light Duty Auto | 2026 | INSTALLATION | REPLACEMENT | N/A | USD/car | us | us | 1521.3859
light duty autos | PHEV - 50 mile range - Light Duty Auto | 2027 | CAPITAL | NEW | N/A | USD/car | us | us | 34598.8641
light duty autos | PHEV - 50 mile range - Light Duty Auto | 2027 | CAPITAL | REPLACEMENT | N/A | USD/car | us | us | 34598.8641
light duty autos | PHEV - 50 mile range - Light Duty Auto | 2027 | FIXED_OM | NEW | N/A | USD/car | us | us | 377.3676
light duty autos | PHEV - 50 mile range - Light Duty Auto | 2027 | FIXED_OM | REPLACEMENT | N/A | USD/car | us | us | 377.3676
light duty autos | PHEV - 50 mile range - Light Duty Auto | 2027 | FUEL_SWITCHING | NEW | N/A | USD/car | us | us | 584.2777
light duty autos | PHEV - 50 mile range - Light Duty Auto | 2027 | FUEL_SWITCHING | REPLACEMENT | N/A | USD/car | us | us | 0
light duty autos | PHEV - 50 mile range - Light Duty Auto | 2027 | INSTALLATION | NEW | N/A | USD/car | us | us | 1521.3859
light duty autos | PHEV - 50 mile range - Light Duty Auto | 2027 | INSTALLATION | REPLACEMENT | N/A | USD/car | us | us | 1521.3859
light duty autos | PHEV - 50 mile range - Light Duty Auto | 2028 | CAPITAL | NEW | N/A | USD/car | us | us | 34418.8126
light duty autos | PHEV - 50 mile range - Light Duty Auto | 2028 | CAPITAL | REPLACEMENT | N/A | USD/car | us | us | 34418.8126
light duty autos | PHEV - 50 mile range - Light Duty Auto | 2028 | FIXED_OM | NEW | N/A | USD/car | us | us | 377.3676
light duty autos | PHEV - 50 mile range - Light Duty Auto | 2028 | FIXED_OM | REPLACEMENT | N/A | USD/car | us | us | 377.3676
light duty autos | PHEV - 50 mile range - Light Duty Auto | 2028 | FUEL_SWITCHING | NEW | N/A | USD/car | us | us | 584.2777
light duty autos | PHEV - 50 mile range - Light Duty Auto | 2028 | FUEL_SWITCHING | REPLACEMENT | N/A | USD/car | us | us | 0
light duty autos | PHEV - 50 mile range - Light Duty Auto | 2028 | INSTALLATION | NEW | N/A | USD/car | us | us | 1521.3859
light duty autos | PHEV - 50 mile range - Light Duty Auto | 2028 | INSTALLATION | REPLACEMENT | N/A | USD/car | us | us | 1521.3859
light duty autos | PHEV - 50 mile range - Light Duty Auto | 2029 | CAPITAL | NEW | N/A | USD/car | us | us | 34238.7612
light duty autos | PHEV - 50 mile range - Light Duty Auto | 2029 | CAPITAL | REPLACEMENT | N/A | USD/car | us | us | 34238.7612
light duty autos | PHEV - 50 mile range - Light Duty Auto | 2029 | FIXED_OM | NEW | N/A | USD/car | us | us | 377.3676
light duty autos | PHEV - 50 mile range - Light Duty Auto | 2029 | FIXED_OM | REPLACEMENT | N/A | USD/car | us | us | 377.3676
light duty autos | PHEV - 50 mile range - Light Duty Auto | 2029 | FUEL_SWITCHING | NEW | N/A | USD/car | us | us | 584.2777
light duty autos | PHEV - 50 mile range - Light Duty Auto | 2029 | FUEL_SWITCHING | REPLACEMENT | N/A | USD/car | us | us | 0
light duty autos | PHEV - 50 mile range - Light Duty Auto | 2029 | INSTALLATION | NEW | N/A | USD/car | us | us | 1521.3859
light duty autos | PHEV - 50 mile range - Light Duty Auto | 2029 | INSTALLATION | REPLACEMENT | N/A | USD/car | us | us | 1521.3859
light duty autos | PHEV - 50 mile range - Light Duty Auto | 2030 | CAPITAL | NEW | N/A | USD/car | us | us | 34058.7097
light duty autos | PHEV - 50 mile range - Light Duty Auto | 2030 | CAPITAL | REPLACEMENT | N/A | USD/car | us | us | 34058.7097
light duty autos | PHEV - 50 mile range - Light Duty Auto | 2030 | FIXED_OM | NEW | N/A | USD/car | us | us | 377.3676
light duty autos | PHEV - 50 mile range - Light Duty Auto | 2030 | FIXED_OM | REPLACEMENT | N/A | USD/car | us | us | 377.3676
light duty autos | PHEV - 50 mile range - Light Duty Auto | 2030 | FUEL_SWITCHING | NEW | N/A | USD/car | us | us | 584.2777
light duty autos | PHEV - 50 mile range - Light Duty Auto | 2030 | FUEL_SWITCHING | REPLACEMENT | N/A | USD/car | us | us | 0
light duty autos | PHEV - 50 mile range - Light Duty Auto | 2030 | INSTALLATION | NEW | N/A | USD/car | us | us | 1521.3859
light duty autos | PHEV - 50 mile range - Light Duty Auto | 2030 | INSTALLATION | REPLACEMENT | N/A | USD/car | us | us | 1521.3859
light duty autos | PHEV - 50 mile range - Light Duty Auto | 2031 | CAPITAL | NEW | N/A | USD/car | us | us | 34048.826
light duty autos | PHEV - 50 mile range - Light Duty Auto | 2031 | CAPITAL | REPLACEMENT | N/A | USD/car | us | us | 34048.826
light duty autos | PHEV - 50 mile range - Light Duty Auto | 2031 | FIXED_OM | NEW | N/A | USD/car | us | us | 377.3676
light duty autos | PHEV - 50 mile range - Light Duty Auto | 2031 | FIXED_OM | REPLACEMENT | N/A | USD/car | us | us | 377.3676
light duty autos | PHEV - 50 mile range - Light Duty Auto | 2031 | FUEL_SWITCHING | NEW | N/A | USD/car | us | us | 584.2777
light duty autos | PHEV - 50 mile range - Light Duty Auto | 2031 | FUEL_SWITCHING | REPLACEMENT | N/A | USD/car | us | us | 0
light duty autos | PHEV - 50 mile range - Light Duty Auto | 2031 | INSTALLATION | NEW | N/A | USD/car | us | us | 1521.3859
light duty autos | PHEV - 50 mile range - Light Duty Auto | 2031 | INSTALLATION | REPLACEMENT | N/A | USD/car | us | us | 1521.3859
light duty autos | PHEV - 50 mile range - Light Duty Auto | 2032 | CAPITAL | NEW | N/A | USD/car | us | us | 34038.9422
light duty autos | PHEV - 50 mile range - Light Duty Auto | 2032 | CAPITAL | REPLACEMENT | N/A | USD/car | us | us | 34038.9422
light duty autos | PHEV - 50 mile range - Light Duty Auto | 2032 | FIXED_OM | NEW | N/A | USD/car | us | us | 377.3676
light duty autos | PHEV - 50 mile range - Light Duty Auto | 2032 | FIXED_OM | REPLACEMENT | N/A | USD/car | us | us | 377.3676
light duty autos | PHEV - 50 mile range - Light Duty Auto | 2032 | FUEL_SWITCHING | NEW | N/A | USD/car | us | us | 584.2777
light duty autos | PHEV - 50 mile range - Light Duty Auto | 2032 | FUEL_SWITCHING | REPLACEMENT | N/A | USD/car | us | us | 0
light duty autos | PHEV - 50 mile range - Light Duty Auto | 2032 | INSTALLATION | NEW | N/A | USD/car | us | us | 1521.3859
light duty autos | PHEV - 50 mile range - Light Duty Auto | 2032 | INSTALLATION | REPLACEMENT | N/A | USD/car | us | us | 1521.3859
light duty autos | PHEV - 50 mile range - Light Duty Auto | 2033 | CAPITAL | NEW | N/A | USD/car | us | us | 34029.0584
light duty autos | PHEV - 50 mile range - Light Duty Auto | 2033 | CAPITAL | REPLACEMENT | N/A | USD/car | us | us | 34029.0584
light duty autos | PHEV - 50 mile range - Light Duty Auto | 2033 | FIXED_OM | NEW | N/A | USD/car | us | us | 377.3676
light duty autos | PHEV - 50 mile range - Light Duty Auto | 2033 | FIXED_OM | REPLACEMENT | N/A | USD/car | us | us | 377.3676
light duty autos | PHEV - 50 mile range - Light Duty Auto | 2033 | FUEL_SWITCHING | NEW | N/A | USD/car | us | us | 584.2777
light duty autos | PHEV - 50 mile range - Light Duty Auto | 2033 | FUEL_SWITCHING | REPLACEMENT | N/A | USD/car | us | us | 0
light duty autos | PHEV - 50 mile range - Light Duty Auto | 2033 | INSTALLATION | NEW | N/A | USD/car | us | us | 1521.3859
light duty autos | PHEV - 50 mile range - Light Duty Auto | 2033 | INSTALLATION | REPLACEMENT | N/A | USD/car | us | us | 1521.3859
light duty autos | PHEV - 50 mile range - Light Duty Auto | 2034 | CAPITAL | NEW | N/A | USD/car | us | us | 34019.1746
light duty autos | PHEV - 50 mile range - Light Duty Auto | 2034 | CAPITAL | REPLACEMENT | N/A | USD/car | us | us | 34019.1746
light duty autos | PHEV - 50 mile range - Light Duty Auto | 2034 | FIXED_OM | NEW | N/A | USD/car | us | us | 377.3676
light duty autos | PHEV - 50 mile range - Light Duty Auto | 2034 | FIXED_OM | REPLACEMENT | N/A | USD/car | us | us | 377.3676
light duty autos | PHEV - 50 mile range - Light Duty Auto | 2034 | FUEL_SWITCHING | NEW | N/A | USD/car | us | us | 584.2777
light duty autos | PHEV - 50 mile range - Light Duty Auto | 2034 | FUEL_SWITCHING | REPLACEMENT | N/A | USD/car | us | us | 0
light duty autos | PHEV - 50 mile range - Light Duty Auto | 2034 | INSTALLATION | NEW | N/A | USD/car | us | us | 1521.3859
light duty autos | PHEV - 50 mile range - Light Duty Auto | 2034 | INSTALLATION | REPLACEMENT | N/A | USD/car | us | us | 1521.3859
light duty autos | PHEV - 50 mile range - Light Duty Auto | 2035 | CAPITAL | NEW | N/A | USD/car | us | us | 34009.2908
light duty autos | PHEV - 50 mile range - Light Duty Auto | 2035 | CAPITAL | REPLACEMENT | N/A | USD/car | us | us | 34009.2908
light duty autos | PHEV - 50 mile range - Light Duty Auto | 2035 | FIXED_OM | NEW | N/A | USD/car | us | us | 377.3676
light duty autos | PHEV - 50 mile range - Light Duty Auto | 2035 | FIXED_OM | REPLACEMENT | N/A | USD/car | us | us | 377.3676
light duty autos | PHEV - 50 mile range - Light Duty Auto | 2035 | FUEL_SWITCHING | NEW | N/A | USD/car | us | us | 584.2777
light duty autos | PHEV - 50 mile range - Light Duty Auto | 2035 | FUEL_SWITCHING | REPLACEMENT | N/A | USD/car | us | us | 0
light duty autos | PHEV - 50 mile range - Light Duty Auto | 2035 | INSTALLATION | NEW | N/A | USD/car | us | us | 1521.3859
light duty autos | PHEV - 50 mile range - Light Duty Auto | 2035 | INSTALLATION | REPLACEMENT | N/A | USD/car | us | us | 1521.3859
light duty autos | PHEV - 50 mile range - Light Duty Auto | 2036 | CAPITAL | NEW | N/A | USD/car | us | us | 33899.8339
light duty autos | PHEV - 50 mile range - Light Duty Auto | 2036 | CAPITAL | REPLACEMENT | N/A | USD/car | us | us | 33899.8339
light duty autos | PHEV - 50 mile range - Light Duty Auto | 2036 | FIXED_OM | NEW | N/A | USD/car | us | us | 377.3676
light duty autos | PHEV - 50 mile range - Light Duty Auto | 2036 | FIXED_OM | REPLACEMENT | N/A | USD/car | us | us | 377.3676
light duty autos | PHEV - 50 mile range - Light Duty Auto | 2036 | FUEL_SWITCHING | NEW | N/A | USD/car | us | us | 584.2777
light duty autos | PHEV - 50 mile range - Light Duty Auto | 2036 | FUEL_SWITCHING | REPLACEMENT | N/A | USD/car | us | us | 0
light duty autos | PHEV - 50 mile range - Light Duty Auto | 2036 | INSTALLATION | NEW | N/A | USD/car | us | us | 1521.3859
light duty autos | PHEV - 50 mile range - Light Duty Auto | 2036 | INSTALLATION | REPLACEMENT | N/A | USD/car | us | us | 1521.3859
light duty autos | PHEV - 50 mile range - Light Duty Auto | 2037 | CAPITAL | NEW | N/A | USD/car | us | us | 33790.377
light duty autos | PHEV - 50 mile range - Light Duty Auto | 2037 | CAPITAL | REPLACEMENT | N/A | USD/car | us | us | 33790.377
light duty autos | PHEV - 50 mile range - Light Duty Auto | 2037 | FIXED_OM | NEW | N/A | USD/car | us | us | 377.3676
light duty autos | PHEV - 50 mile range - Light Duty Auto | 2037 | FIXED_OM | REPLACEMENT | N/A | USD/car | us | us | 377.3676
light duty autos | PHEV - 50 mile range - Light Duty Auto | 2037 | FUEL_SWITCHING | NEW | N/A | USD/car | us | us | 584.2777
light duty autos | PHEV - 50 mile range - Light Duty Auto | 2037 | FUEL_SWITCHING | REPLACEMENT | N/A | USD/car | us | us | 0
light duty autos | PHEV - 50 mile range - Light Duty Auto | 2037 | INSTALLATION | NEW | N/A | USD/car | us | us | 1521.3859
light duty autos | PHEV - 50 mile range - Light Duty Auto | 2037 | INSTALLATION | REPLACEMENT | N/A | USD/car | us | us | 1521.3859
light duty autos | PHEV - 50 mile range - Light Duty Auto | 2038 | CAPITAL | NEW | N/A | USD/car | us | us | 33680.9201
light duty autos | PHEV - 50 mile range - Light Duty Auto | 2038 | CAPITAL | REPLACEMENT | N/A | USD/car | us | us | 33680.9201
light duty autos | PHEV - 50 mile range - Light Duty Auto | 2038 | FIXED_OM | NEW | N/A | USD/car | us | us | 377.3676
light duty autos | PHEV - 50 mile range - Light Duty Auto | 2038 | FIXED_OM | REPLACEMENT | N/A | USD/car | us | us | 377.3676
light duty autos | PHEV - 50 mile range - Light Duty Auto | 2038 | FUEL_SWITCHING | NEW | N/A | USD/car | us | us | 584.2777
light duty autos | PHEV - 50 mile range - Light Duty Auto | 2038 | FUEL_SWITCHING | REPLACEMENT | N/A | USD/car | us | us | 0
light duty autos | PHEV - 50 mile range - Light Duty Auto | 2038 | INSTALLATION | NEW | N/A | USD/car | us | us | 1521.3859
light duty autos | PHEV - 50 mile range - Light Duty Auto | 2038 | INSTALLATION | REPLACEMENT | N/A | USD/car | us | us | 1521.3859
light duty autos | PHEV - 50 mile range - Light Duty Auto | 2039 | CAPITAL | NEW | N/A | USD/car | us | us | 33571.4631
light duty autos | PHEV - 50 mile range - Light Duty Auto | 2039 | CAPITAL | REPLACEMENT | N/A | USD/car | us | us | 33571.4631
light duty autos | PHEV - 50 mile range - Light Duty Auto | 2039 | FIXED_OM | NEW | N/A | USD/car | us | us | 377.3676
light duty autos | PHEV - 50 mile range - Light Duty Auto | 2039 | FIXED_OM | REPLACEMENT | N/A | USD/car | us | us | 377.3676
light duty autos | PHEV - 50 mile range - Light Duty Auto | 2039 | FUEL_SWITCHING | NEW | N/A | USD/car | us | us | 584.2777
light duty autos | PHEV - 50 mile range - Light Duty Auto | 2039 | FUEL_SWITCHING | REPLACEMENT | N/A | USD/car | us | us | 0
light duty autos | PHEV - 50 mile range - Light Duty Auto | 2039 | INSTALLATION | NEW | N/A | USD/car | us | us | 1521.3859
light duty autos | PHEV - 50 mile range - Light Duty Auto | 2039 | INSTALLATION | REPLACEMENT | N/A | USD/car | us | us | 1521.3859
light duty autos | PHEV - 50 mile range - Light Duty Auto | 2040 | CAPITAL | NEW | N/A | USD/car | us | us | 33462.0062
light duty autos | PHEV - 50 mile range - Light Duty Auto | 2040 | CAPITAL | REPLACEMENT | N/A | USD/car | us | us | 33462.0062
light duty autos | PHEV - 50 mile range - Light Duty Auto | 2040 | FIXED_OM | NEW | N/A | USD/car | us | us | 377.3676
light duty autos | PHEV - 50 mile range - Light Duty Auto | 2040 | FIXED_OM | REPLACEMENT | N/A | USD/car | us | us | 377.3676
light duty autos | PHEV - 50 mile range - Light Duty Auto | 2040 | FUEL_SWITCHING | NEW | N/A | USD/car | us | us | 584.2777
light duty autos | PHEV - 50 mile range - Light Duty Auto | 2040 | FUEL_SWITCHING | REPLACEMENT | N/A | USD/car | us | us | 0
light duty autos | PHEV - 50 mile range - Light Duty Auto | 2040 | INSTALLATION | NEW | N/A | USD/car | us | us | 1521.3859
light duty autos | PHEV - 50 mile range - Light Duty Auto | 2040 | INSTALLATION | REPLACEMENT | N/A | USD/car | us | us | 1521.3859
light duty autos | PHEV - 50 mile range - Light Duty Auto | 2041 | CAPITAL | NEW | N/A | USD/car | us | us | 33352.5493
light duty autos | PHEV - 50 mile range - Light Duty Auto | 2041 | CAPITAL | REPLACEMENT | N/A | USD/car | us | us | 33352.5493
light duty autos | PHEV - 50 mile range - Light Duty Auto | 2041 | FIXED_OM | NEW | N/A | USD/car | us | us | 377.3676
light duty autos | PHEV - 50 mile range - Light Duty Auto | 2041 | FIXED_OM | REPLACEMENT | N/A | USD/car | us | us | 377.3676
light duty autos | PHEV - 50 mile range - Light Duty Auto | 2041 | FUEL_SWITCHING | NEW | N/A | USD/car | us | us | 584.2777
light duty autos | PHEV - 50 mile range - Light Duty Auto | 2041 | FUEL_SWITCHING | REPLACEMENT | N/A | USD/car | us | us | 0
light duty autos | PHEV - 50 mile range - Light Duty Auto | 2041 | INSTALLATION | NEW | N/A | USD/car | us | us | 1521.3859
light duty autos | PHEV - 50 mile range - Light Duty Auto | 2041 | INSTALLATION | REPLACEMENT | N/A | USD/car | us | us | 1521.3859
light duty autos | PHEV - 50 mile range - Light Duty Auto | 2042 | CAPITAL | NEW | N/A | USD/car | us | us | 33243.0924
light duty autos | PHEV - 50 mile range - Light Duty Auto | 2042 | CAPITAL | REPLACEMENT | N/A | USD/car | us | us | 33243.0924
light duty autos | PHEV - 50 mile range - Light Duty Auto | 2042 | FIXED_OM | NEW | N/A | USD/car | us | us | 377.3676
light duty autos | PHEV - 50 mile range - Light Duty Auto | 2042 | FIXED_OM | REPLACEMENT | N/A | USD/car | us | us | 377.3676
light duty autos | PHEV - 50 mile range - Light Duty Auto | 2042 | FUEL_SWITCHING | NEW | N/A | USD/car | us | us | 584.2777
light duty autos | PHEV - 50 mile range - Light Duty Auto | 2042 | FUEL_SWITCHING | REPLACEMENT | N/A | USD/car | us | us | 0
light duty autos | PHEV - 50 mile range - Light Duty Auto | 2042 | INSTALLATION | NEW | N/A | USD/car | us | us | 1521.3859
light duty autos | PHEV - 50 mile range - Light Duty Auto | 2042 | INSTALLATION | REPLACEMENT | N/A | USD/car | us | us | 1521.3859
light duty autos | PHEV - 50 mile range - Light Duty Auto | 2043 | CAPITAL | NEW | N/A | USD/car | us | us | 33133.6355
light duty autos | PHEV - 50 mile range - Light Duty Auto | 2043 | CAPITAL | REPLACEMENT | N/A | USD/car | us | us | 33133.6355
light duty autos | PHEV - 50 mile range - Light Duty Auto | 2043 | FIXED_OM | NEW | N/A | USD/car | us | us | 377.3676
light duty autos | PHEV - 50 mile range - Light Duty Auto | 2043 | FIXED_OM | REPLACEMENT | N/A | USD/car | us | us | 377.3676
light duty autos | PHEV - 50 mile range - Light Duty Auto | 2043 | FUEL_SWITCHING | NEW | N/A | USD/car | us | us | 584.2777
light duty autos | PHEV - 50 mile range - Light Duty Auto | 2043 | FUEL_SWITCHING | REPLACEMENT | N/A | USD/car | us | us | 0
light duty autos | PHEV - 50 mile range - Light Duty Auto | 2043 | INSTALLATION | NEW | N/A | USD/car | us | us | 1521.3859
light duty autos | PHEV - 50 mile range - Light Duty Auto | 2043 | INSTALLATION | REPLACEMENT | N/A | USD/car | us | us | 1521.3859
light duty autos | PHEV - 50 mile range - Light Duty Auto | 2044 | CAPITAL | NEW | N/A | USD/car | us | us | 33024.1786
light duty autos | PHEV - 50 mile range - Light Duty Auto | 2044 | CAPITAL | REPLACEMENT | N/A | USD/car | us | us | 33024.1786
light duty autos | PHEV - 50 mile range - Light Duty Auto | 2044 | FIXED_OM | NEW | N/A | USD/car | us | us | 377.3676
light duty autos | PHEV - 50 mile range - Light Duty Auto | 2044 | FIXED_OM | REPLACEMENT | N/A | USD/car | us | us | 377.3676
light duty autos | PHEV - 50 mile range - Light Duty Auto | 2044 | FUEL_SWITCHING | NEW | N/A | USD/car | us | us | 584.2777
light duty autos | PHEV - 50 mile range - Light Duty Auto | 2044 | FUEL_SWITCHING | REPLACEMENT | N/A | USD/car | us | us | 0
light duty autos | PHEV - 50 mile range - Light Duty Auto | 2044 | INSTALLATION | NEW | N/A | USD/car | us | us | 1521.3859
light duty autos | PHEV - 50 mile range - Light Duty Auto | 2044 | INSTALLATION | REPLACEMENT | N/A | USD/car | us | us | 1521.3859
light duty autos | PHEV - 50 mile range - Light Duty Auto | 2045 | CAPITAL | NEW | N/A | USD/car | us | us | 32914.7217
light duty autos | PHEV - 50 mile range - Light Duty Auto | 2045 | CAPITAL | REPLACEMENT | N/A | USD/car | us | us | 32914.7217
light duty autos | PHEV - 50 mile range - Light Duty Auto | 2045 | FIXED_OM | NEW | N/A | USD/car | us | us | 377.3676
light duty autos | PHEV - 50 mile range - Light Duty Auto | 2045 | FIXED_OM | REPLACEMENT | N/A | USD/car | us | us | 377.3676
light duty autos | PHEV - 50 mile range - Light Duty Auto | 2045 | FUEL_SWITCHING | NEW | N/A | USD/car | us | us | 584.2777
light duty autos | PHEV - 50 mile range - Light Duty Auto | 2045 | FUEL_SWITCHING | REPLACEMENT | N/A | USD/car | us | us | 0
light duty autos | PHEV - 50 mile range - Light Duty Auto | 2045 | INSTALLATION | NEW | N/A | USD/car | us | us | 1521.3859
light duty autos | PHEV - 50 mile range - Light Duty Auto | 2045 | INSTALLATION | REPLACEMENT | N/A | USD/car | us | us | 1521.3859
light duty autos | PHEV - 50 mile range - Light Duty Auto | 2046 | CAPITAL | NEW | N/A | USD/car | us | us | 32805.2648
light duty autos | PHEV - 50 mile range - Light Duty Auto | 2046 | CAPITAL | REPLACEMENT | N/A | USD/car | us | us | 32805.2648
light duty autos | PHEV - 50 mile range - Light Duty Auto | 2046 | FIXED_OM | NEW | N/A | USD/car | us | us | 377.3676
light duty autos | PHEV - 50 mile range - Light Duty Auto | 2046 | FIXED_OM | REPLACEMENT | N/A | USD/car | us | us | 377.3676
light duty autos | PHEV - 50 mile range - Light Duty Auto | 2046 | FUEL_SWITCHING | NEW | N/A | USD/car | us | us | 584.2777
light duty autos | PHEV - 50 mile range - Light Duty Auto | 2046 | FUEL_SWITCHING | REPLACEMENT | N/A | USD/car | us | us | 0
light duty autos | PHEV - 50 mile range - Light Duty Auto | 2046 | INSTALLATION | NEW | N/A | USD/car | us | us | 1521.3859
light duty autos | PHEV - 50 mile range - Light Duty Auto | 2046 | INSTALLATION | REPLACEMENT | N/A | USD/car | us | us | 1521.3859
light duty autos | PHEV - 50 mile range - Light Duty Auto | 2047 | CAPITAL | NEW | N/A | USD/car | us | us | 32695.8079
light duty autos | PHEV - 50 mile range - Light Duty Auto | 2047 | CAPITAL | REPLACEMENT | N/A | USD/car | us | us | 32695.8079
light duty autos | PHEV - 50 mile range - Light Duty Auto | 2047 | FIXED_OM | NEW | N/A | USD/car | us | us | 377.3676
light duty autos | PHEV - 50 mile range - Light Duty Auto | 2047 | FIXED_OM | REPLACEMENT | N/A | USD/car | us | us | 377.3676
light duty autos | PHEV - 50 mile range - Light Duty Auto | 2047 | FUEL_SWITCHING | NEW | N/A | USD/car | us | us | 584.2777
light duty autos | PHEV - 50 mile range - Light Duty Auto | 2047 | FUEL_SWITCHING | REPLACEMENT | N/A | USD/car | us | us | 0
light duty autos | PHEV - 50 mile range - Light Duty Auto | 2047 | INSTALLATION | NEW | N/A | USD/car | us | us | 1521.3859
light duty autos | PHEV - 50 mile range - Light Duty Auto | 2047 | INSTALLATION | REPLACEMENT | N/A | USD/car | us | us | 1521.3859
light duty autos | PHEV - 50 mile range - Light Duty Auto | 2048 | CAPITAL | NEW | N/A | USD/car | us | us | 32586.351
light duty autos | PHEV - 50 mile range - Light Duty Auto | 2048 | CAPITAL | REPLACEMENT | N/A | USD/car | us | us | 32586.351
light duty autos | PHEV - 50 mile range - Light Duty Auto | 2048 | FIXED_OM | NEW | N/A | USD/car | us | us | 377.3676
light duty autos | PHEV - 50 mile range - Light Duty Auto | 2048 | FIXED_OM | REPLACEMENT | N/A | USD/car | us | us | 377.3676
light duty autos | PHEV - 50 mile range - Light Duty Auto | 2048 | FUEL_SWITCHING | NEW | N/A | USD/car | us | us | 584.2777
light duty autos | PHEV - 50 mile range - Light Duty Auto | 2048 | FUEL_SWITCHING | REPLACEMENT | N/A | USD/car | us | us | 0
light duty autos | PHEV - 50 mile range - Light Duty Auto | 2048 | INSTALLATION | NEW | N/A | USD/car | us | us | 1521.3859
light duty autos | PHEV - 50 mile range - Light Duty Auto | 2048 | INSTALLATION | REPLACEMENT | N/A | USD/car | us | us | 1521.3859
light duty autos | PHEV - 50 mile range - Light Duty Auto | 2049 | CAPITAL | NEW | N/A | USD/car | us | us | 32476.894
light duty autos | PHEV - 50 mile range - Light Duty Auto | 2049 | CAPITAL | REPLACEMENT | N/A | USD/car | us | us | 32476.894
light duty autos | PHEV - 50 mile range - Light Duty Auto | 2049 | FIXED_OM | NEW | N/A | USD/car | us | us | 377.3676
light duty autos | PHEV - 50 mile range - Light Duty Auto | 2049 | FIXED_OM | REPLACEMENT | N/A | USD/car | us | us | 377.3676
light duty autos | PHEV - 50 mile range - Light Duty Auto | 2049 | FUEL_SWITCHING | NEW | N/A | USD/car | us | us | 584.2777
light duty autos | PHEV - 50 mile range - Light Duty Auto | 2049 | FUEL_SWITCHING | REPLACEMENT | N/A | USD/car | us | us | 0
light duty autos | PHEV - 50 mile range - Light Duty Auto | 2049 | INSTALLATION | NEW | N/A | USD/car | us | us | 1521.3859
light duty autos | PHEV - 50 mile range - Light Duty Auto | 2049 | INSTALLATION | REPLACEMENT | N/A | USD/car | us | us | 1521.3859
light duty autos | PHEV - 50 mile range - Light Duty Auto | 2050 | CAPITAL | NEW | N/A | USD/car | us | us | 32367.4371
light duty autos | PHEV - 50 mile range - Light Duty Auto | 2050 | CAPITAL | REPLACEMENT | N/A | USD/car | us | us | 32367.4371
light duty autos | PHEV - 50 mile range - Light Duty Auto | 2050 | FIXED_OM | NEW | N/A | USD/car | us | us | 377.3676
light duty autos | PHEV - 50 mile range - Light Duty Auto | 2050 | FIXED_OM | REPLACEMENT | N/A | USD/car | us | us | 377.3676
light duty autos | PHEV - 50 mile range - Light Duty Auto | 2050 | FUEL_SWITCHING | NEW | N/A | USD/car | us | us | 584.2777
light duty autos | PHEV - 50 mile range - Light Duty Auto | 2050 | FUEL_SWITCHING | REPLACEMENT | N/A | USD/car | us | us | 0
light duty autos | PHEV - 50 mile range - Light Duty Auto | 2050 | INSTALLATION | NEW | N/A | USD/car | us | us | 1521.3859
light duty autos | PHEV - 50 mile range - Light Duty Auto | 2050 | INSTALLATION | REPLACEMENT | N/A | USD/car | us | us | 1521.3859
light duty autos | Propane ICE Light-Duty Auto | 2020 | CAPITAL | NEW | N/A | USD/car | us | us | 29203.7
light duty autos | Propane ICE Light-Duty Auto | 2020 | CAPITAL | REPLACEMENT | N/A | USD/car | us | us | 29203.7
light duty autos | Propane ICE Light-Duty Auto | 2020 | FIXED_OM | NEW | N/A | USD/car | us | us | 433.7559
light duty autos | Propane ICE Light-Duty Auto | 2020 | FIXED_OM | REPLACEMENT | N/A | USD/car | us | us | 433.7559
light duty autos | Propane ICE Light-Duty Auto | 2021 | CAPITAL | NEW | N/A | USD/car | us | us | 29341.78
light duty autos | Propane ICE Light-Duty Auto | 2021 | CAPITAL | REPLACEMENT | N/A | USD/car | us | us | 29341.78
light duty autos | Propane ICE Light-Duty Auto | 2021 | FIXED_OM | NEW | N/A | USD/car | us | us | 433.7559
light duty autos | Propane ICE Light-Duty Auto | 2021 | FIXED_OM | REPLACEMENT | N/A | USD/car | us | us | 433.7559
light duty autos | Propane ICE Light-Duty Auto | 2022 | CAPITAL | NEW | N/A | USD/car | us | us | 29479.86
light duty autos | Propane ICE Light-Duty Auto | 2022 | CAPITAL | REPLACEMENT | N/A | USD/car | us | us | 29479.86
light duty autos | Propane ICE Light-Duty Auto | 2022 | FIXED_OM | NEW | N/A | USD/car | us | us | 433.7559
light duty autos | Propane ICE Light-Duty Auto | 2022 | FIXED_OM | REPLACEMENT | N/A | USD/car | us | us | 433.7559
light duty autos | Propane ICE Light-Duty Auto | 2023 | CAPITAL | NEW | N/A | USD/car | us | us | 29617.94
light duty autos | Propane ICE Light-Duty Auto | 2023 | CAPITAL | REPLACEMENT | N/A | USD/car | us | us | 29617.94
light duty autos | Propane ICE Light-Duty Auto | 2023 | FIXED_OM | NEW | N/A | USD/car | us | us | 433.7559
light duty autos | Propane ICE Light-Duty Auto | 2023 | FIXED_OM | REPLACEMENT | N/A | USD/car | us | us | 433.7559
light duty autos | Propane ICE Light-Duty Auto | 2024 | CAPITAL | NEW | N/A | USD/car | us | us | 29756.02
light duty autos | Propane ICE Light-Duty Auto | 2024 | CAPITAL | REPLACEMENT | N/A | USD/car | us | us | 29756.02
light duty autos | Propane ICE Light-Duty Auto | 2024 | FIXED_OM | NEW | N/A | USD/car | us | us | 433.7559
light duty autos | Propane ICE Light-Duty Auto | 2024 | FIXED_OM | REPLACEMENT | N/A | USD/car | us | us | 433.7559
light duty autos | Propane ICE Light-Duty Auto | 2025 | CAPITAL | NEW | N/A | USD/car | us | us | 29894.1
light duty autos | Propane ICE Light-Duty Auto | 2025 | CAPITAL | REPLACEMENT | N/A | USD/car | us | us | 29894.1
light duty autos | Propane ICE Light-Duty Auto | 2025 | FIXED_OM | NEW | N/A | USD/car | us | us | 433.7559
light duty autos | Propane ICE Light-Duty Auto | 2025 | FIXED_OM | REPLACEMENT | N/A | USD/car | us | us | 433.7559
light duty autos | Propane ICE Light-Duty Auto | 2026 | CAPITAL | NEW | N/A | USD/car | us | us | 30032.16
light duty autos | Propane ICE Light-Duty Auto | 2026 | CAPITAL | REPLACEMENT | N/A | USD/car | us | us | 30032.16
light duty autos | Propane ICE Light-Duty Auto | 2026 | FIXED_OM | NEW | N/A | USD/car | us | us | 433.7559
light duty autos | Propane ICE Light-Duty Auto | 2026 | FIXED_OM | REPLACEMENT | N/A | USD/car | us | us | 433.7559
light duty autos | Propane ICE Light-Duty Auto | 2027 | CAPITAL | NEW | N/A | USD/car | us | us | 30170.22
light duty autos | Propane ICE Light-Duty Auto | 2027 | CAPITAL | REPLACEMENT | N/A | USD/car | us | us | 30170.22
light duty autos | Propane ICE Light-Duty Auto | 2027 | FIXED_OM | NEW | N/A | USD/car | us | us | 433.7559
light duty autos | Propane ICE Light-Duty Auto | 2027 | FIXED_OM | REPLACEMENT | N/A | USD/car | us | us | 433.7559
light duty autos | Propane ICE Light-Duty Auto | 2028 | CAPITAL | NEW | N/A | USD/car | us | us | 30308.28
light duty autos | Propane ICE Light-Duty Auto | 2028 | CAPITAL | REPLACEMENT | N/A | USD/car | us | us | 30308.28
light duty autos | Propane ICE Light-Duty Auto | 2028 | FIXED_OM | NEW | N/A | USD/car | us | us | 433.7559
light duty autos | Propane ICE Light-Duty Auto | 2028 | FIXED_OM | REPLACEMENT | N/A | USD/car | us | us | 433.7559
light duty autos | Propane ICE Light-Duty Auto | 2029 | CAPITAL | NEW | N/A | USD/car | us | us | 30446.34
light duty autos | Propane ICE Light-Duty Auto | 2029 | CAPITAL | REPLACEMENT | N/A | USD/car | us | us | 30446.34
light duty autos | Propane ICE Light-Duty Auto | 2029 | FIXED_OM | NEW | N/A | USD/car | us | us | 433.7559
light duty autos | Propane ICE Light-Duty Auto | 2029 | FIXED_OM | REPLACEMENT | N/A | USD/car | us | us | 433.7559
light duty autos | Propane ICE Light-Duty Auto | 2030 | CAPITAL | NEW | N/A | USD/car | us | us | 30584.4
light duty autos | Propane ICE Light-Duty Auto | 2030 | CAPITAL | REPLACEMENT | N/A | USD/car | us | us | 30584.4
light duty autos | Propane ICE Light-Duty Auto | 2030 | FIXED_OM | NEW | N/A | USD/car | us | us | 433.7559
light duty autos | Propane ICE Light-Duty Auto | 2030 | FIXED_OM | REPLACEMENT | N/A | USD/car | us | us | 433.7559
light duty autos | Propane ICE Light-Duty Auto | 2031 | CAPITAL | NEW | N/A | USD/car | us | us | 30632.99
light duty autos | Propane ICE Light-Duty Auto | 2031 | CAPITAL | REPLACEMENT | N/A | USD/car | us | us | 30632.99
light duty autos | Propane ICE Light-Duty Auto | 2031 | FIXED_OM | NEW | N/A | USD/car | us | us | 433.7559
light duty autos | Propane ICE Light-Duty Auto | 2031 | FIXED_OM | REPLACEMENT | N/A | USD/car | us | us | 433.7559
light duty autos | Propane ICE Light-Duty Auto | 2032 | CAPITAL | NEW | N/A | USD/car | us | us | 30681.58
light duty autos | Propane ICE Light-Duty Auto | 2032 | CAPITAL | REPLACEMENT | N/A | USD/car | us | us | 30681.58
light duty autos | Propane ICE Light-Duty Auto | 2032 | FIXED_OM | NEW | N/A | USD/car | us | us | 433.7559
light duty autos | Propane ICE Light-Duty Auto | 2032 | FIXED_OM | REPLACEMENT | N/A | USD/car | us | us | 433.7559
light duty autos | Propane ICE Light-Duty Auto | 2033 | CAPITAL | NEW | N/A | USD/car | us | us | 30730.17
light duty autos | Propane ICE Light-Duty Auto | 2033 | CAPITAL | REPLACEMENT | N/A | USD/car | us | us | 30730.17
light duty autos | Propane ICE Light-Duty Auto | 2033 | FIXED_OM | NEW | N/A | USD/car | us | us | 433.7559
light duty autos | Propane ICE Light-Duty Auto | 2033 | FIXED_OM | REPLACEMENT | N/A | USD/car | us | us | 433.7559
light duty autos | Propane ICE Light-Duty Auto | 2034 | CAPITAL | NEW | N/A | USD/car | us | us | 30778.76
light duty autos | Propane ICE Light-Duty Auto | 2034 | CAPITAL | REPLACEMENT | N/A | USD/car | us | us | 30778.76
light duty autos | Propane ICE Light-Duty Auto | 2034 | FIXED_OM | NEW | N/A | USD/car | us | us | 433.7559
light duty autos | Propane ICE Light-Duty Auto | 2034 | FIXED_OM | REPLACEMENT | N/A | USD/car | us | us | 433.7559
light duty autos | Propane ICE Light-Duty Auto | 2035 | CAPITAL | NEW | N/A | USD/car | us | us | 30827.35
light duty autos | Propane ICE Light-Duty Auto | 2035 | CAPITAL | REPLACEMENT | N/A | USD/car | us | us | 30827.35
light duty autos | Propane ICE Light-Duty Auto | 2035 | FIXED_OM | NEW | N/A | USD/car | us | us | 433.7559
light duty autos | Propane ICE Light-Duty Auto | 2035 | FIXED_OM | REPLACEMENT | N/A | USD/car | us | us | 433.7559
light duty autos | Propane ICE Light-Duty Auto | 2036 | CAPITAL | NEW | N/A | USD/car | us | us | 30875.94
light duty autos | Propane ICE Light-Duty Auto | 2036 | CAPITAL | REPLACEMENT | N/A | USD/car | us | us | 30875.94
light duty autos | Propane ICE Light-Duty Auto | 2036 | FIXED_OM | NEW | N/A | USD/car | us | us | 433.7559
light duty autos | Propane ICE Light-Duty Auto | 2036 | FIXED_OM | REPLACEMENT | N/A | USD/car | us | us | 433.7559
light duty autos | Propane ICE Light-Duty Auto | 2037 | CAPITAL | NEW | N/A | USD/car | us | us | 30924.53
light duty autos | Propane ICE Light-Duty Auto | 2037 | CAPITAL | REPLACEMENT | N/A | USD/car | us | us | 30924.53
light duty autos | Propane ICE Light-Duty Auto | 2037 | FIXED_OM | NEW | N/A | USD/car | us | us | 433.7559
light duty autos | Propane ICE Light-Duty Auto | 2037 | FIXED_OM | REPLACEMENT | N/A | USD/car | us | us | 433.7559
light duty autos | Propane ICE Light-Duty Auto | 2038 | CAPITAL | NEW | N/A | USD/car | us | us | 30973.12
light duty autos | Propane ICE Light-Duty Auto | 2038 | CAPITAL | REPLACEMENT | N/A | USD/car | us | us | 30973.12
light duty autos | Propane ICE Light-Duty Auto | 2038 | FIXED_OM | NEW | N/A | USD/car | us | us | 433.7559
light duty autos | Propane ICE Light-Duty Auto | 2038 | FIXED_OM | REPLACEMENT | N/A | USD/car | us | us | 433.7559
light duty autos | Propane ICE Light-Duty Auto | 2039 | CAPITAL | NEW | N/A | USD/car | us | us | 31021.71
light duty autos | Propane ICE Light-Duty Auto | 2039 | CAPITAL | REPLACEMENT | N/A | USD/car | us | us | 31021.71
light duty autos | Propane ICE Light-Duty Auto | 2039 | FIXED_OM | NEW | N/A | USD/car | us | us | 433.7559
light duty autos | Propane ICE Light-Duty Auto | 2039 | FIXED_OM | REPLACEMENT | N/A | USD/car | us | us | 433.7559
light duty autos | Propane ICE Light-Duty Auto | 2040 | CAPITAL | NEW | N/A | USD/car | us | us | 31070.3
light duty autos | Propane ICE Light-Duty Auto | 2040 | CAPITAL | REPLACEMENT | N/A | USD/car | us | us | 31070.3
light duty autos | Propane ICE Light-Duty Auto | 2040 | FIXED_OM | NEW | N/A | USD/car | us | us | 433.7559
light duty autos | Propane ICE Light-Duty Auto | 2040 | FIXED_OM | REPLACEMENT | N/A | USD/car | us | us | 433.7559
light duty autos | Propane ICE Light-Duty Auto | 2041 | CAPITAL | NEW | N/A | USD/car | us | us | 31142.55
light duty autos | Propane ICE Light-Duty Auto | 2041 | CAPITAL | REPLACEMENT | N/A | USD/car | us | us | 31142.55
light duty autos | Propane ICE Light-Duty Auto | 2041 | FIXED_OM | NEW | N/A | USD/car | us | us | 433.7559
light duty autos | Propane ICE Light-Duty Auto | 2041 | FIXED_OM | REPLACEMENT | N/A | USD/car | us | us | 433.7559
light duty autos | Propane ICE Light-Duty Auto | 2042 | CAPITAL | NEW | N/A | USD/car | us | us | 31214.8
light duty autos | Propane ICE Light-Duty Auto | 2042 | CAPITAL | REPLACEMENT | N/A | USD/car | us | us | 31214.8
light duty autos | Propane ICE Light-Duty Auto | 2042 | FIXED_OM | NEW | N/A | USD/car | us | us | 433.7559
light duty autos | Propane ICE Light-Duty Auto | 2042 | FIXED_OM | REPLACEMENT | N/A | USD/car | us | us | 433.7559
light duty autos | Propane ICE Light-Duty Auto | 2043 | CAPITAL | NEW | N/A | USD/car | us | us | 31287.05
light duty autos | Propane ICE Light-Duty Auto | 2043 | CAPITAL | REPLACEMENT | N/A | USD/car | us | us | 31287.05
light duty autos | Propane ICE Light-Duty Auto | 2043 | FIXED_OM | NEW | N/A | USD/car | us | us | 433.7559
light duty autos | Propane ICE Light-Duty Auto | 2043 | FIXED_OM | REPLACEMENT | N/A | USD/car | us | us | 433.7559
light duty autos | Propane ICE Light-Duty Auto | 2044 | CAPITAL | NEW | N/A | USD/car | us | us | 31359.3
light duty autos | Propane ICE Light-Duty Auto | 2044 | CAPITAL | REPLACEMENT | N/A | USD/car | us | us | 31359.3
light duty autos | Propane ICE Light-Duty Auto | 2044 | FIXED_OM | NEW | N/A | USD/car | us | us | 433.7559
light duty autos | Propane ICE Light-Duty Auto | 2044 | FIXED_OM | REPLACEMENT | N/A | USD/car | us | us | 433.7559
light duty autos | Propane ICE Light-Duty Auto | 2045 | CAPITAL | NEW | N/A | USD/car | us | us | 31431.55
light duty autos | Propane ICE Light-Duty Auto | 2045 | CAPITAL | REPLACEMENT | N/A | USD/car | us | us | 31431.55
light duty autos | Propane ICE Light-Duty Auto | 2045 | FIXED_OM | NEW | N/A | USD/car | us | us | 433.7559
light duty autos | Propane ICE Light-Duty Auto | 2045 | FIXED_OM | REPLACEMENT | N/A | USD/car | us | us | 433.7559
light duty autos | Propane ICE Light-Duty Auto | 2046 | CAPITAL | NEW | N/A | USD/car | us | us | 31503.8
light duty autos | Propane ICE Light-Duty Auto | 2046 | CAPITAL | REPLACEMENT | N/A | USD/car | us | us | 31503.8
light duty autos | Propane ICE Light-Duty Auto | 2046 | FIXED_OM | NEW | N/A | USD/car | us | us | 433.7559
light duty autos | Propane ICE Light-Duty Auto | 2046 | FIXED_OM | REPLACEMENT | N/A | USD/car | us | us | 433.7559
light duty autos | Propane ICE Light-Duty Auto | 2047 | CAPITAL | NEW | N/A | USD/car | us | us | 31576.05
light duty autos | Propane ICE Light-Duty Auto | 2047 | CAPITAL | REPLACEMENT | N/A | USD/car | us | us | 31576.05
light duty autos | Propane ICE Light-Duty Auto | 2047 | FIXED_OM | NEW | N/A | USD/car | us | us | 433.7559
light duty autos | Propane ICE Light-Duty Auto | 2047 | FIXED_OM | REPLACEMENT | N/A | USD/car | us | us | 433.7559
light duty autos | Propane ICE Light-Duty Auto | 2048 | CAPITAL | NEW | N/A | USD/car | us | us | 31648.3
light duty autos | Propane ICE Light-Duty Auto | 2048 | CAPITAL | REPLACEMENT | N/A | USD/car | us | us | 31648.3
light duty autos | Propane ICE Light-Duty Auto | 2048 | FIXED_OM | NEW | N/A | USD/car | us | us | 433.7559
light duty autos | Propane ICE Light-Duty Auto | 2048 | FIXED_OM | REPLACEMENT | N/A | USD/car | us | us | 433.7559
light duty autos | Propane ICE Light-Duty Auto | 2049 | CAPITAL | NEW | N/A | USD/car | us | us | 31720.55
light duty autos | Propane ICE Light-Duty Auto | 2049 | CAPITAL | REPLACEMENT | N/A | USD/car | us | us | 31720.55
light duty autos | Propane ICE Light-Duty Auto | 2049 | FIXED_OM | NEW | N/A | USD/car | us | us | 433.7559
light duty autos | Propane ICE Light-Duty Auto | 2049 | FIXED_OM | REPLACEMENT | N/A | USD/car | us | us | 433.7559
light duty autos | Propane ICE Light-Duty Auto | 2050 | CAPITAL | NEW | N/A | USD/car | us | us | 31792.8
light duty autos | Propane ICE Light-Duty Auto | 2050 | CAPITAL | REPLACEMENT | N/A | USD/car | us | us | 31792.8
light duty autos | Propane ICE Light-Duty Auto | 2050 | FIXED_OM | NEW | N/A | USD/car | us | us | 433.7559
light duty autos | Propane ICE Light-Duty Auto | 2050 | FIXED_OM | REPLACEMENT | N/A | USD/car | us | us | 433.7559
light duty autos | Reference Flex Fuel Light-Duty Auto | 2020 | CAPITAL | NEW | N/A | USD/car | us | us | 30671.3
light duty autos | Reference Flex Fuel Light-Duty Auto | 2020 | CAPITAL | REPLACEMENT | N/A | USD/car | us | us | 30671.3
light duty autos | Reference Flex Fuel Light-Duty Auto | 2021 | CAPITAL | NEW | N/A | USD/car | us | us | 31075.8
light duty autos | Reference Flex Fuel Light-Duty Auto | 2021 | CAPITAL | REPLACEMENT | N/A | USD/car | us | us | 31075.8
light duty autos | Reference Flex Fuel Light-Duty Auto | 2022 | CAPITAL | NEW | N/A | USD/car | us | us | 31406.5
light duty autos | Reference Flex Fuel Light-Duty Auto | 2022 | CAPITAL | REPLACEMENT | N/A | USD/car | us | us | 31406.5
light duty autos | Reference Flex Fuel Light-Duty Auto | 2023 | CAPITAL | NEW | N/A | USD/car | us | us | 31723.1
light duty autos | Reference Flex Fuel Light-Duty Auto | 2023 | CAPITAL | REPLACEMENT | N/A | USD/car | us | us | 31723.1
light duty autos | Reference Flex Fuel Light-Duty Auto | 2024 | CAPITAL | NEW | N/A | USD/car | us | us | 31927
light duty autos | Reference Flex Fuel Light-Duty Auto | 2024 | CAPITAL | REPLACEMENT | N/A | USD/car | us | us | 31927
light duty autos | Reference Flex Fuel Light-Duty Auto | 2025 | CAPITAL | NEW | N/A | USD/car | us | us | 32337.3
light duty autos | Reference Flex Fuel Light-Duty Auto | 2025 | CAPITAL | REPLACEMENT | N/A | USD/car | us | us | 32337.3
light duty autos | Reference Flex Fuel Light-Duty Auto | 2026 | CAPITAL | NEW | N/A | USD/car | us | us | 32454.2
light duty autos | Reference Flex Fuel Light-Duty Auto | 2026 | CAPITAL | REPLACEMENT | N/A | USD/car | us | us | 32454.2
light duty autos | Reference Flex Fuel Light-Duty Auto | 2027 | CAPITAL | NEW | N/A | USD/car | us | us | 32535.8
light duty autos | Reference Flex Fuel Light-Duty Auto | 2027 | CAPITAL | REPLACEMENT | N/A | USD/car | us | us | 32535.8
light duty autos | Reference Flex Fuel Light-Duty Auto | 2028 | CAPITAL | NEW | N/A | USD/car | us | us | 32646.5
light duty autos | Reference Flex Fuel Light-Duty Auto | 2028 | CAPITAL | REPLACEMENT | N/A | USD/car | us | us | 32646.5
light duty autos | Reference Flex Fuel Light-Duty Auto | 2029 | CAPITAL | NEW | N/A | USD/car | us | us | 32721.7
light duty autos | Reference Flex Fuel Light-Duty Auto | 2029 | CAPITAL | REPLACEMENT | N/A | USD/car | us | us | 32721.7
light duty autos | Reference Flex Fuel Light-Duty Auto | 2030 | CAPITAL | NEW | N/A | USD/car | us | us | 32837.4
light duty autos | Reference Flex Fuel Light-Duty Auto | 2030 | CAPITAL | REPLACEMENT | N/A | USD/car | us | us | 32837.4
light duty autos | Reference Flex Fuel Light-Duty Auto | 2031 | CAPITAL | NEW | N/A | USD/car | us | us | 32929.1
light duty autos | Reference Flex Fuel Light-Duty Auto | 2031 | CAPITAL | REPLACEMENT | N/A | USD/car | us | us | 32929.1
light duty autos | Reference Flex Fuel Light-Duty Auto | 2032 | CAPITAL | NEW | N/A | USD/car | us | us | 33028
light duty autos | Reference Flex Fuel Light-Duty Auto | 2032 | CAPITAL | REPLACEMENT | N/A | USD/car | us | us | 33028
light duty autos | Reference Flex Fuel Light-Duty Auto | 2033 | CAPITAL | NEW | N/A | USD/car | us | us | 33128.8
light duty autos | Reference Flex Fuel Light-Duty Auto | 2033 | CAPITAL | REPLACEMENT | N/A | USD/car | us | us | 33128.8
light duty autos | Reference Flex Fuel Light-Duty Auto | 2034 | CAPITAL | NEW | N/A | USD/car | us | us | 33163.2
light duty autos | Reference Flex Fuel Light-Duty Auto | 2034 | CAPITAL | REPLACEMENT | N/A | USD/car | us | us | 33163.2
light duty autos | Reference Flex Fuel Light-Duty Auto | 2035 | CAPITAL | NEW | N/A | USD/car | us | us | 33188.1
light duty autos | Reference Flex Fuel Light-Duty Auto | 2035 | CAPITAL | REPLACEMENT | N/A | USD/car | us | us | 33188.1
light duty autos | Reference Flex Fuel Light-Duty Auto | 2036 | CAPITAL | NEW | N/A | USD/car | us | us | 33208.9
light duty autos | Reference Flex Fuel Light-Duty Auto | 2036 | CAPITAL | REPLACEMENT | N/A | USD/car | us | us | 33208.9
light duty autos | Reference Flex Fuel Light-Duty Auto | 2037 | CAPITAL | NEW | N/A | USD/car | us | us | 33240.1
light duty autos | Reference Flex Fuel Light-Duty Auto | 2037 | CAPITAL | REPLACEMENT | N/A | USD/car | us | us | 33240.1
light duty autos | Reference Flex Fuel Light-Duty Auto | 2038 | CAPITAL | NEW | N/A | USD/car | us | us | 33259.3
light duty autos | Reference Flex Fuel Light-Duty Auto | 2038 | CAPITAL | REPLACEMENT | N/A | USD/car | us | us | 33259.3
light duty autos | Reference Flex Fuel Light-Duty Auto | 2039 | CAPITAL | NEW | N/A | USD/car | us | us | 33282
light duty autos | Reference Flex Fuel Light-Duty Auto | 2039 | CAPITAL | REPLACEMENT | N/A | USD/car | us | us | 33282
light duty autos | Reference Flex Fuel Light-Duty Auto | 2040 | CAPITAL | NEW | N/A | USD/car | us | us | 33309.2
light duty autos | Reference Flex Fuel Light-Duty Auto | 2040 | CAPITAL | REPLACEMENT | N/A | USD/car | us | us | 33309.2
light duty autos | Reference Flex Fuel Light-Duty Auto | 2041 | CAPITAL | NEW | N/A | USD/car | us | us | 33338.8
light duty autos | Reference Flex Fuel Light-Duty Auto | 2041 | CAPITAL | REPLACEMENT | N/A | USD/car | us | us | 33338.8
light duty autos | Reference Flex Fuel Light-Duty Auto | 2042 | CAPITAL | NEW | N/A | USD/car | us | us | 33361.3
light duty autos | Reference Flex Fuel Light-Duty Auto | 2042 | CAPITAL | REPLACEMENT | N/A | USD/car | us | us | 33361.3
light duty autos | Reference Flex Fuel Light-Duty Auto | 2043 | CAPITAL | NEW | N/A | USD/car | us | us | 33393.6
light duty autos | Reference Flex Fuel Light-Duty Auto | 2043 | CAPITAL | REPLACEMENT | N/A | USD/car | us | us | 33393.6
light duty autos | Reference Flex Fuel Light-Duty Auto | 2044 | CAPITAL | NEW | N/A | USD/car | us | us | 33422.8
light duty autos | Reference Flex Fuel Light-Duty Auto | 2044 | CAPITAL | REPLACEMENT | N/A | USD/car | us | us | 33422.8
light duty autos | Reference Flex Fuel Light-Duty Auto | 2045 | CAPITAL | NEW | N/A | USD/car | us | us | 33448.8
light duty autos | Reference Flex Fuel Light-Duty Auto | 2045 | CAPITAL | REPLACEMENT | N/A | USD/car | us | us | 33448.8
light duty autos | Reference Flex Fuel Light-Duty Auto | 2046 | CAPITAL | NEW | N/A | USD/car | us | us | 33475.4
light duty autos | Reference Flex Fuel Light-Duty Auto | 2046 | CAPITAL | REPLACEMENT | N/A | USD/car | us | us | 33475.4
light duty autos | Reference Flex Fuel Light-Duty Auto | 2047 | CAPITAL | NEW | N/A | USD/car | us | us | 33504.1
light duty autos | Reference Flex Fuel Light-Duty Auto | 2047 | CAPITAL | REPLACEMENT | N/A | USD/car | us | us | 33504.1
light duty autos | Reference Flex Fuel Light-Duty Auto | 2048 | CAPITAL | NEW | N/A | USD/car | us | us | 33528.4
light duty autos | Reference Flex Fuel Light-Duty Auto | 2048 | CAPITAL | REPLACEMENT | N/A | USD/car | us | us | 33528.4
light duty autos | Reference Flex Fuel Light-Duty Auto | 2049 | CAPITAL | NEW | N/A | USD/car | us | us | 33559.2
light duty autos | Reference Flex Fuel Light-Duty Auto | 2049 | CAPITAL | REPLACEMENT | N/A | USD/car | us | us | 33559.2
light duty autos | Reference Flex Fuel Light-Duty Auto | 2050 | CAPITAL | NEW | N/A | USD/car | us | us | 33580.4
light duty autos | Reference Flex Fuel Light-Duty Auto | 2050 | CAPITAL | REPLACEMENT | N/A | USD/car | us | us | 33580.4
light duty autos | Reference Gasoline Light-Duty Auto | 2020 | CAPITAL | NEW | N/A | USD/car | us | us | 30671.3
light duty autos | Reference Gasoline Light-Duty Auto | 2020 | CAPITAL | REPLACEMENT | N/A | USD/car | us | us | 30671.3
light duty autos | Reference Gasoline Light-Duty Auto | 2020 | FIXED_OM | NEW | N/A | USD/car | us | us | 433.7559
light duty autos | Reference Gasoline Light-Duty Auto | 2020 | FIXED_OM | REPLACEMENT | N/A | USD/car | us | us | 433.7559
light duty autos | Reference Gasoline Light-Duty Auto | 2021 | CAPITAL | NEW | N/A | USD/car | us | us | 31075.8
light duty autos | Reference Gasoline Light-Duty Auto | 2021 | CAPITAL | REPLACEMENT | N/A | USD/car | us | us | 31075.8
light duty autos | Reference Gasoline Light-Duty Auto | 2021 | FIXED_OM | NEW | N/A | USD/car | us | us | 433.7559
light duty autos | Reference Gasoline Light-Duty Auto | 2021 | FIXED_OM | REPLACEMENT | N/A | USD/car | us | us | 433.7559
light duty autos | Reference Gasoline Light-Duty Auto | 2022 | CAPITAL | NEW | N/A | USD/car | us | us | 31406.5
light duty autos | Reference Gasoline Light-Duty Auto | 2022 | CAPITAL | REPLACEMENT | N/A | USD/car | us | us | 31406.5
light duty autos | Reference Gasoline Light-Duty Auto | 2022 | FIXED_OM | NEW | N/A | USD/car | us | us | 433.7559
light duty autos | Reference Gasoline Light-Duty Auto | 2022 | FIXED_OM | REPLACEMENT | N/A | USD/car | us | us | 433.7559
light duty autos | Reference Gasoline Light-Duty Auto | 2023 | CAPITAL | NEW | N/A | USD/car | us | us | 31723.1
light duty autos | Reference Gasoline Light-Duty Auto | 2023 | CAPITAL | REPLACEMENT | N/A | USD/car | us | us | 31723.1
light duty autos | Reference Gasoline Light-Duty Auto | 2023 | FIXED_OM | NEW | N/A | USD/car | us | us | 433.7559
light duty autos | Reference Gasoline Light-Duty Auto | 2023 | FIXED_OM | REPLACEMENT | N/A | USD/car | us | us | 433.7559
light duty autos | Reference Gasoline Light-Duty Auto | 2024 | CAPITAL | NEW | N/A | USD/car | us | us | 31927
light duty autos | Reference Gasoline Light-Duty Auto | 2024 | CAPITAL | REPLACEMENT | N/A | USD/car | us | us | 31927
light duty autos | Reference Gasoline Light-Duty Auto | 2024 | FIXED_OM | NEW | N/A | USD/car | us | us | 433.7559
light duty autos | Reference Gasoline Light-Duty Auto | 2024 | FIXED_OM | REPLACEMENT | N/A | USD/car | us | us | 433.7559
light duty autos | Reference Gasoline Light-Duty Auto | 2025 | CAPITAL | NEW | N/A | USD/car | us | us | 32337.3
light duty autos | Reference Gasoline Light-Duty Auto | 2025 | CAPITAL | REPLACEMENT | N/A | USD/car | us | us | 32337.3
light duty autos | Reference Gasoline Light-Duty Auto | 2025 | FIXED_OM | NEW | N/A | USD/car | us | us | 433.7559
light duty autos | Reference Gasoline Light-Duty Auto | 2025 | FIXED_OM | REPLACEMENT | N/A | USD/car | us | us | 433.7559
light duty autos | Reference Gasoline Light-Duty Auto | 2026 | CAPITAL | NEW | N/A | USD/car | us | us | 32454.2
light duty autos | Reference Gasoline Light-Duty Auto | 2026 | CAPITAL | REPLACEMENT | N/A | USD/car | us | us | 32454.2
light duty autos | Reference Gasoline Light-Duty Auto | 2026 | FIXED_OM | NEW | N/A | USD/car | us | us | 433.7559
light duty autos | Reference Gasoline Light-Duty Auto | 2026 | FIXED_OM | REPLACEMENT | N/A | USD/car | us | us | 433.7559
light duty autos | Reference Gasoline Light-Duty Auto | 2027 | CAPITAL | NEW | N/A | USD/car | us | us | 32535.8
light duty autos | Reference Gasoline Light-Duty Auto | 2027 | CAPITAL | REPLACEMENT | N/A | USD/car | us | us | 32535.8
light duty autos | Reference Gasoline Light-Duty Auto | 2027 | FIXED_OM | NEW | N/A | USD/car | us | us | 433.7559
light duty autos | Reference Gasoline Light-Duty Auto | 2027 | FIXED_OM | REPLACEMENT | N/A | USD/car | us | us | 433.7559
light duty autos | Reference Gasoline Light-Duty Auto | 2028 | CAPITAL | NEW | N/A | USD/car | us | us | 32646.5
light duty autos | Reference Gasoline Light-Duty Auto | 2028 | CAPITAL | REPLACEMENT | N/A | USD/car | us | us | 32646.5
light duty autos | Reference Gasoline Light-Duty Auto | 2028 | FIXED_OM | NEW | N/A | USD/car | us | us | 433.7559
light duty autos | Reference Gasoline Light-Duty Auto | 2028 | FIXED_OM | REPLACEMENT | N/A | USD/car | us | us | 433.7559
light duty autos | Reference Gasoline Light-Duty Auto | 2029 | CAPITAL | NEW | N/A | USD/car | us | us | 32721.7
light duty autos | Reference Gasoline Light-Duty Auto | 2029 | CAPITAL | REPLACEMENT | N/A | USD/car | us | us | 32721.7
light duty autos | Reference Gasoline Light-Duty Auto | 2029 | FIXED_OM | NEW | N/A | USD/car | us | us | 433.7559
light duty autos | Reference Gasoline Light-Duty Auto | 2029 | FIXED_OM | REPLACEMENT | N/A | USD/car | us | us | 433.7559
light duty autos | Reference Gasoline Light-Duty Auto | 2030 | CAPITAL | NEW | N/A | USD/car | us | us | 32837.4
light duty autos | Reference Gasoline Light-Duty Auto | 2030 | CAPITAL | REPLACEMENT | N/A | USD/car | us | us | 32837.4
light duty autos | Reference Gasoline Light-Duty Auto | 2030 | FIXED_OM | NEW | N/A | USD/car | us | us | 433.7559
light duty autos | Reference Gasoline Light-Duty Auto | 2030 | FIXED_OM | REPLACEMENT | N/A | USD/car | us | us | 433.7559
light duty autos | Reference Gasoline Light-Duty Auto | 2031 | CAPITAL | NEW | N/A | USD/car | us | us | 32929.1
light duty autos | Reference Gasoline Light-Duty Auto | 2031 | CAPITAL | REPLACEMENT | N/A | USD/car | us | us | 32929.1
light duty autos | Reference Gasoline Light-Duty Auto | 2031 | FIXED_OM | NEW | N/A | USD/car | us | us | 433.7559
light duty autos | Reference Gasoline Light-Duty Auto | 2031 | FIXED_OM | REPLACEMENT | N/A | USD/car | us | us | 433.7559
light duty autos | Reference Gasoline Light-Duty Auto | 2032 | CAPITAL | NEW | N/A | USD/car | us | us | 33028
light duty autos | Reference Gasoline Light-Duty Auto | 2032 | CAPITAL | REPLACEMENT | N/A | USD/car | us | us | 33028
light duty autos | Reference Gasoline Light-Duty Auto | 2032 | FIXED_OM | NEW | N/A | USD/car | us | us | 433.7559
light duty autos | Reference Gasoline Light-Duty Auto | 2032 | FIXED_OM | REPLACEMENT | N/A | USD/car | us | us | 433.7559
light duty autos | Reference Gasoline Light-Duty Auto | 2033 | CAPITAL | NEW | N/A | USD/car | us | us | 33128.8
light duty autos | Reference Gasoline Light-Duty Auto | 2033 | CAPITAL | REPLACEMENT | N/A | USD/car | us | us | 33128.8
light duty autos | Reference Gasoline Light-Duty Auto | 2033 | FIXED_OM | NEW | N/A | USD/car | us | us | 433.7559
light duty autos | Reference Gasoline Light-Duty Auto | 2033 | FIXED_OM | REPLACEMENT | N/A | USD/car | us | us | 433.7559
light duty autos | Reference Gasoline Light-Duty Auto | 2034 | CAPITAL | NEW | N/A | USD/car | us | us | 33163.2
light duty autos | Reference Gasoline Light-Duty Auto | 2034 | CAPITAL | REPLACEMENT | N/A | USD/car | us | us | 33163.2
light duty autos | Reference Gasoline Light-Duty Auto | 2034 | FIXED_OM | NEW | N/A | USD/car | us | us | 433.7559
light duty autos | Reference Gasoline Light-Duty Auto | 2034 | FIXED_OM | REPLACEMENT | N/A | USD/car | us | us | 433.7559
light duty autos | Reference Gasoline Light-Duty Auto | 2035 | CAPITAL | NEW | N/A | USD/car | us | us | 33188.1
light duty autos | Reference Gasoline Light-Duty Auto | 2035 | CAPITAL | REPLACEMENT | N/A | USD/car | us | us | 33188.1
light duty autos | Reference Gasoline Light-Duty Auto | 2035 | FIXED_OM | NEW | N/A | USD/car | us | us | 433.7559
light duty autos | Reference Gasoline Light-Duty Auto | 2035 | FIXED_OM | REPLACEMENT | N/A | USD/car | us | us | 433.7559
light duty autos | Reference Gasoline Light-Duty Auto | 2036 | CAPITAL | NEW | N/A | USD/car | us | us | 33208.9
light duty autos | Reference Gasoline Light-Duty Auto | 2036 | CAPITAL | REPLACEMENT | N/A | USD/car | us | us | 33208.9
light duty autos | Reference Gasoline Light-Duty Auto | 2036 | FIXED_OM | NEW | N/A | USD/car | us | us | 433.7559
light duty autos | Reference Gasoline Light-Duty Auto | 2036 | FIXED_OM | REPLACEMENT | N/A | USD/car | us | us | 433.7559
light duty autos | Reference Gasoline Light-Duty Auto | 2037 | CAPITAL | NEW | N/A | USD/car | us | us | 33240.1
light duty autos | Reference Gasoline Light-Duty Auto | 2037 | CAPITAL | REPLACEMENT | N/A | USD/car | us | us | 33240.1
light duty autos | Reference Gasoline Light-Duty Auto | 2037 | FIXED_OM | NEW | N/A | USD/car | us | us | 433.7559
light duty autos | Reference Gasoline Light-Duty Auto | 2037 | FIXED_OM | REPLACEMENT | N/A | USD/car | us | us | 433.7559
light duty autos | Reference Gasoline Light-Duty Auto | 2038 | CAPITAL | NEW | N/A | USD/car | us | us | 33259.3
light duty autos | Reference Gasoline Light-Duty Auto | 2038 | CAPITAL | REPLACEMENT | N/A | USD/car | us | us | 33259.3
light duty autos | Reference Gasoline Light-Duty Auto | 2038 | FIXED_OM | NEW | N/A | USD/car | us | us | 433.7559
light duty autos | Reference Gasoline Light-Duty Auto | 2038 | FIXED_OM | REPLACEMENT | N/A | USD/car | us | us | 433.7559
light duty autos | Reference Gasoline Light-Duty Auto | 2039 | CAPITAL | NEW | N/A | USD/car | us | us | 33282
light duty autos | Reference Gasoline Light-Duty Auto | 2039 | CAPITAL | REPLACEMENT | N/A | USD/car | us | us | 33282
light duty autos | Reference Gasoline Light-Duty Auto | 2039 | FIXED_OM | NEW | N/A | USD/car | us | us | 433.7559
light duty autos | Reference Gasoline Light-Duty Auto | 2039 | FIXED_OM | REPLACEMENT | N/A | USD/car | us | us | 433.7559
light duty autos | Reference Gasoline Light-Duty Auto | 2040 | CAPITAL | NEW | N/A | USD/car | us | us | 33309.2
light duty autos | Reference Gasoline Light-Duty Auto | 2040 | CAPITAL | REPLACEMENT | N/A | USD/car | us | us | 33309.2
light duty autos | Reference Gasoline Light-Duty Auto | 2040 | FIXED_OM | NEW | N/A | USD/car | us | us | 433.7559
light duty autos | Reference Gasoline Light-Duty Auto | 2040 | FIXED_OM | REPLACEMENT | N/A | USD/car | us | us | 433.7559
light duty autos | Reference Gasoline Light-Duty Auto | 2041 | CAPITAL | NEW | N/A | USD/car | us | us | 33338.8
light duty autos | Reference Gasoline Light-Duty Auto | 2041 | CAPITAL | REPLACEMENT | N/A | USD/car | us | us | 33338.8
light duty autos | Reference Gasoline Light-Duty Auto | 2041 | FIXED_OM | NEW | N/A | USD/car | us | us | 433.7559
light duty autos | Reference Gasoline Light-Duty Auto | 2041 | FIXED_OM | REPLACEMENT | N/A | USD/car | us | us | 433.7559
light duty autos | Reference Gasoline Light-Duty Auto | 2042 | CAPITAL | NEW | N/A | USD/car | us | us | 33361.3
light duty autos | Reference Gasoline Light-Duty Auto | 2042 | CAPITAL | REPLACEMENT | N/A | USD/car | us | us | 33361.3
light duty autos | Reference Gasoline Light-Duty Auto | 2042 | FIXED_OM | NEW | N/A | USD/car | us | us | 433.7559
light duty autos | Reference Gasoline Light-Duty Auto | 2042 | FIXED_OM | REPLACEMENT | N/A | USD/car | us | us | 433.7559
light duty autos | Reference Gasoline Light-Duty Auto | 2043 | CAPITAL | NEW | N/A | USD/car | us | us | 33393.6
light duty autos | Reference Gasoline Light-Duty Auto | 2043 | CAPITAL | REPLACEMENT | N/A | USD/car | us | us | 33393.6
light duty autos | Reference Gasoline Light-Duty Auto | 2043 | FIXED_OM | NEW | N/A | USD/car | us | us | 433.7559
light duty autos | Reference Gasoline Light-Duty Auto | 2043 | FIXED_OM | REPLACEMENT | N/A | USD/car | us | us | 433.7559
light duty autos | Reference Gasoline Light-Duty Auto | 2044 | CAPITAL | NEW | N/A | USD/car | us | us | 33422.8
light duty autos | Reference Gasoline Light-Duty Auto | 2044 | CAPITAL | REPLACEMENT | N/A | USD/car | us | us | 33422.8
light duty autos | Reference Gasoline Light-Duty Auto | 2044 | FIXED_OM | NEW | N/A | USD/car | us | us | 433.7559
light duty autos | Reference Gasoline Light-Duty Auto | 2044 | FIXED_OM | REPLACEMENT | N/A | USD/car | us | us | 433.7559
light duty autos | Reference Gasoline Light-Duty Auto | 2045 | CAPITAL | NEW | N/A | USD/car | us | us | 33448.8
light duty autos | Reference Gasoline Light-Duty Auto | 2045 | CAPITAL | REPLACEMENT | N/A | USD/car | us | us | 33448.8
light duty autos | Reference Gasoline Light-Duty Auto | 2045 | FIXED_OM | NEW | N/A | USD/car | us | us | 433.7559
light duty autos | Reference Gasoline Light-Duty Auto | 2045 | FIXED_OM | REPLACEMENT | N/A | USD/car | us | us | 433.7559
light duty autos | Reference Gasoline Light-Duty Auto | 2046 | CAPITAL | NEW | N/A | USD/car | us | us | 33475.4
light duty autos | Reference Gasoline Light-Duty Auto | 2046 | CAPITAL | REPLACEMENT | N/A | USD/car | us | us | 33475.4
light duty autos | Reference Gasoline Light-Duty Auto | 2046 | FIXED_OM | NEW | N/A | USD/car | us | us | 433.7559
light duty autos | Reference Gasoline Light-Duty Auto | 2046 | FIXED_OM | REPLACEMENT | N/A | USD/car | us | us | 433.7559
light duty autos | Reference Gasoline Light-Duty Auto | 2047 | CAPITAL | NEW | N/A | USD/car | us | us | 33504.1
light duty autos | Reference Gasoline Light-Duty Auto | 2047 | CAPITAL | REPLACEMENT | N/A | USD/car | us | us | 33504.1
light duty autos | Reference Gasoline Light-Duty Auto | 2047 | FIXED_OM | NEW | N/A | USD/car | us | us | 433.7559
light duty autos | Reference Gasoline Light-Duty Auto | 2047 | FIXED_OM | REPLACEMENT | N/A | USD/car | us | us | 433.7559
light duty autos | Reference Gasoline Light-Duty Auto | 2048 | CAPITAL | NEW | N/A | USD/car | us | us | 33528.4
light duty autos | Reference Gasoline Light-Duty Auto | 2048 | CAPITAL | REPLACEMENT | N/A | USD/car | us | us | 33528.4
light duty autos | Reference Gasoline Light-Duty Auto | 2048 | FIXED_OM | NEW | N/A | USD/car | us | us | 433.7559
light duty autos | Reference Gasoline Light-Duty Auto | 2048 | FIXED_OM | REPLACEMENT | N/A | USD/car | us | us | 433.7559
light duty autos | Reference Gasoline Light-Duty Auto | 2049 | CAPITAL | NEW | N/A | USD/car | us | us | 33559.2
light duty autos | Reference Gasoline Light-Duty Auto | 2049 | CAPITAL | REPLACEMENT | N/A | USD/car | us | us | 33559.2
light duty autos | Reference Gasoline Light-Duty Auto | 2049 | FIXED_OM | NEW | N/A | USD/car | us | us | 433.7559
light duty autos | Reference Gasoline Light-Duty Auto | 2049 | FIXED_OM | REPLACEMENT | N/A | USD/car | us | us | 433.7559
light duty autos | Reference Gasoline Light-Duty Auto | 2050 | CAPITAL | NEW | N/A | USD/car | us | us | 33580.4
light duty autos | Reference Gasoline Light-Duty Auto | 2050 | CAPITAL | REPLACEMENT | N/A | USD/car | us | us | 33580.4
light duty autos | Reference Gasoline Light-Duty Auto | 2050 | FIXED_OM | NEW | N/A | USD/car | us | us | 433.7559
light duty autos | Reference Gasoline Light-Duty Auto | 2050 | FIXED_OM | REPLACEMENT | N/A | USD/car | us | us | 433.7559
light duty autos | Reference TDI Light-Duty Auto | 2020 | CAPITAL | NEW | N/A | USD/car | us | us | 30671.3
light duty autos | Reference TDI Light-Duty Auto | 2020 | CAPITAL | REPLACEMENT | N/A | USD/car | us | us | 30671.3
light duty autos | Reference TDI Light-Duty Auto | 2020 | FIXED_OM | NEW | N/A | USD/car | us | us | 433.7559
light duty autos | Reference TDI Light-Duty Auto | 2020 | FIXED_OM | REPLACEMENT | N/A | USD/car | us | us | 433.7559
light duty autos | Reference TDI Light-Duty Auto | 2021 | CAPITAL | NEW | N/A | USD/car | us | us | 31075.8
light duty autos | Reference TDI Light-Duty Auto | 2021 | CAPITAL | REPLACEMENT | N/A | USD/car | us | us | 31075.8
light duty autos | Reference TDI Light-Duty Auto | 2021 | FIXED_OM | NEW | N/A | USD/car | us | us | 433.7559
light duty autos | Reference TDI Light-Duty Auto | 2021 | FIXED_OM | REPLACEMENT | N/A | USD/car | us | us | 433.7559
light duty autos | Reference TDI Light-Duty Auto | 2022 | CAPITAL | NEW | N/A | USD/car | us | us | 31406.5
light duty autos | Reference TDI Light-Duty Auto | 2022 | CAPITAL | REPLACEMENT | N/A | USD/car | us | us | 31406.5
light duty autos | Reference TDI Light-Duty Auto | 2022 | FIXED_OM | NEW | N/A | USD/car | us | us | 433.7559
light duty autos | Reference TDI Light-Duty Auto | 2022 | FIXED_OM | REPLACEMENT | N/A | USD/car | us | us | 433.7559
light duty autos | Reference TDI Light-Duty Auto | 2023 | CAPITAL | NEW | N/A | USD/car | us | us | 31723.1
light duty autos | Reference TDI Light-Duty Auto | 2023 | CAPITAL | REPLACEMENT | N/A | USD/car | us | us | 31723.1
light duty autos | Reference TDI Light-Duty Auto | 2023 | FIXED_OM | NEW | N/A | USD/car | us | us | 433.7559
light duty autos | Reference TDI Light-Duty Auto | 2023 | FIXED_OM | REPLACEMENT | N/A | USD/car | us | us | 433.7559
light duty autos | Reference TDI Light-Duty Auto | 2024 | CAPITAL | NEW | N/A | USD/car | us | us | 31927
light duty autos | Reference TDI Light-Duty Auto | 2024 | CAPITAL | REPLACEMENT | N/A | USD/car | us | us | 31927
light duty autos | Reference TDI Light-Duty Auto | 2024 | FIXED_OM | NEW | N/A | USD/car | us | us | 433.7559
light duty autos | Reference TDI Light-Duty Auto | 2024 | FIXED_OM | REPLACEMENT | N/A | USD/car | us | us | 433.7559
light duty autos | Reference TDI Light-Duty Auto | 2025 | CAPITAL | NEW | N/A | USD/car | us | us | 32337.3
light duty autos | Reference TDI Light-Duty Auto | 2025 | CAPITAL | REPLACEMENT | N/A | USD/car | us | us | 32337.3
light duty autos | Reference TDI Light-Duty Auto | 2025 | FIXED_OM | NEW | N/A | USD/car | us | us | 433.7559
light duty autos | Reference TDI Light-Duty Auto | 2025 | FIXED_OM | REPLACEMENT | N/A | USD/car | us | us | 433.7559
light duty autos | Reference TDI Light-Duty Auto | 2026 | CAPITAL | NEW | N/A | USD/car | us | us | 32454.2
light duty autos | Reference TDI Light-Duty Auto | 2026 | CAPITAL | REPLACEMENT | N/A | USD/car | us | us | 32454.2
light duty autos | Reference TDI Light-Duty Auto | 2026 | FIXED_OM | NEW | N/A | USD/car | us | us | 433.7559
light duty autos | Reference TDI Light-Duty Auto | 2026 | FIXED_OM | REPLACEMENT | N/A | USD/car | us | us | 433.7559
light duty autos | Reference TDI Light-Duty Auto | 2027 | CAPITAL | NEW | N/A | USD/car | us | us | 32535.8
light duty autos | Reference TDI Light-Duty Auto | 2027 | CAPITAL | REPLACEMENT | N/A | USD/car | us | us | 32535.8
light duty autos | Reference TDI Light-Duty Auto | 2027 | FIXED_OM | NEW | N/A | USD/car | us | us | 433.7559
light duty autos | Reference TDI Light-Duty Auto | 2027 | FIXED_OM | REPLACEMENT | N/A | USD/car | us | us | 433.7559
light duty autos | Reference TDI Light-Duty Auto | 2028 | CAPITAL | NEW | N/A | USD/car | us | us | 32646.5
light duty autos | Reference TDI Light-Duty Auto | 2028 | CAPITAL | REPLACEMENT | N/A | USD/car | us | us | 32646.5
light duty autos | Reference TDI Light-Duty Auto | 2028 | FIXED_OM | NEW | N/A | USD/car | us | us | 433.7559
light duty autos | Reference TDI Light-Duty Auto | 2028 | FIXED_OM | REPLACEMENT | N/A | USD/car | us | us | 433.7559
light duty autos | Reference TDI Light-Duty Auto | 2029 | CAPITAL | NEW | N/A | USD/car | us | us | 32721.7
light duty autos | Reference TDI Light-Duty Auto | 2029 | CAPITAL | REPLACEMENT | N/A | USD/car | us | us | 32721.7
light duty autos | Reference TDI Light-Duty Auto | 2029 | FIXED_OM | NEW | N/A | USD/car | us | us | 433.7559
light duty autos | Reference TDI Light-Duty Auto | 2029 | FIXED_OM | REPLACEMENT | N/A | USD/car | us | us | 433.7559
light duty autos | Reference TDI Light-Duty Auto | 2030 | CAPITAL | NEW | N/A | USD/car | us | us | 32837.4
light duty autos | Reference TDI Light-Duty Auto | 2030 | CAPITAL | REPLACEMENT | N/A | USD/car | us | us | 32837.4
light duty autos | Reference TDI Light-Duty Auto | 2030 | FIXED_OM | NEW | N/A | USD/car | us | us | 433.7559
light duty autos | Reference TDI Light-Duty Auto | 2030 | FIXED_OM | REPLACEMENT | N/A | USD/car | us | us | 433.7559
light duty autos | Reference TDI Light-Duty Auto | 2031 | CAPITAL | NEW | N/A | USD/car | us | us | 32929.1
light duty autos | Reference TDI Light-Duty Auto | 2031 | CAPITAL | REPLACEMENT | N/A | USD/car | us | us | 32929.1
light duty autos | Reference TDI Light-Duty Auto | 2031 | FIXED_OM | NEW | N/A | USD/car | us | us | 433.7559
light duty autos | Reference TDI Light-Duty Auto | 2031 | FIXED_OM | REPLACEMENT | N/A | USD/car | us | us | 433.7559
light duty autos | Reference TDI Light-Duty Auto | 2032 | CAPITAL | NEW | N/A | USD/car | us | us | 33028
light duty autos | Reference TDI Light-Duty Auto | 2032 | CAPITAL | REPLACEMENT | N/A | USD/car | us | us | 33028
light duty autos | Reference TDI Light-Duty Auto | 2032 | FIXED_OM | NEW | N/A | USD/car | us | us | 433.7559
light duty autos | Reference TDI Light-Duty Auto | 2032 | FIXED_OM | REPLACEMENT | N/A | USD/car | us | us | 433.7559
light duty autos | Reference TDI Light-Duty Auto | 2033 | CAPITAL | NEW | N/A | USD/car | us | us | 33128.8
light duty autos | Reference TDI Light-Duty Auto | 2033 | CAPITAL | REPLACEMENT | N/A | USD/car | us | us | 33128.8
light duty autos | Reference TDI Light-Duty Auto | 2033 | FIXED_OM | NEW | N/A | USD/car | us | us | 433.7559
light duty autos | Reference TDI Light-Duty Auto | 2033 | FIXED_OM | REPLACEMENT | N/A | USD/car | us | us | 433.7559
light duty autos | Reference TDI Light-Duty Auto | 2034 | CAPITAL | NEW | N/A | USD/car | us | us | 33163.2
light duty autos | Reference TDI Light-Duty Auto | 2034 | CAPITAL | REPLACEMENT | N/A | USD/car | us | us | 33163.2
light duty autos | Reference TDI Light-Duty Auto | 2034 | FIXED_OM | NEW | N/A | USD/car | us | us | 433.7559
light duty autos | Reference TDI Light-Duty Auto | 2034 | FIXED_OM | REPLACEMENT | N/A | USD/car | us | us | 433.7559
light duty autos | Reference TDI Light-Duty Auto | 2035 | CAPITAL | NEW | N/A | USD/car | us | us | 33188.1
light duty autos | Reference TDI Light-Duty Auto | 2035 | CAPITAL | REPLACEMENT | N/A | USD/car | us | us | 33188.1
light duty autos | Reference TDI Light-Duty Auto | 2035 | FIXED_OM | NEW | N/A | USD/car | us | us | 433.7559
light duty autos | Reference TDI Light-Duty Auto | 2035 | FIXED_OM | REPLACEMENT | N/A | USD/car | us | us | 433.7559
light duty autos | Reference TDI Light-Duty Auto | 2036 | CAPITAL | NEW | N/A | USD/car | us | us | 33208.9
light duty autos | Reference TDI Light-Duty Auto | 2036 | CAPITAL | REPLACEMENT | N/A | USD/car | us | us | 33208.9
light duty autos | Reference TDI Light-Duty Auto | 2036 | FIXED_OM | NEW | N/A | USD/car | us | us | 433.7559
light duty autos | Reference TDI Light-Duty Auto | 2036 | FIXED_OM | REPLACEMENT | N/A | USD/car | us | us | 433.7559
light duty autos | Reference TDI Light-Duty Auto | 2037 | CAPITAL | NEW | N/A | USD/car | us | us | 33240.1
light duty autos | Reference TDI Light-Duty Auto | 2037 | CAPITAL | REPLACEMENT | N/A | USD/car | us | us | 33240.1
light duty autos | Reference TDI Light-Duty Auto | 2037 | FIXED_OM | NEW | N/A | USD/car | us | us | 433.7559
light duty autos | Reference TDI Light-Duty Auto | 2037 | FIXED_OM | REPLACEMENT | N/A | USD/car | us | us | 433.7559
light duty autos | Reference TDI Light-Duty Auto | 2038 | CAPITAL | NEW | N/A | USD/car | us | us | 33259.3
light duty autos | Reference TDI Light-Duty Auto | 2038 | CAPITAL | REPLACEMENT | N/A | USD/car | us | us | 33259.3
light duty autos | Reference TDI Light-Duty Auto | 2038 | FIXED_OM | NEW | N/A | USD/car | us | us | 433.7559
light duty autos | Reference TDI Light-Duty Auto | 2038 | FIXED_OM | REPLACEMENT | N/A | USD/car | us | us | 433.7559
light duty autos | Reference TDI Light-Duty Auto | 2039 | CAPITAL | NEW | N/A | USD/car | us | us | 33282
light duty autos | Reference TDI Light-Duty Auto | 2039 | CAPITAL | REPLACEMENT | N/A | USD/car | us | us | 33282
light duty autos | Reference TDI Light-Duty Auto | 2039 | FIXED_OM | NEW | N/A | USD/car | us | us | 433.7559
light duty autos | Reference TDI Light-Duty Auto | 2039 | FIXED_OM | REPLACEMENT | N/A | USD/car | us | us | 433.7559
light duty autos | Reference TDI Light-Duty Auto | 2040 | CAPITAL | NEW | N/A | USD/car | us | us | 33309.2
light duty autos | Reference TDI Light-Duty Auto | 2040 | CAPITAL | REPLACEMENT | N/A | USD/car | us | us | 33309.2
light duty autos | Reference TDI Light-Duty Auto | 2040 | FIXED_OM | NEW | N/A | USD/car | us | us | 433.7559
light duty autos | Reference TDI Light-Duty Auto | 2040 | FIXED_OM | REPLACEMENT | N/A | USD/car | us | us | 433.7559
light duty autos | Reference TDI Light-Duty Auto | 2041 | CAPITAL | NEW | N/A | USD/car | us | us | 33338.8
light duty autos | Reference TDI Light-Duty Auto | 2041 | CAPITAL | REPLACEMENT | N/A | USD/car | us | us | 33338.8
light duty autos | Reference TDI Light-Duty Auto | 2041 | FIXED_OM | NEW | N/A | USD/car | us | us | 433.7559
light duty autos | Reference TDI Light-Duty Auto | 2041 | FIXED_OM | REPLACEMENT | N/A | USD/car | us | us | 433.7559
light duty autos | Reference TDI Light-Duty Auto | 2042 | CAPITAL | NEW | N/A | USD/car | us | us | 33361.3
light duty autos | Reference TDI Light-Duty Auto | 2042 | CAPITAL | REPLACEMENT | N/A | USD/car | us | us | 33361.3
light duty autos | Reference TDI Light-Duty Auto | 2042 | FIXED_OM | NEW | N/A | USD/car | us | us | 433.7559
light duty autos | Reference TDI Light-Duty Auto | 2042 | FIXED_OM | REPLACEMENT | N/A | USD/car | us | us | 433.7559
light duty autos | Reference TDI Light-Duty Auto | 2043 | CAPITAL | NEW | N/A | USD/car | us | us | 33393.6
light duty autos | Reference TDI Light-Duty Auto | 2043 | CAPITAL | REPLACEMENT | N/A | USD/car | us | us | 33393.6
light duty autos | Reference TDI Light-Duty Auto | 2043 | FIXED_OM | NEW | N/A | USD/car | us | us | 433.7559
light duty autos | Reference TDI Light-Duty Auto | 2043 | FIXED_OM | REPLACEMENT | N/A | USD/car | us | us | 433.7559
light duty autos | Reference TDI Light-Duty Auto | 2044 | CAPITAL | NEW | N/A | USD/car | us | us | 33422.8
light duty autos | Reference TDI Light-Duty Auto | 2044 | CAPITAL | REPLACEMENT | N/A | USD/car | us | us | 33422.8
light duty autos | Reference TDI Light-Duty Auto | 2044 | FIXED_OM | NEW | N/A | USD/car | us | us | 433.7559
light duty autos | Reference TDI Light-Duty Auto | 2044 | FIXED_OM | REPLACEMENT | N/A | USD/car | us | us | 433.7559
light duty autos | Reference TDI Light-Duty Auto | 2045 | CAPITAL | NEW | N/A | USD/car | us | us | 33448.8
light duty autos | Reference TDI Light-Duty Auto | 2045 | CAPITAL | REPLACEMENT | N/A | USD/car | us | us | 33448.8
light duty autos | Reference TDI Light-Duty Auto | 2045 | FIXED_OM | NEW | N/A | USD/car | us | us | 433.7559
light duty autos | Reference TDI Light-Duty Auto | 2045 | FIXED_OM | REPLACEMENT | N/A | USD/car | us | us | 433.7559
light duty autos | Reference TDI Light-Duty Auto | 2046 | CAPITAL | NEW | N/A | USD/car | us | us | 33475.4
light duty autos | Reference TDI Light-Duty Auto | 2046 | CAPITAL | REPLACEMENT | N/A | USD/car | us | us | 33475.4
light duty autos | Reference TDI Light-Duty Auto | 2046 | FIXED_OM | NEW | N/A | USD/car | us | us | 433.7559
light duty autos | Reference TDI Light-Duty Auto | 2046 | FIXED_OM | REPLACEMENT | N/A | USD/car | us | us | 433.7559
light duty autos | Reference TDI Light-Duty Auto | 2047 | CAPITAL | NEW | N/A | USD/car | us | us | 33504.1
light duty autos | Reference TDI Light-Duty Auto | 2047 | CAPITAL | REPLACEMENT | N/A | USD/car | us | us | 33504.1
light duty autos | Reference TDI Light-Duty Auto | 2047 | FIXED_OM | NEW | N/A | USD/car | us | us | 433.7559
light duty autos | Reference TDI Light-Duty Auto | 2047 | FIXED_OM | REPLACEMENT | N/A | USD/car | us | us | 433.7559
light duty autos | Reference TDI Light-Duty Auto | 2048 | CAPITAL | NEW | N/A | USD/car | us | us | 33528.4
light duty autos | Reference TDI Light-Duty Auto | 2048 | CAPITAL | REPLACEMENT | N/A | USD/car | us | us | 33528.4
light duty autos | Reference TDI Light-Duty Auto | 2048 | FIXED_OM | NEW | N/A | USD/car | us | us | 433.7559
light duty autos | Reference TDI Light-Duty Auto | 2048 | FIXED_OM | REPLACEMENT | N/A | USD/car | us | us | 433.7559
light duty autos | Reference TDI Light-Duty Auto | 2049 | CAPITAL | NEW | N/A | USD/car | us | us | 33559.2
light duty autos | Reference TDI Light-Duty Auto | 2049 | CAPITAL | REPLACEMENT | N/A | USD/car | us | us | 33559.2
light duty autos | Reference TDI Light-Duty Auto | 2049 | FIXED_OM | NEW | N/A | USD/car | us | us | 433.7559
light duty autos | Reference TDI Light-Duty Auto | 2049 | FIXED_OM | REPLACEMENT | N/A | USD/car | us | us | 433.7559
light duty autos | Reference TDI Light-Duty Auto | 2050 | CAPITAL | NEW | N/A | USD/car | us | us | 33580.4
light duty autos | Reference TDI Light-Duty Auto | 2050 | CAPITAL | REPLACEMENT | N/A | USD/car | us | us | 33580.4
light duty autos | Reference TDI Light-Duty Auto | 2050 | FIXED_OM | NEW | N/A | USD/car | us | us | 433.7559
light duty autos | Reference TDI Light-Duty Auto | 2050 | FIXED_OM | REPLACEMENT | N/A | USD/car | us | us | 433.7559
light duty trucks | CNG Light-Duty Truck | 2020 | CAPITAL | NEW | N/A | USD/truck | us | us | 35020
light duty trucks | CNG Light-Duty Truck | 2020 | CAPITAL | REPLACEMENT | N/A | USD/truck | us | us | 35020
light duty trucks | CNG Light-Duty Truck | 2020 | FIXED_OM | NEW | N/A | USD/truck | us | us | 618.1601
light duty trucks | CNG Light-Duty Truck | 2020 | FIXED_OM | REPLACEMENT | N/A | USD/truck | us | us | 618.1601
light duty trucks | CNG Light-Duty Truck | 2021 | CAPITAL | NEW | N/A | USD/truck | us | us | 35195.88
light duty trucks | CNG Light-Duty Truck | 2021 | CAPITAL | REPLACEMENT | N/A | USD/truck | us | us | 35195.88
light duty trucks | CNG Light-Duty Truck | 2021 | FIXED_OM | NEW | N/A | USD/truck | us | us | 618.1601
light duty trucks | CNG Light-Duty Truck | 2021 | FIXED_OM | REPLACEMENT | N/A | USD/truck | us | us | 618.1601
light duty trucks | CNG Light-Duty Truck | 2022 | CAPITAL | NEW | N/A | USD/truck | us | us | 35371.76
light duty trucks | CNG Light-Duty Truck | 2022 | CAPITAL | REPLACEMENT | N/A | USD/truck | us | us | 35371.76
light duty trucks | CNG Light-Duty Truck | 2022 | FIXED_OM | NEW | N/A | USD/truck | us | us | 618.1601
light duty trucks | CNG Light-Duty Truck | 2022 | FIXED_OM | REPLACEMENT | N/A | USD/truck | us | us | 618.1601
light duty trucks | CNG Light-Duty Truck | 2023 | CAPITAL | NEW | N/A | USD/truck | us | us | 35547.64
light duty trucks | CNG Light-Duty Truck | 2023 | CAPITAL | REPLACEMENT | N/A | USD/truck | us | us | 35547.64
light duty trucks | CNG Light-Duty Truck | 2023 | FIXED_OM | NEW | N/A | USD/truck | us | us | 618.1601
light duty trucks | CNG Light-Duty Truck | 2023 | FIXED_OM | REPLACEMENT | N/A | USD/truck | us | us | 618.1601
light duty trucks | CNG Light-Duty Truck | 2024 | CAPITAL | NEW | N/A | USD/truck | us | us | 35723.52
light duty trucks | CNG Light-Duty Truck | 2024 | CAPITAL | REPLACEMENT | N/A | USD/truck | us | us | 35723.52
light duty trucks | CNG Light-Duty Truck | 2024 | FIXED_OM | NEW | N/A | USD/truck | us | us | 618.1601
light duty trucks | CNG Light-Duty Truck | 2024 | FIXED_OM | REPLACEMENT | N/A | USD/truck | us | us | 618.1601
light duty trucks | CNG Light-Duty Truck | 2025 | CAPITAL | NEW | N/A | USD/truck | us | us | 35899.4
light duty trucks | CNG Light-Duty Truck | 2025 | CAPITAL | REPLACEMENT | N/A | USD/truck | us | us | 35899.4
light duty trucks | CNG Light-Duty Truck | 2025 | FIXED_OM | NEW | N/A | USD/truck | us | us | 618.1601
light duty trucks | CNG Light-Duty Truck | 2025 | FIXED_OM | REPLACEMENT | N/A | USD/truck | us | us | 618.1601
light duty trucks | CNG Light-Duty Truck | 2026 | CAPITAL | NEW | N/A | USD/truck | us | us | 36075.26
light duty trucks | CNG Light-Duty Truck | 2026 | CAPITAL | REPLACEMENT | N/A | USD/truck | us | us | 36075.26
light duty trucks | CNG Light-Duty Truck | 2026 | FIXED_OM | NEW | N/A | USD/truck | us | us | 618.1601
light duty trucks | CNG Light-Duty Truck | 2026 | FIXED_OM | REPLACEMENT | N/A | USD/truck | us | us | 618.1601
light duty trucks | CNG Light-Duty Truck | 2027 | CAPITAL | NEW | N/A | USD/truck | us | us | 36251.12
light duty trucks | CNG Light-Duty Truck | 2027 | CAPITAL | REPLACEMENT | N/A | USD/truck | us | us | 36251.12
light duty trucks | CNG Light-Duty Truck | 2027 | FIXED_OM | NEW | N/A | USD/truck | us | us | 618.1601
light duty trucks | CNG Light-Duty Truck | 2027 | FIXED_OM | REPLACEMENT | N/A | USD/truck | us | us | 618.1601
light duty trucks | CNG Light-Duty Truck | 2028 | CAPITAL | NEW | N/A | USD/truck | us | us | 36426.98
light duty trucks | CNG Light-Duty Truck | 2028 | CAPITAL | REPLACEMENT | N/A | USD/truck | us | us | 36426.98
light duty trucks | CNG Light-Duty Truck | 2028 | FIXED_OM | NEW | N/A | USD/truck | us | us | 618.1601
light duty trucks | CNG Light-Duty Truck | 2028 | FIXED_OM | REPLACEMENT | N/A | USD/truck | us | us | 618.1601
light duty trucks | CNG Light-Duty Truck | 2029 | CAPITAL | NEW | N/A | USD/truck | us | us | 36602.84
light duty trucks | CNG Light-Duty Truck | 2029 | CAPITAL | REPLACEMENT | N/A | USD/truck | us | us | 36602.84
light duty trucks | CNG Light-Duty Truck | 2029 | FIXED_OM | NEW | N/A | USD/truck | us | us | 618.1601
light duty trucks | CNG Light-Duty Truck | 2029 | FIXED_OM | REPLACEMENT | N/A | USD/truck | us | us | 618.1601
light duty trucks | CNG Light-Duty Truck | 2030 | CAPITAL | NEW | N/A | USD/truck | us | us | 36778.7
light duty trucks | CNG Light-Duty Truck | 2030 | CAPITAL | REPLACEMENT | N/A | USD/truck | us | us | 36778.7
light duty trucks | CNG Light-Duty Truck | 2030 | FIXED_OM | NEW | N/A | USD/truck | us | us | 618.1601
light duty trucks | CNG Light-Duty Truck | 2030 | FIXED_OM | REPLACEMENT | N/A | USD/truck | us | us | 618.1601
light duty trucks | CNG Light-Duty Truck | 2031 | CAPITAL | NEW | N/A | USD/truck | us | us | 36848.04
light duty trucks | CNG Light-Duty Truck | 2031 | CAPITAL | REPLACEMENT | N/A | USD/truck | us | us | 36848.04
light duty trucks | CNG Light-Duty Truck | 2031 | FIXED_OM | NEW | N/A | USD/truck | us | us | 618.1601
light duty trucks | CNG Light-Duty Truck | 2031 | FIXED_OM | REPLACEMENT | N/A | USD/truck | us | us | 618.1601
light duty trucks | CNG Light-Duty Truck | 2032 | CAPITAL | NEW | N/A | USD/truck | us | us | 36917.38
light duty trucks | CNG Light-Duty Truck | 2032 | CAPITAL | REPLACEMENT | N/A | USD/truck | us | us | 36917.38
light duty trucks | CNG Light-Duty Truck | 2032 | FIXED_OM | NEW | N/A | USD/truck | us | us | 618.1601
light duty trucks | CNG Light-Duty Truck | 2032 | FIXED_OM | REPLACEMENT | N/A | USD/truck | us | us | 618.1601
light duty trucks | CNG Light-Duty Truck | 2033 | CAPITAL | NEW | N/A | USD/truck | us | us | 36986.72
light duty trucks | CNG Light-Duty Truck | 2033 | CAPITAL | REPLACEMENT | N/A | USD/truck | us | us | 36986.72
light duty trucks | CNG Light-Duty Truck | 2033 | FIXED_OM | NEW | N/A | USD/truck | us | us | 618.1601
light duty trucks | CNG Light-Duty Truck | 2033 | FIXED_OM | REPLACEMENT | N/A | USD/truck | us | us | 618.1601
light duty trucks | CNG Light-Duty Truck | 2034 | CAPITAL | NEW | N/A | USD/truck | us | us | 37056.06
light duty trucks | CNG Light-Duty Truck | 2034 | CAPITAL | REPLACEMENT | N/A | USD/truck | us | us | 37056.06
light duty trucks | CNG Light-Duty Truck | 2034 | FIXED_OM | NEW | N/A | USD/truck | us | us | 618.1601
light duty trucks | CNG Light-Duty Truck | 2034 | FIXED_OM | REPLACEMENT | N/A | USD/truck | us | us | 618.1601
light duty trucks | CNG Light-Duty Truck | 2035 | CAPITAL | NEW | N/A | USD/truck | us | us | 37125.4
light duty trucks | CNG Light-Duty Truck | 2035 | CAPITAL | REPLACEMENT | N/A | USD/truck | us | us | 37125.4
light duty trucks | CNG Light-Duty Truck | 2035 | FIXED_OM | NEW | N/A | USD/truck | us | us | 618.1601
light duty trucks | CNG Light-Duty Truck | 2035 | FIXED_OM | REPLACEMENT | N/A | USD/truck | us | us | 618.1601
light duty trucks | CNG Light-Duty Truck | 2036 | CAPITAL | NEW | N/A | USD/truck | us | us | 37194.74
light duty trucks | CNG Light-Duty Truck | 2036 | CAPITAL | REPLACEMENT | N/A | USD/truck | us | us | 37194.74
light duty trucks | CNG Light-Duty Truck | 2036 | FIXED_OM | NEW | N/A | USD/truck | us | us | 618.1601
light duty trucks | CNG Light-Duty Truck | 2036 | FIXED_OM | REPLACEMENT | N/A | USD/truck | us | us | 618.1601
light duty trucks | CNG Light-Duty Truck | 2037 | CAPITAL | NEW | N/A | USD/truck | us | us | 37264.08
light duty trucks | CNG Light-Duty Truck | 2037 | CAPITAL | REPLACEMENT | N/A | USD/truck | us | us | 37264.08
light duty trucks | CNG Light-Duty Truck | 2037 | FIXED_OM | NEW | N/A | USD/truck | us | us | 618.1601
light duty trucks | CNG Light-Duty Truck | 2037 | FIXED_OM | REPLACEMENT | N/A | USD/truck | us | us | 618.1601
light duty trucks | CNG Light-Duty Truck | 2038 | CAPITAL | NEW | N/A | USD/truck | us | us | 37333.42
light duty trucks | CNG Light-Duty Truck | 2038 | CAPITAL | REPLACEMENT | N/A | USD/truck | us | us | 37333.42
light duty trucks | CNG Light-Duty Truck | 2038 | FIXED_OM | NEW | N/A | USD/truck | us | us | 618.1601
light duty trucks | CNG Light-Duty Truck | 2038 | FIXED_OM | REPLACEMENT | N/A | USD/truck | us | us | 618.1601
light duty trucks | CNG Light-Duty Truck | 2039 | CAPITAL | NEW | N/A | USD/truck | us | us | 37402.76
light duty trucks | CNG Light-Duty Truck | 2039 | CAPITAL | REPLACEMENT | N/A | USD/truck | us | us | 37402.76
light duty trucks | CNG Light-Duty Truck | 2039 | FIXED_OM | NEW | N/A | USD/truck | us | us | 618.1601
light duty trucks | CNG Light-Duty Truck | 2039 | FIXED_OM | REPLACEMENT | N/A | USD/truck | us | us | 618.1601
light duty trucks | CNG Light-Duty Truck | 2040 | CAPITAL | NEW | N/A | USD/truck | us | us | 37472.1
light duty trucks | CNG Light-Duty Truck | 2040 | CAPITAL | REPLACEMENT | N/A | USD/truck | us | us | 37472.1
light duty trucks | CNG Light-Duty Truck | 2040 | FIXED_OM | NEW | N/A | USD/truck | us | us | 618.1601
light duty trucks | CNG Light-Duty Truck | 2040 | FIXED_OM | REPLACEMENT | N/A | USD/truck | us | us | 618.1601
light duty trucks | CNG Light-Duty Truck | 2041 | CAPITAL | NEW | N/A | USD/truck | us | us | 37568.88
light duty trucks | CNG Light-Duty Truck | 2041 | CAPITAL | REPLACEMENT | N/A | USD/truck | us | us | 37568.88
light duty trucks | CNG Light-Duty Truck | 2041 | FIXED_OM | NEW | N/A | USD/truck | us | us | 618.1601
light duty trucks | CNG Light-Duty Truck | 2041 | FIXED_OM | REPLACEMENT | N/A | USD/truck | us | us | 618.1601
light duty trucks | CNG Light-Duty Truck | 2042 | CAPITAL | NEW | N/A | USD/truck | us | us | 37665.66
light duty trucks | CNG Light-Duty Truck | 2042 | CAPITAL | REPLACEMENT | N/A | USD/truck | us | us | 37665.66
light duty trucks | CNG Light-Duty Truck | 2042 | FIXED_OM | NEW | N/A | USD/truck | us | us | 618.1601
light duty trucks | CNG Light-Duty Truck | 2042 | FIXED_OM | REPLACEMENT | N/A | USD/truck | us | us | 618.1601
light duty trucks | CNG Light-Duty Truck | 2043 | CAPITAL | NEW | N/A | USD/truck | us | us | 37762.44
light duty trucks | CNG Light-Duty Truck | 2043 | CAPITAL | REPLACEMENT | N/A | USD/truck | us | us | 37762.44
light duty trucks | CNG Light-Duty Truck | 2043 | FIXED_OM | NEW | N/A | USD/truck | us | us | 618.1601
light duty trucks | CNG Light-Duty Truck | 2043 | FIXED_OM | REPLACEMENT | N/A | USD/truck | us | us | 618.1601
light duty trucks | CNG Light-Duty Truck | 2044 | CAPITAL | NEW | N/A | USD/truck | us | us | 37859.22
light duty trucks | CNG Light-Duty Truck | 2044 | CAPITAL | REPLACEMENT | N/A | USD/truck | us | us | 37859.22
light duty trucks | CNG Light-Duty Truck | 2044 | FIXED_OM | NEW | N/A | USD/truck | us | us | 618.1601
light duty trucks | CNG Light-Duty Truck | 2044 | FIXED_OM | REPLACEMENT | N/A | USD/truck | us | us | 618.1601
light duty trucks | CNG Light-Duty Truck | 2045 | CAPITAL | NEW | N/A | USD/truck | us | us | 37956
light duty trucks | CNG Light-Duty Truck | 2045 | CAPITAL | REPLACEMENT | N/A | USD/truck | us | us | 37956
light duty trucks | CNG Light-Duty Truck | 2045 | FIXED_OM | NEW | N/A | USD/truck | us | us | 618.1601
light duty trucks | CNG Light-Duty Truck | 2045 | FIXED_OM | REPLACEMENT | N/A | USD/truck | us | us | 618.1601
light duty trucks | CNG Light-Duty Truck | 2046 | CAPITAL | NEW | N/A | USD/truck | us | us | 38052.78
light duty trucks | CNG Light-Duty Truck | 2046 | CAPITAL | REPLACEMENT | N/A | USD/truck | us | us | 38052.78
light duty trucks | CNG Light-Duty Truck | 2046 | FIXED_OM | NEW | N/A | USD/truck | us | us | 618.1601
light duty trucks | CNG Light-Duty Truck | 2046 | FIXED_OM | REPLACEMENT | N/A | USD/truck | us | us | 618.1601
light duty trucks | CNG Light-Duty Truck | 2047 | CAPITAL | NEW | N/A | USD/truck | us | us | 38149.56
light duty trucks | CNG Light-Duty Truck | 2047 | CAPITAL | REPLACEMENT | N/A | USD/truck | us | us | 38149.56
light duty trucks | CNG Light-Duty Truck | 2047 | FIXED_OM | NEW | N/A | USD/truck | us | us | 618.1601
light duty trucks | CNG Light-Duty Truck | 2047 | FIXED_OM | REPLACEMENT | N/A | USD/truck | us | us | 618.1601
light duty trucks | CNG Light-Duty Truck | 2048 | CAPITAL | NEW | N/A | USD/truck | us | us | 38246.34
light duty trucks | CNG Light-Duty Truck | 2048 | CAPITAL | REPLACEMENT | N/A | USD/truck | us | us | 38246.34
light duty trucks | CNG Light-Duty Truck | 2048 | FIXED_OM | NEW | N/A | USD/truck | us | us | 618.1601
light duty trucks | CNG Light-Duty Truck | 2048 | FIXED_OM | REPLACEMENT | N/A | USD/truck | us | us | 618.1601
light duty trucks | CNG Light-Duty Truck | 2049 | CAPITAL | NEW | N/A | USD/truck | us | us | 38343.12
light duty trucks | CNG Light-Duty Truck | 2049 | CAPITAL | REPLACEMENT | N/A | USD/truck | us | us | 38343.12
light duty trucks | CNG Light-Duty Truck | 2049 | FIXED_OM | NEW | N/A | USD/truck | us | us | 618.1601
light duty trucks | CNG Light-Duty Truck | 2049 | FIXED_OM | REPLACEMENT | N/A | USD/truck | us | us | 618.1601
light duty trucks | CNG Light-Duty Truck | 2050 | CAPITAL | NEW | N/A | USD/truck | us | us | 38439.9
light duty trucks | CNG Light-Duty Truck | 2050 | CAPITAL | REPLACEMENT | N/A | USD/truck | us | us | 38439.9
light duty trucks | CNG Light-Duty Truck | 2050 | FIXED_OM | NEW | N/A | USD/truck | us | us | 618.1601
light duty trucks | CNG Light-Duty Truck | 2050 | FIXED_OM | REPLACEMENT | N/A | USD/truck | us | us | 618.1601
light duty trucks | Electric - Diesel Hybrid Light-Duty Truck | 2020 | CAPITAL | NEW | N/A | USD/truck | us | us | 36808.4
light duty trucks | Electric - Diesel Hybrid Light-Duty Truck | 2020 | CAPITAL | REPLACEMENT | N/A | USD/truck | us | us | 36808.4
light duty trucks | Electric - Diesel Hybrid Light-Duty Truck | 2020 | FIXED_OM | NEW | N/A | USD/truck | us | us | 618.1601
light duty trucks | Electric - Diesel Hybrid Light-Duty Truck | 2020 | FIXED_OM | REPLACEMENT | N/A | USD/truck | us | us | 618.1601
light duty trucks | Electric - Diesel Hybrid Light-Duty Truck | 2021 | CAPITAL | NEW | N/A | USD/truck | us | us | 36790.86
light duty trucks | Electric - Diesel Hybrid Light-Duty Truck | 2021 | CAPITAL | REPLACEMENT | N/A | USD/truck | us | us | 36790.86
light duty trucks | Electric - Diesel Hybrid Light-Duty Truck | 2021 | FIXED_OM | NEW | N/A | USD/truck | us | us | 618.1601
light duty trucks | Electric - Diesel Hybrid Light-Duty Truck | 2021 | FIXED_OM | REPLACEMENT | N/A | USD/truck | us | us | 618.1601
light duty trucks | Electric - Diesel Hybrid Light-Duty Truck | 2022 | CAPITAL | NEW | N/A | USD/truck | us | us | 36773.32
light duty trucks | Electric - Diesel Hybrid Light-Duty Truck | 2022 | CAPITAL | REPLACEMENT | N/A | USD/truck | us | us | 36773.32
light duty trucks | Electric - Diesel Hybrid Light-Duty Truck | 2022 | FIXED_OM | NEW | N/A | USD/truck | us | us | 618.1601
light duty trucks | Electric - Diesel Hybrid Light-Duty Truck | 2022 | FIXED_OM | REPLACEMENT | N/A | USD/truck | us | us | 618.1601
light duty trucks | Electric - Diesel Hybrid Light-Duty Truck | 2023 | CAPITAL | NEW | N/A | USD/truck | us | us | 36755.78
light duty trucks | Electric - Diesel Hybrid Light-Duty Truck | 2023 | CAPITAL | REPLACEMENT | N/A | USD/truck | us | us | 36755.78
light duty trucks | Electric - Diesel Hybrid Light-Duty Truck | 2023 | FIXED_OM | NEW | N/A | USD/truck | us | us | 618.1601
light duty trucks | Electric - Diesel Hybrid Light-Duty Truck | 2023 | FIXED_OM | REPLACEMENT | N/A | USD/truck | us | us | 618.1601
light duty trucks | Electric - Diesel Hybrid Light-Duty Truck | 2024 | CAPITAL | NEW | N/A | USD/truck | us | us | 36738.24
light duty trucks | Electric - Diesel Hybrid Light-Duty Truck | 2024 | CAPITAL | REPLACEMENT | N/A | USD/truck | us | us | 36738.24
light duty trucks | Electric - Diesel Hybrid Light-Duty Truck | 2024 | FIXED_OM | NEW | N/A | USD/truck | us | us | 618.1601
light duty trucks | Electric - Diesel Hybrid Light-Duty Truck | 2024 | FIXED_OM | REPLACEMENT | N/A | USD/truck | us | us | 618.1601
light duty trucks | Electric - Diesel Hybrid Light-Duty Truck | 2025 | CAPITAL | NEW | N/A | USD/truck | us | us | 36720.7
light duty trucks | Electric - Diesel Hybrid Light-Duty Truck | 2025 | CAPITAL | REPLACEMENT | N/A | USD/truck | us | us | 36720.7
light duty trucks | Electric - Diesel Hybrid Light-Duty Truck | 2025 | FIXED_OM | NEW | N/A | USD/truck | us | us | 618.1601
light duty trucks | Electric - Diesel Hybrid Light-Duty Truck | 2025 | FIXED_OM | REPLACEMENT | N/A | USD/truck | us | us | 618.1601
light duty trucks | Electric - Diesel Hybrid Light-Duty Truck | 2026 | CAPITAL | NEW | N/A | USD/truck | us | us | 36786.86
light duty trucks | Electric - Diesel Hybrid Light-Duty Truck | 2026 | CAPITAL | REPLACEMENT | N/A | USD/truck | us | us | 36786.86
light duty trucks | Electric - Diesel Hybrid Light-Duty Truck | 2026 | FIXED_OM | NEW | N/A | USD/truck | us | us | 618.1601
light duty trucks | Electric - Diesel Hybrid Light-Duty Truck | 2026 | FIXED_OM | REPLACEMENT | N/A | USD/truck | us | us | 618.1601
light duty trucks | Electric - Diesel Hybrid Light-Duty Truck | 2027 | CAPITAL | NEW | N/A | USD/truck | us | us | 36853.02
light duty trucks | Electric - Diesel Hybrid Light-Duty Truck | 2027 | CAPITAL | REPLACEMENT | N/A | USD/truck | us | us | 36853.02
light duty trucks | Electric - Diesel Hybrid Light-Duty Truck | 2027 | FIXED_OM | NEW | N/A | USD/truck | us | us | 618.1601
light duty trucks | Electric - Diesel Hybrid Light-Duty Truck | 2027 | FIXED_OM | REPLACEMENT | N/A | USD/truck | us | us | 618.1601
light duty trucks | Electric - Diesel Hybrid Light-Duty Truck | 2028 | CAPITAL | NEW | N/A | USD/truck | us | us | 36919.18
light duty trucks | Electric - Diesel Hybrid Light-Duty Truck | 2028 | CAPITAL | REPLACEMENT | N/A | USD/truck | us | us | 36919.18
light duty trucks | Electric - Diesel Hybrid Light-Duty Truck | 2028 | FIXED_OM | NEW | N/A | USD/truck | us | us | 618.1601
light duty trucks | Electric - Diesel Hybrid Light-Duty Truck | 2028 | FIXED_OM | REPLACEMENT | N/A | USD/truck | us | us | 618.1601
light duty trucks | Electric - Diesel Hybrid Light-Duty Truck | 2029 | CAPITAL | NEW | N/A | USD/truck | us | us | 36985.34
light duty trucks | Electric - Diesel Hybrid Light-Duty Truck | 2029 | CAPITAL | REPLACEMENT | N/A | USD/truck | us | us | 36985.34
light duty trucks | Electric - Diesel Hybrid Light-Duty Truck | 2029 | FIXED_OM | NEW | N/A | USD/truck | us | us | 618.1601
light duty trucks | Electric - Diesel Hybrid Light-Duty Truck | 2029 | FIXED_OM | REPLACEMENT | N/A | USD/truck | us | us | 618.1601
light duty trucks | Electric - Diesel Hybrid Light-Duty Truck | 2030 | CAPITAL | NEW | N/A | USD/truck | us | us | 37051.5
light duty trucks | Electric - Diesel Hybrid Light-Duty Truck | 2030 | CAPITAL | REPLACEMENT | N/A | USD/truck | us | us | 37051.5
light duty trucks | Electric - Diesel Hybrid Light-Duty Truck | 2030 | FIXED_OM | NEW | N/A | USD/truck | us | us | 618.1601
light duty trucks | Electric - Diesel Hybrid Light-Duty Truck | 2030 | FIXED_OM | REPLACEMENT | N/A | USD/truck | us | us | 618.1601
light duty trucks | Electric - Diesel Hybrid Light-Duty Truck | 2031 | CAPITAL | NEW | N/A | USD/truck | us | us | 37109
light duty trucks | Electric - Diesel Hybrid Light-Duty Truck | 2031 | CAPITAL | REPLACEMENT | N/A | USD/truck | us | us | 37109
light duty trucks | Electric - Diesel Hybrid Light-Duty Truck | 2031 | FIXED_OM | NEW | N/A | USD/truck | us | us | 618.1601
light duty trucks | Electric - Diesel Hybrid Light-Duty Truck | 2031 | FIXED_OM | REPLACEMENT | N/A | USD/truck | us | us | 618.1601
light duty trucks | Electric - Diesel Hybrid Light-Duty Truck | 2032 | CAPITAL | NEW | N/A | USD/truck | us | us | 37166.5
light duty trucks | Electric - Diesel Hybrid Light-Duty Truck | 2032 | CAPITAL | REPLACEMENT | N/A | USD/truck | us | us | 37166.5
light duty trucks | Electric - Diesel Hybrid Light-Duty Truck | 2032 | FIXED_OM | NEW | N/A | USD/truck | us | us | 618.1601
light duty trucks | Electric - Diesel Hybrid Light-Duty Truck | 2032 | FIXED_OM | REPLACEMENT | N/A | USD/truck | us | us | 618.1601
light duty trucks | Electric - Diesel Hybrid Light-Duty Truck | 2033 | CAPITAL | NEW | N/A | USD/truck | us | us | 37224
light duty trucks | Electric - Diesel Hybrid Light-Duty Truck | 2033 | CAPITAL | REPLACEMENT | N/A | USD/truck | us | us | 37224
light duty trucks | Electric - Diesel Hybrid Light-Duty Truck | 2033 | FIXED_OM | NEW | N/A | USD/truck | us | us | 618.1601
light duty trucks | Electric - Diesel Hybrid Light-Duty Truck | 2033 | FIXED_OM | REPLACEMENT | N/A | USD/truck | us | us | 618.1601
light duty trucks | Electric - Diesel Hybrid Light-Duty Truck | 2034 | CAPITAL | NEW | N/A | USD/truck | us | us | 37281.5
light duty trucks | Electric - Diesel Hybrid Light-Duty Truck | 2034 | CAPITAL | REPLACEMENT | N/A | USD/truck | us | us | 37281.5
light duty trucks | Electric - Diesel Hybrid Light-Duty Truck | 2034 | FIXED_OM | NEW | N/A | USD/truck | us | us | 618.1601
light duty trucks | Electric - Diesel Hybrid Light-Duty Truck | 2034 | FIXED_OM | REPLACEMENT | N/A | USD/truck | us | us | 618.1601
light duty trucks | Electric - Diesel Hybrid Light-Duty Truck | 2035 | CAPITAL | NEW | N/A | USD/truck | us | us | 37339
light duty trucks | Electric - Diesel Hybrid Light-Duty Truck | 2035 | CAPITAL | REPLACEMENT | N/A | USD/truck | us | us | 37339
light duty trucks | Electric - Diesel Hybrid Light-Duty Truck | 2035 | FIXED_OM | NEW | N/A | USD/truck | us | us | 618.1601
light duty trucks | Electric - Diesel Hybrid Light-Duty Truck | 2035 | FIXED_OM | REPLACEMENT | N/A | USD/truck | us | us | 618.1601
light duty trucks | Electric - Diesel Hybrid Light-Duty Truck | 2036 | CAPITAL | NEW | N/A | USD/truck | us | us | 37396.5
light duty trucks | Electric - Diesel Hybrid Light-Duty Truck | 2036 | CAPITAL | REPLACEMENT | N/A | USD/truck | us | us | 37396.5
light duty trucks | Electric - Diesel Hybrid Light-Duty Truck | 2036 | FIXED_OM | NEW | N/A | USD/truck | us | us | 618.1601
light duty trucks | Electric - Diesel Hybrid Light-Duty Truck | 2036 | FIXED_OM | REPLACEMENT | N/A | USD/truck | us | us | 618.1601
light duty trucks | Electric - Diesel Hybrid Light-Duty Truck | 2037 | CAPITAL | NEW | N/A | USD/truck | us | us | 37454
light duty trucks | Electric - Diesel Hybrid Light-Duty Truck | 2037 | CAPITAL | REPLACEMENT | N/A | USD/truck | us | us | 37454
light duty trucks | Electric - Diesel Hybrid Light-Duty Truck | 2037 | FIXED_OM | NEW | N/A | USD/truck | us | us | 618.1601
light duty trucks | Electric - Diesel Hybrid Light-Duty Truck | 2037 | FIXED_OM | REPLACEMENT | N/A | USD/truck | us | us | 618.1601
light duty trucks | Electric - Diesel Hybrid Light-Duty Truck | 2038 | CAPITAL | NEW | N/A | USD/truck | us | us | 37511.5
light duty trucks | Electric - Diesel Hybrid Light-Duty Truck | 2038 | CAPITAL | REPLACEMENT | N/A | USD/truck | us | us | 37511.5
light duty trucks | Electric - Diesel Hybrid Light-Duty Truck | 2038 | FIXED_OM | NEW | N/A | USD/truck | us | us | 618.1601
light duty trucks | Electric - Diesel Hybrid Light-Duty Truck | 2038 | FIXED_OM | REPLACEMENT | N/A | USD/truck | us | us | 618.1601
light duty trucks | Electric - Diesel Hybrid Light-Duty Truck | 2039 | CAPITAL | NEW | N/A | USD/truck | us | us | 37569
light duty trucks | Electric - Diesel Hybrid Light-Duty Truck | 2039 | CAPITAL | REPLACEMENT | N/A | USD/truck | us | us | 37569
light duty trucks | Electric - Diesel Hybrid Light-Duty Truck | 2039 | FIXED_OM | NEW | N/A | USD/truck | us | us | 618.1601
light duty trucks | Electric - Diesel Hybrid Light-Duty Truck | 2039 | FIXED_OM | REPLACEMENT | N/A | USD/truck | us | us | 618.1601
light duty trucks | Electric - Diesel Hybrid Light-Duty Truck | 2040 | CAPITAL | NEW | N/A | USD/truck | us | us | 37626.5
light duty trucks | Electric - Diesel Hybrid Light-Duty Truck | 2040 | CAPITAL | REPLACEMENT | N/A | USD/truck | us | us | 37626.5
light duty trucks | Electric - Diesel Hybrid Light-Duty Truck | 2040 | FIXED_OM | NEW | N/A | USD/truck | us | us | 618.1601
light duty trucks | Electric - Diesel Hybrid Light-Duty Truck | 2040 | FIXED_OM | REPLACEMENT | N/A | USD/truck | us | us | 618.1601
light duty trucks | Electric - Diesel Hybrid Light-Duty Truck | 2041 | CAPITAL | NEW | N/A | USD/truck | us | us | 37732.93
light duty trucks | Electric - Diesel Hybrid Light-Duty Truck | 2041 | CAPITAL | REPLACEMENT | N/A | USD/truck | us | us | 37732.93
light duty trucks | Electric - Diesel Hybrid Light-Duty Truck | 2041 | FIXED_OM | NEW | N/A | USD/truck | us | us | 618.1601
light duty trucks | Electric - Diesel Hybrid Light-Duty Truck | 2041 | FIXED_OM | REPLACEMENT | N/A | USD/truck | us | us | 618.1601
light duty trucks | Electric - Diesel Hybrid Light-Duty Truck | 2042 | CAPITAL | NEW | N/A | USD/truck | us | us | 37839.36
light duty trucks | Electric - Diesel Hybrid Light-Duty Truck | 2042 | CAPITAL | REPLACEMENT | N/A | USD/truck | us | us | 37839.36
light duty trucks | Electric - Diesel Hybrid Light-Duty Truck | 2042 | FIXED_OM | NEW | N/A | USD/truck | us | us | 618.1601
light duty trucks | Electric - Diesel Hybrid Light-Duty Truck | 2042 | FIXED_OM | REPLACEMENT | N/A | USD/truck | us | us | 618.1601
light duty trucks | Electric - Diesel Hybrid Light-Duty Truck | 2043 | CAPITAL | NEW | N/A | USD/truck | us | us | 37945.79
light duty trucks | Electric - Diesel Hybrid Light-Duty Truck | 2043 | CAPITAL | REPLACEMENT | N/A | USD/truck | us | us | 37945.79
light duty trucks | Electric - Diesel Hybrid Light-Duty Truck | 2043 | FIXED_OM | NEW | N/A | USD/truck | us | us | 618.1601
light duty trucks | Electric - Diesel Hybrid Light-Duty Truck | 2043 | FIXED_OM | REPLACEMENT | N/A | USD/truck | us | us | 618.1601
light duty trucks | Electric - Diesel Hybrid Light-Duty Truck | 2044 | CAPITAL | NEW | N/A | USD/truck | us | us | 38052.22
light duty trucks | Electric - Diesel Hybrid Light-Duty Truck | 2044 | CAPITAL | REPLACEMENT | N/A | USD/truck | us | us | 38052.22
light duty trucks | Electric - Diesel Hybrid Light-Duty Truck | 2044 | FIXED_OM | NEW | N/A | USD/truck | us | us | 618.1601
light duty trucks | Electric - Diesel Hybrid Light-Duty Truck | 2044 | FIXED_OM | REPLACEMENT | N/A | USD/truck | us | us | 618.1601
light duty trucks | Electric - Diesel Hybrid Light-Duty Truck | 2045 | CAPITAL | NEW | N/A | USD/truck | us | us | 38158.65
light duty trucks | Electric - Diesel Hybrid Light-Duty Truck | 2045 | CAPITAL | REPLACEMENT | N/A | USD/truck | us | us | 38158.65
light duty trucks | Electric - Diesel Hybrid Light-Duty Truck | 2045 | FIXED_OM | NEW | N/A | USD/truck | us | us | 618.1601
light duty trucks | Electric - Diesel Hybrid Light-Duty Truck | 2045 | FIXED_OM | REPLACEMENT | N/A | USD/truck | us | us | 618.1601
light duty trucks | Electric - Diesel Hybrid Light-Duty Truck | 2046 | CAPITAL | NEW | N/A | USD/truck | us | us | 38265.08
light duty trucks | Electric - Diesel Hybrid Light-Duty Truck | 2046 | CAPITAL | REPLACEMENT | N/A | USD/truck | us | us | 38265.08
light duty trucks | Electric - Diesel Hybrid Light-Duty Truck | 2046 | FIXED_OM | NEW | N/A | USD/truck | us | us | 618.1601
light duty trucks | Electric - Diesel Hybrid Light-Duty Truck | 2046 | FIXED_OM | REPLACEMENT | N/A | USD/truck | us | us | 618.1601
light duty trucks | Electric - Diesel Hybrid Light-Duty Truck | 2047 | CAPITAL | NEW | N/A | USD/truck | us | us | 38371.51
light duty trucks | Electric - Diesel Hybrid Light-Duty Truck | 2047 | CAPITAL | REPLACEMENT | N/A | USD/truck | us | us | 38371.51
light duty trucks | Electric - Diesel Hybrid Light-Duty Truck | 2047 | FIXED_OM | NEW | N/A | USD/truck | us | us | 618.1601
light duty trucks | Electric - Diesel Hybrid Light-Duty Truck | 2047 | FIXED_OM | REPLACEMENT | N/A | USD/truck | us | us | 618.1601
light duty trucks | Electric - Diesel Hybrid Light-Duty Truck | 2048 | CAPITAL | NEW | N/A | USD/truck | us | us | 38477.94
light duty trucks | Electric - Diesel Hybrid Light-Duty Truck | 2048 | CAPITAL | REPLACEMENT | N/A | USD/truck | us | us | 38477.94
light duty trucks | Electric - Diesel Hybrid Light-Duty Truck | 2048 | FIXED_OM | NEW | N/A | USD/truck | us | us | 618.1601
light duty trucks | Electric - Diesel Hybrid Light-Duty Truck | 2048 | FIXED_OM | REPLACEMENT | N/A | USD/truck | us | us | 618.1601
light duty trucks | Electric - Diesel Hybrid Light-Duty Truck | 2049 | CAPITAL | NEW | N/A | USD/truck | us | us | 38584.37
light duty trucks | Electric - Diesel Hybrid Light-Duty Truck | 2049 | CAPITAL | REPLACEMENT | N/A | USD/truck | us | us | 38584.37
light duty trucks | Electric - Diesel Hybrid Light-Duty Truck | 2049 | FIXED_OM | NEW | N/A | USD/truck | us | us | 618.1601
light duty trucks | Electric - Diesel Hybrid Light-Duty Truck | 2049 | FIXED_OM | REPLACEMENT | N/A | USD/truck | us | us | 618.1601
light duty trucks | Electric - Diesel Hybrid Light-Duty Truck | 2050 | CAPITAL | NEW | N/A | USD/truck | us | us | 38690.8
light duty trucks | Electric - Diesel Hybrid Light-Duty Truck | 2050 | CAPITAL | REPLACEMENT | N/A | USD/truck | us | us | 38690.8
light duty trucks | Electric - Diesel Hybrid Light-Duty Truck | 2050 | FIXED_OM | NEW | N/A | USD/truck | us | us | 618.1601
light duty trucks | Electric - Diesel Hybrid Light-Duty Truck | 2050 | FIXED_OM | REPLACEMENT | N/A | USD/truck | us | us | 618.1601
light duty trucks | Electric - Gasoline Hybrid Light-Duty Truck | 2020 | CAPITAL | NEW | N/A | USD/truck | us | us | 36808.4
light duty trucks | Electric - Gasoline Hybrid Light-Duty Truck | 2020 | CAPITAL | REPLACEMENT | N/A | USD/truck | us | us | 36808.4
light duty trucks | Electric - Gasoline Hybrid Light-Duty Truck | 2020 | FIXED_OM | NEW | N/A | USD/truck | us | us | 618.1601
light duty trucks | Electric - Gasoline Hybrid Light-Duty Truck | 2020 | FIXED_OM | REPLACEMENT | N/A | USD/truck | us | us | 618.1601
light duty trucks | Electric - Gasoline Hybrid Light-Duty Truck | 2021 | CAPITAL | NEW | N/A | USD/truck | us | us | 36790.86
light duty trucks | Electric - Gasoline Hybrid Light-Duty Truck | 2021 | CAPITAL | REPLACEMENT | N/A | USD/truck | us | us | 36790.86
light duty trucks | Electric - Gasoline Hybrid Light-Duty Truck | 2021 | FIXED_OM | NEW | N/A | USD/truck | us | us | 618.1601
light duty trucks | Electric - Gasoline Hybrid Light-Duty Truck | 2021 | FIXED_OM | REPLACEMENT | N/A | USD/truck | us | us | 618.1601
light duty trucks | Electric - Gasoline Hybrid Light-Duty Truck | 2022 | CAPITAL | NEW | N/A | USD/truck | us | us | 36773.32
light duty trucks | Electric - Gasoline Hybrid Light-Duty Truck | 2022 | CAPITAL | REPLACEMENT | N/A | USD/truck | us | us | 36773.32
light duty trucks | Electric - Gasoline Hybrid Light-Duty Truck | 2022 | FIXED_OM | NEW | N/A | USD/truck | us | us | 618.1601
light duty trucks | Electric - Gasoline Hybrid Light-Duty Truck | 2022 | FIXED_OM | REPLACEMENT | N/A | USD/truck | us | us | 618.1601
light duty trucks | Electric - Gasoline Hybrid Light-Duty Truck | 2023 | CAPITAL | NEW | N/A | USD/truck | us | us | 36755.78
light duty trucks | Electric - Gasoline Hybrid Light-Duty Truck | 2023 | CAPITAL | REPLACEMENT | N/A | USD/truck | us | us | 36755.78
light duty trucks | Electric - Gasoline Hybrid Light-Duty Truck | 2023 | FIXED_OM | NEW | N/A | USD/truck | us | us | 618.1601
light duty trucks | Electric - Gasoline Hybrid Light-Duty Truck | 2023 | FIXED_OM | REPLACEMENT | N/A | USD/truck | us | us | 618.1601
light duty trucks | Electric - Gasoline Hybrid Light-Duty Truck | 2024 | CAPITAL | NEW | N/A | USD/truck | us | us | 36738.24
light duty trucks | Electric - Gasoline Hybrid Light-Duty Truck | 2024 | CAPITAL | REPLACEMENT | N/A | USD/truck | us | us | 36738.24
light duty trucks | Electric - Gasoline Hybrid Light-Duty Truck | 2024 | FIXED_OM | NEW | N/A | USD/truck | us | us | 618.1601
light duty trucks | Electric - Gasoline Hybrid Light-Duty Truck | 2024 | FIXED_OM | REPLACEMENT | N/A | USD/truck | us | us | 618.1601
light duty trucks | Electric - Gasoline Hybrid Light-Duty Truck | 2025 | CAPITAL | NEW | N/A | USD/truck | us | us | 36720.7
light duty trucks | Electric - Gasoline Hybrid Light-Duty Truck | 2025 | CAPITAL | REPLACEMENT | N/A | USD/truck | us | us | 36720.7
light duty trucks | Electric - Gasoline Hybrid Light-Duty Truck | 2025 | FIXED_OM | NEW | N/A | USD/truck | us | us | 618.1601
light duty trucks | Electric - Gasoline Hybrid Light-Duty Truck | 2025 | FIXED_OM | REPLACEMENT | N/A | USD/truck | us | us | 618.1601
light duty trucks | Electric - Gasoline Hybrid Light-Duty Truck | 2026 | CAPITAL | NEW | N/A | USD/truck | us | us | 36786.86
light duty trucks | Electric - Gasoline Hybrid Light-Duty Truck | 2026 | CAPITAL | REPLACEMENT | N/A | USD/truck | us | us | 36786.86
light duty trucks | Electric - Gasoline Hybrid Light-Duty Truck | 2026 | FIXED_OM | NEW | N/A | USD/truck | us | us | 618.1601
light duty trucks | Electric - Gasoline Hybrid Light-Duty Truck | 2026 | FIXED_OM | REPLACEMENT | N/A | USD/truck | us | us | 618.1601
light duty trucks | Electric - Gasoline Hybrid Light-Duty Truck | 2027 | CAPITAL | NEW | N/A | USD/truck | us | us | 36853.02
light duty trucks | Electric - Gasoline Hybrid Light-Duty Truck | 2027 | CAPITAL | REPLACEMENT | N/A | USD/truck | us | us | 36853.02
light duty trucks | Electric - Gasoline Hybrid Light-Duty Truck | 2027 | FIXED_OM | NEW | N/A | USD/truck | us | us | 618.1601
light duty trucks | Electric - Gasoline Hybrid Light-Duty Truck | 2027 | FIXED_OM | REPLACEMENT | N/A | USD/truck | us | us | 618.1601
light duty trucks | Electric - Gasoline Hybrid Light-Duty Truck | 2028 | CAPITAL | NEW | N/A | USD/truck | us | us | 36919.18
light duty trucks | Electric - Gasoline Hybrid Light-Duty Truck | 2028 | CAPITAL | REPLACEMENT | N/A | USD/truck | us | us | 36919.18
light duty trucks | Electric - Gasoline Hybrid Light-Duty Truck | 2028 | FIXED_OM | NEW | N/A | USD/truck | us | us | 618.1601
light duty trucks | Electric - Gasoline Hybrid Light-Duty Truck | 2028 | FIXED_OM | REPLACEMENT | N/A | USD/truck | us | us | 618.1601
light duty trucks | Electric - Gasoline Hybrid Light-Duty Truck | 2029 | CAPITAL | NEW | N/A | USD/truck | us | us | 36985.34
light duty trucks | Electric - Gasoline Hybrid Light-Duty Truck | 2029 | CAPITAL | REPLACEMENT | N/A | USD/truck | us | us | 36985.34
light duty trucks | Electric - Gasoline Hybrid Light-Duty Truck | 2029 | FIXED_OM | NEW | N/A | USD/truck | us | us | 618.1601
light duty trucks | Electric - Gasoline Hybrid Light-Duty Truck | 2029 | FIXED_OM | REPLACEMENT | N/A | USD/truck | us | us | 618.1601
light duty trucks | Electric - Gasoline Hybrid Light-Duty Truck | 2030 | CAPITAL | NEW | N/A | USD/truck | us | us | 37051.5
light duty trucks | Electric - Gasoline Hybrid Light-Duty Truck | 2030 | CAPITAL | REPLACEMENT | N/A | USD/truck | us | us | 37051.5
light duty trucks | Electric - Gasoline Hybrid Light-Duty Truck | 2030 | FIXED_OM | NEW | N/A | USD/truck | us | us | 618.1601
light duty trucks | Electric - Gasoline Hybrid Light-Duty Truck | 2030 | FIXED_OM | REPLACEMENT | N/A | USD/truck | us | us | 618.1601
light duty trucks | Electric - Gasoline Hybrid Light-Duty Truck | 2031 | CAPITAL | NEW | N/A | USD/truck | us | us | 37109
light duty trucks | Electric - Gasoline Hybrid Light-Duty Truck | 2031 | CAPITAL | REPLACEMENT | N/A | USD/truck | us | us | 37109
light duty trucks | Electric - Gasoline Hybrid Light-Duty Truck | 2031 | FIXED_OM | NEW | N/A | USD/truck | us | us | 618.1601
light duty trucks | Electric - Gasoline Hybrid Light-Duty Truck | 2031 | FIXED_OM | REPLACEMENT | N/A | USD/truck | us | us | 618.1601
light duty trucks | Electric - Gasoline Hybrid Light-Duty Truck | 2032 | CAPITAL | NEW | N/A | USD/truck | us | us | 37166.5
light duty trucks | Electric - Gasoline Hybrid Light-Duty Truck | 2032 | CAPITAL | REPLACEMENT | N/A | USD/truck | us | us | 37166.5
light duty trucks | Electric - Gasoline Hybrid Light-Duty Truck | 2032 | FIXED_OM | NEW | N/A | USD/truck | us | us | 618.1601
light duty trucks | Electric - Gasoline Hybrid Light-Duty Truck | 2032 | FIXED_OM | REPLACEMENT | N/A | USD/truck | us | us | 618.1601
light duty trucks | Electric - Gasoline Hybrid Light-Duty Truck | 2033 | CAPITAL | NEW | N/A | USD/truck | us | us | 37224
light duty trucks | Electric - Gasoline Hybrid Light-Duty Truck | 2033 | CAPITAL | REPLACEMENT | N/A | USD/truck | us | us | 37224
light duty trucks | Electric - Gasoline Hybrid Light-Duty Truck | 2033 | FIXED_OM | NEW | N/A | USD/truck | us | us | 618.1601
light duty trucks | Electric - Gasoline Hybrid Light-Duty Truck | 2033 | FIXED_OM | REPLACEMENT | N/A | USD/truck | us | us | 618.1601
light duty trucks | Electric - Gasoline Hybrid Light-Duty Truck | 2034 | CAPITAL | NEW | N/A | USD/truck | us | us | 37281.5
light duty trucks | Electric - Gasoline Hybrid Light-Duty Truck | 2034 | CAPITAL | REPLACEMENT | N/A | USD/truck | us | us | 37281.5
light duty trucks | Electric - Gasoline Hybrid Light-Duty Truck | 2034 | FIXED_OM | NEW | N/A | USD/truck | us | us | 618.1601
light duty trucks | Electric - Gasoline Hybrid Light-Duty Truck | 2034 | FIXED_OM | REPLACEMENT | N/A | USD/truck | us | us | 618.1601
light duty trucks | Electric - Gasoline Hybrid Light-Duty Truck | 2035 | CAPITAL | NEW | N/A | USD/truck | us | us | 37339
light duty trucks | Electric - Gasoline Hybrid Light-Duty Truck | 2035 | CAPITAL | REPLACEMENT | N/A | USD/truck | us | us | 37339
light duty trucks | Electric - Gasoline Hybrid Light-Duty Truck | 2035 | FIXED_OM | NEW | N/A | USD/truck | us | us | 618.1601
light duty trucks | Electric - Gasoline Hybrid Light-Duty Truck | 2035 | FIXED_OM | REPLACEMENT | N/A | USD/truck | us | us | 618.1601
light duty trucks | Electric - Gasoline Hybrid Light-Duty Truck | 2036 | CAPITAL | NEW | N/A | USD/truck | us | us | 37396.5
light duty trucks | Electric - Gasoline Hybrid Light-Duty Truck | 2036 | CAPITAL | REPLACEMENT | N/A | USD/truck | us | us | 37396.5
light duty trucks | Electric - Gasoline Hybrid Light-Duty Truck | 2036 | FIXED_OM | NEW | N/A | USD/truck | us | us | 618.1601
light duty trucks | Electric - Gasoline Hybrid Light-Duty Truck | 2036 | FIXED_OM | REPLACEMENT | N/A | USD/truck | us | us | 618.1601
light duty trucks | Electric - Gasoline Hybrid Light-Duty Truck | 2037 | CAPITAL | NEW | N/A | USD/truck | us | us | 37454
light duty trucks | Electric - Gasoline Hybrid Light-Duty Truck | 2037 | CAPITAL | REPLACEMENT | N/A | USD/truck | us | us | 37454
light duty trucks | Electric - Gasoline Hybrid Light-Duty Truck | 2037 | FIXED_OM | NEW | N/A | USD/truck | us | us | 618.1601
light duty trucks | Electric - Gasoline Hybrid Light-Duty Truck | 2037 | FIXED_OM | REPLACEMENT | N/A | USD/truck | us | us | 618.1601
light duty trucks | Electric - Gasoline Hybrid Light-Duty Truck | 2038 | CAPITAL | NEW | N/A | USD/truck | us | us | 37511.5
light duty trucks | Electric - Gasoline Hybrid Light-Duty Truck | 2038 | CAPITAL | REPLACEMENT | N/A | USD/truck | us | us | 37511.5
light duty trucks | Electric - Gasoline Hybrid Light-Duty Truck | 2038 | FIXED_OM | NEW | N/A | USD/truck | us | us | 618.1601
light duty trucks | Electric - Gasoline Hybrid Light-Duty Truck | 2038 | FIXED_OM | REPLACEMENT | N/A | USD/truck | us | us | 618.1601
light duty trucks | Electric - Gasoline Hybrid Light-Duty Truck | 2039 | CAPITAL | NEW | N/A | USD/truck | us | us | 37569
light duty trucks | Electric - Gasoline Hybrid Light-Duty Truck | 2039 | CAPITAL | REPLACEMENT | N/A | USD/truck | us | us | 37569
light duty trucks | Electric - Gasoline Hybrid Light-Duty Truck | 2039 | FIXED_OM | NEW | N/A | USD/truck | us | us | 618.1601
light duty trucks | Electric - Gasoline Hybrid Light-Duty Truck | 2039 | FIXED_OM | REPLACEMENT | N/A | USD/truck | us | us | 618.1601
light duty trucks | Electric - Gasoline Hybrid Light-Duty Truck | 2040 | CAPITAL | NEW | N/A | USD/truck | us | us | 37626.5
light duty trucks | Electric - Gasoline Hybrid Light-Duty Truck | 2040 | CAPITAL | REPLACEMENT | N/A | USD/truck | us | us | 37626.5
light duty trucks | Electric - Gasoline Hybrid Light-Duty Truck | 2040 | FIXED_OM | NEW | N/A | USD/truck | us | us | 618.1601
light duty trucks | Electric - Gasoline Hybrid Light-Duty Truck | 2040 | FIXED_OM | REPLACEMENT | N/A | USD/truck | us | us | 618.1601
light duty trucks | Electric - Gasoline Hybrid Light-Duty Truck | 2041 | CAPITAL | NEW | N/A | USD/truck | us | us | 37732.93
light duty trucks | Electric - Gasoline Hybrid Light-Duty Truck | 2041 | CAPITAL | REPLACEMENT | N/A | USD/truck | us | us | 37732.93
light duty trucks | Electric - Gasoline Hybrid Light-Duty Truck | 2041 | FIXED_OM | NEW | N/A | USD/truck | us | us | 618.1601
light duty trucks | Electric - Gasoline Hybrid Light-Duty Truck | 2041 | FIXED_OM | REPLACEMENT | N/A | USD/truck | us | us | 618.1601
light duty trucks | Electric - Gasoline Hybrid Light-Duty Truck | 2042 | CAPITAL | NEW | N/A | USD/truck | us | us | 37839.36
light duty trucks | Electric - Gasoline Hybrid Light-Duty Truck | 2042 | CAPITAL | REPLACEMENT | N/A | USD/truck | us | us | 37839.36
light duty trucks | Electric - Gasoline Hybrid Light-Duty Truck | 2042 | FIXED_OM | NEW | N/A | USD/truck | us | us | 618.1601
light duty trucks | Electric - Gasoline Hybrid Light-Duty Truck | 2042 | FIXED_OM | REPLACEMENT | N/A | USD/truck | us | us | 618.1601
light duty trucks | Electric - Gasoline Hybrid Light-Duty Truck | 2043 | CAPITAL | NEW | N/A | USD/truck | us | us | 37945.79
light duty trucks | Electric - Gasoline Hybrid Light-Duty Truck | 2043 | CAPITAL | REPLACEMENT | N/A | USD/truck | us | us | 37945.79
light duty trucks | Electric - Gasoline Hybrid Light-Duty Truck | 2043 | FIXED_OM | NEW | N/A | USD/truck | us | us | 618.1601
light duty trucks | Electric - Gasoline Hybrid Light-Duty Truck | 2043 | FIXED_OM | REPLACEMENT | N/A | USD/truck | us | us | 618.1601
light duty trucks | Electric - Gasoline Hybrid Light-Duty Truck | 2044 | CAPITAL | NEW | N/A | USD/truck | us | us | 38052.22
light duty trucks | Electric - Gasoline Hybrid Light-Duty Truck | 2044 | CAPITAL | REPLACEMENT | N/A | USD/truck | us | us | 38052.22
light duty trucks | Electric - Gasoline Hybrid Light-Duty Truck | 2044 | FIXED_OM | NEW | N/A | USD/truck | us | us | 618.1601
light duty trucks | Electric - Gasoline Hybrid Light-Duty Truck | 2044 | FIXED_OM | REPLACEMENT | N/A | USD/truck | us | us | 618.1601
light duty trucks | Electric - Gasoline Hybrid Light-Duty Truck | 2045 | CAPITAL | NEW | N/A | USD/truck | us | us | 38158.65
light duty trucks | Electric - Gasoline Hybrid Light-Duty Truck | 2045 | CAPITAL | REPLACEMENT | N/A | USD/truck | us | us | 38158.65
light duty trucks | Electric - Gasoline Hybrid Light-Duty Truck | 2045 | FIXED_OM | NEW | N/A | USD/truck | us | us | 618.1601
light duty trucks | Electric - Gasoline Hybrid Light-Duty Truck | 2045 | FIXED_OM | REPLACEMENT | N/A | USD/truck | us | us | 618.1601
light duty trucks | Electric - Gasoline Hybrid Light-Duty Truck | 2046 | CAPITAL | NEW | N/A | USD/truck | us | us | 38265.08
light duty trucks | Electric - Gasoline Hybrid Light-Duty Truck | 2046 | CAPITAL | REPLACEMENT | N/A | USD/truck | us | us | 38265.08
light duty trucks | Electric - Gasoline Hybrid Light-Duty Truck | 2046 | FIXED_OM | NEW | N/A | USD/truck | us | us | 618.1601
light duty trucks | Electric - Gasoline Hybrid Light-Duty Truck | 2046 | FIXED_OM | REPLACEMENT | N/A | USD/truck | us | us | 618.1601
light duty trucks | Electric - Gasoline Hybrid Light-Duty Truck | 2047 | CAPITAL | NEW | N/A | USD/truck | us | us | 38371.51
light duty trucks | Electric - Gasoline Hybrid Light-Duty Truck | 2047 | CAPITAL | REPLACEMENT | N/A | USD/truck | us | us | 38371.51
light duty trucks | Electric - Gasoline Hybrid Light-Duty Truck | 2047 | FIXED_OM | NEW | N/A | USD/truck | us | us | 618.1601
light duty trucks | Electric - Gasoline Hybrid Light-Duty Truck | 2047 | FIXED_OM | REPLACEMENT | N/A | USD/truck | us | us | 618.1601
light duty trucks | Electric - Gasoline Hybrid Light-Duty Truck | 2048 | CAPITAL | NEW | N/A | USD/truck | us | us | 38477.94
light duty trucks | Electric - Gasoline Hybrid Light-Duty Truck | 2048 | CAPITAL | REPLACEMENT | N/A | USD/truck | us | us | 38477.94
light duty trucks | Electric - Gasoline Hybrid Light-Duty Truck | 2048 | FIXED_OM | NEW | N/A | USD/truck | us | us | 618.1601
light duty trucks | Electric - Gasoline Hybrid Light-Duty Truck | 2048 | FIXED_OM | REPLACEMENT | N/A | USD/truck | us | us | 618.1601
light duty trucks | Electric - Gasoline Hybrid Light-Duty Truck | 2049 | CAPITAL | NEW | N/A | USD/truck | us | us | 38584.37
light duty trucks | Electric - Gasoline Hybrid Light-Duty Truck | 2049 | CAPITAL | REPLACEMENT | N/A | USD/truck | us | us | 38584.37
light duty trucks | Electric - Gasoline Hybrid Light-Duty Truck | 2049 | FIXED_OM | NEW | N/A | USD/truck | us | us | 618.1601
light duty trucks | Electric - Gasoline Hybrid Light-Duty Truck | 2049 | FIXED_OM | REPLACEMENT | N/A | USD/truck | us | us | 618.1601
light duty trucks | Electric - Gasoline Hybrid Light-Duty Truck | 2050 | CAPITAL | NEW | N/A | USD/truck | us | us | 38690.8
light duty trucks | Electric - Gasoline Hybrid Light-Duty Truck | 2050 | CAPITAL | REPLACEMENT | N/A | USD/truck | us | us | 38690.8
light duty trucks | Electric - Gasoline Hybrid Light-Duty Truck | 2050 | FIXED_OM | NEW | N/A | USD/truck | us | us | 618.1601
light duty trucks | Electric - Gasoline Hybrid Light-Duty Truck | 2050 | FIXED_OM | REPLACEMENT | N/A | USD/truck | us | us | 618.1601
light duty trucks | Electric Light-Duty Truck - 200 mile range | 2020 | CAPITAL | NEW | N/A | USD/truck | us | us | 57128.7253
light duty trucks | Electric Light-Duty Truck - 200 mile range | 2020 | CAPITAL | REPLACEMENT | N/A | USD/truck | us | us | 57128.7253
light duty trucks | Electric Light-Duty Truck - 200 mile range | 2020 | FIXED_OM | NEW | N/A | USD/truck | us | us | 494.5281
light duty trucks | Electric Light-Duty Truck - 200 mile range | 2020 | FIXED_OM | REPLACEMENT | N/A | USD/truck | us | us | 494.5281
light duty trucks | Electric Light-Duty Truck - 200 mile range | 2020 | FUEL_SWITCHING | NEW | N/A | USD/truck | us | us | 608.1163
light duty trucks | Electric Light-Duty Truck - 200 mile range | 2020 | FUEL_SWITCHING | REPLACEMENT | N/A | USD/truck | us | us | 0
light duty trucks | Electric Light-Duty Truck - 200 mile range | 2020 | INSTALLATION | NEW | N/A | USD/truck | us | us | 1579.7939
light duty trucks | Electric Light-Duty Truck - 200 mile range | 2020 | INSTALLATION | REPLACEMENT | N/A | USD/truck | us | us | 1579.7939
light duty trucks | Electric Light-Duty Truck - 200 mile range | 2021 | CAPITAL | NEW | N/A | USD/truck | us | us | 55681.0517
light duty trucks | Electric Light-Duty Truck - 200 mile range | 2021 | CAPITAL | REPLACEMENT | N/A | USD/truck | us | us | 55681.0517
light duty trucks | Electric Light-Duty Truck - 200 mile range | 2021 | FIXED_OM | NEW | N/A | USD/truck | us | us | 494.5281
light duty trucks | Electric Light-Duty Truck - 200 mile range | 2021 | FIXED_OM | REPLACEMENT | N/A | USD/truck | us | us | 494.5281
light duty trucks | Electric Light-Duty Truck - 200 mile range | 2021 | FUEL_SWITCHING | NEW | N/A | USD/truck | us | us | 608.1163
light duty trucks | Electric Light-Duty Truck - 200 mile range | 2021 | FUEL_SWITCHING | REPLACEMENT | N/A | USD/truck | us | us | 0
light duty trucks | Electric Light-Duty Truck - 200 mile range | 2021 | INSTALLATION | NEW | N/A | USD/truck | us | us | 1579.7939
light duty trucks | Electric Light-Duty Truck - 200 mile range | 2021 | INSTALLATION | REPLACEMENT | N/A | USD/truck | us | us | 1579.7939
light duty trucks | Electric Light-Duty Truck - 200 mile range | 2022 | CAPITAL | NEW | N/A | USD/truck | us | us | 54233.3781
light duty trucks | Electric Light-Duty Truck - 200 mile range | 2022 | CAPITAL | REPLACEMENT | N/A | USD/truck | us | us | 54233.3781
light duty trucks | Electric Light-Duty Truck - 200 mile range | 2022 | FIXED_OM | NEW | N/A | USD/truck | us | us | 494.5281
light duty trucks | Electric Light-Duty Truck - 200 mile range | 2022 | FIXED_OM | REPLACEMENT | N/A | USD/truck | us | us | 494.5281
light duty trucks | Electric Light-Duty Truck - 200 mile range | 2022 | FUEL_SWITCHING | NEW | N/A | USD/truck | us | us | 608.1163
light duty trucks | Electric Light-Duty Truck - 200 mile range | 2022 | FUEL_SWITCHING | REPLACEMENT | N/A | USD/truck | us | us | 0
light duty trucks | Electric Light-Duty Truck - 200 mile range | 2022 | INSTALLATION | NEW | N/A | USD/truck | us | us | 1579.7939
light duty trucks | Electric Light-Duty Truck - 200 mile range | 2022 | INSTALLATION | REPLACEMENT | N/A | USD/truck | us | us | 1579.7939
light duty trucks | Electric Light-Duty Truck - 200 mile range | 2023 | CAPITAL | NEW | N/A | USD/truck | us | us | 52785.7045
light duty trucks | Electric Light-Duty Truck - 200 mile range | 2023 | CAPITAL | REPLACEMENT | N/A | USD/truck | us | us | 52785.7045
light duty trucks | Electric Light-Duty Truck - 200 mile range | 2023 | FIXED_OM | NEW | N/A | USD/truck | us | us | 494.5281
light duty trucks | Electric Light-Duty Truck - 200 mile range | 2023 | FIXED_OM | REPLACEMENT | N/A | USD/truck | us | us | 494.5281
light duty trucks | Electric Light-Duty Truck - 200 mile range | 2023 | FUEL_SWITCHING | NEW | N/A | USD/truck | us | us | 608.1163
light duty trucks | Electric Light-Duty Truck - 200 mile range | 2023 | FUEL_SWITCHING | REPLACEMENT | N/A | USD/truck | us | us | 0
light duty trucks | Electric Light-Duty Truck - 200 mile range | 2023 | INSTALLATION | NEW | N/A | USD/truck | us | us | 1579.7939
light duty trucks | Electric Light-Duty Truck - 200 mile range | 2023 | INSTALLATION | REPLACEMENT | N/A | USD/truck | us | us | 1579.7939
light duty trucks | Electric Light-Duty Truck - 200 mile range | 2024 | CAPITAL | NEW | N/A | USD/truck | us | us | 51338.0309
light duty trucks | Electric Light-Duty Truck - 200 mile range | 2024 | CAPITAL | REPLACEMENT | N/A | USD/truck | us | us | 51338.0309
light duty trucks | Electric Light-Duty Truck - 200 mile range | 2024 | FIXED_OM | NEW | N/A | USD/truck | us | us | 494.5281
light duty trucks | Electric Light-Duty Truck - 200 mile range | 2024 | FIXED_OM | REPLACEMENT | N/A | USD/truck | us | us | 494.5281
light duty trucks | Electric Light-Duty Truck - 200 mile range | 2024 | FUEL_SWITCHING | NEW | N/A | USD/truck | us | us | 608.1163
light duty trucks | Electric Light-Duty Truck - 200 mile range | 2024 | FUEL_SWITCHING | REPLACEMENT | N/A | USD/truck | us | us | 0
light duty trucks | Electric Light-Duty Truck - 200 mile range | 2024 | INSTALLATION | NEW | N/A | USD/truck | us | us | 1579.7939
light duty trucks | Electric Light-Duty Truck - 200 mile range | 2024 | INSTALLATION | REPLACEMENT | N/A | USD/truck | us | us | 1579.7939
light duty trucks | Electric Light-Duty Truck - 200 mile range | 2025 | CAPITAL | NEW | N/A | USD/truck | us | us | 49890.3573
light duty trucks | Electric Light-Duty Truck - 200 mile range | 2025 | CAPITAL | REPLACEMENT | N/A | USD/truck | us | us | 49890.3573
light duty trucks | Electric Light-Duty Truck - 200 mile range | 2025 | FIXED_OM | NEW | N/A | USD/truck | us | us | 494.5281
light duty trucks | Electric Light-Duty Truck - 200 mile range | 2025 | FIXED_OM | REPLACEMENT | N/A | USD/truck | us | us | 494.5281
light duty trucks | Electric Light-Duty Truck - 200 mile range | 2025 | FUEL_SWITCHING | NEW | N/A | USD/truck | us | us | 608.1163
light duty trucks | Electric Light-Duty Truck - 200 mile range | 2025 | FUEL_SWITCHING | REPLACEMENT | N/A | USD/truck | us | us | 0
light duty trucks | Electric Light-Duty Truck - 200 mile range | 2025 | INSTALLATION | NEW | N/A | USD/truck | us | us | 1579.7939
light duty trucks | Electric Light-Duty Truck - 200 mile range | 2025 | INSTALLATION | REPLACEMENT | N/A | USD/truck | us | us | 1579.7939
light duty trucks | Electric Light-Duty Truck - 200 mile range | 2026 | CAPITAL | NEW | N/A | USD/truck | us | us | 48953.0202
light duty trucks | Electric Light-Duty Truck - 200 mile range | 2026 | CAPITAL | REPLACEMENT | N/A | USD/truck | us | us | 48953.0202
light duty trucks | Electric Light-Duty Truck - 200 mile range | 2026 | FIXED_OM | NEW | N/A | USD/truck | us | us | 494.5281
light duty trucks | Electric Light-Duty Truck - 200 mile range | 2026 | FIXED_OM | REPLACEMENT | N/A | USD/truck | us | us | 494.5281
light duty trucks | Electric Light-Duty Truck - 200 mile range | 2026 | FUEL_SWITCHING | NEW | N/A | USD/truck | us | us | 608.1163
light duty trucks | Electric Light-Duty Truck - 200 mile range | 2026 | FUEL_SWITCHING | REPLACEMENT | N/A | USD/truck | us | us | 0
light duty trucks | Electric Light-Duty Truck - 200 mile range | 2026 | INSTALLATION | NEW | N/A | USD/truck | us | us | 1579.7939
light duty trucks | Electric Light-Duty Truck - 200 mile range | 2026 | INSTALLATION | REPLACEMENT | N/A | USD/truck | us | us | 1579.7939
light duty trucks | Electric Light-Duty Truck - 200 mile range | 2027 | CAPITAL | NEW | N/A | USD/truck | us | us | 48015.6831
light duty trucks | Electric Light-Duty Truck - 200 mile range | 2027 | CAPITAL | REPLACEMENT | N/A | USD/truck | us | us | 48015.6831
light duty trucks | Electric Light-Duty Truck - 200 mile range | 2027 | FIXED_OM | NEW | N/A | USD/truck | us | us | 494.5281
light duty trucks | Electric Light-Duty Truck - 200 mile range | 2027 | FIXED_OM | REPLACEMENT | N/A | USD/truck | us | us | 494.5281
light duty trucks | Electric Light-Duty Truck - 200 mile range | 2027 | FUEL_SWITCHING | NEW | N/A | USD/truck | us | us | 608.1163
light duty trucks | Electric Light-Duty Truck - 200 mile range | 2027 | FUEL_SWITCHING | REPLACEMENT | N/A | USD/truck | us | us | 0
light duty trucks | Electric Light-Duty Truck - 200 mile range | 2027 | INSTALLATION | NEW | N/A | USD/truck | us | us | 1579.7939
light duty trucks | Electric Light-Duty Truck - 200 mile range | 2027 | INSTALLATION | REPLACEMENT | N/A | USD/truck | us | us | 1579.7939
light duty trucks | Electric Light-Duty Truck - 200 mile range | 2028 | CAPITAL | NEW | N/A | USD/truck | us | us | 47078.3461
light duty trucks | Electric Light-Duty Truck - 200 mile range | 2028 | CAPITAL | REPLACEMENT | N/A | USD/truck | us | us | 47078.3461
light duty trucks | Electric Light-Duty Truck - 200 mile range | 2028 | FIXED_OM | NEW | N/A | USD/truck | us | us | 494.5281
light duty trucks | Electric Light-Duty Truck - 200 mile range | 2028 | FIXED_OM | REPLACEMENT | N/A | USD/truck | us | us | 494.5281
light duty trucks | Electric Light-Duty Truck - 200 mile range | 2028 | FUEL_SWITCHING | NEW | N/A | USD/truck | us | us | 608.1163
light duty trucks | Electric Light-Duty Truck - 200 mile range | 2028 | FUEL_SWITCHING | REPLACEMENT | N/A | USD/truck | us | us | 0
light duty trucks | Electric Light-Duty Truck - 200 mile range | 2028 | INSTALLATION | NEW | N/A | USD/truck | us | us | 1579.7939
light duty trucks | Electric Light-Duty Truck - 200 mile range | 2028 | INSTALLATION | REPLACEMENT | N/A | USD/truck | us | us | 1579.7939
light duty trucks | Electric Light-Duty Truck - 200 mile range | 2029 | CAPITAL | NEW | N/A | USD/truck | us | us | 46141.009
light duty trucks | Electric Light-Duty Truck - 200 mile range | 2029 | CAPITAL | REPLACEMENT | N/A | USD/truck | us | us | 46141.009
light duty trucks | Electric Light-Duty Truck - 200 mile range | 2029 | FIXED_OM | NEW | N/A | USD/truck | us | us | 494.5281
light duty trucks | Electric Light-Duty Truck - 200 mile range | 2029 | FIXED_OM | REPLACEMENT | N/A | USD/truck | us | us | 494.5281
light duty trucks | Electric Light-Duty Truck - 200 mile range | 2029 | FUEL_SWITCHING | NEW | N/A | USD/truck | us | us | 608.1163
light duty trucks | Electric Light-Duty Truck - 200 mile range | 2029 | FUEL_SWITCHING | REPLACEMENT | N/A | USD/truck | us | us | 0
light duty trucks | Electric Light-Duty Truck - 200 mile range | 2029 | INSTALLATION | NEW | N/A | USD/truck | us | us | 1579.7939
light duty trucks | Electric Light-Duty Truck - 200 mile range | 2029 | INSTALLATION | REPLACEMENT | N/A | USD/truck | us | us | 1579.7939
light duty trucks | Electric Light-Duty Truck - 200 mile range | 2030 | CAPITAL | NEW | N/A | USD/truck | us | us | 45203.6719
light duty trucks | Electric Light-Duty Truck - 200 mile range | 2030 | CAPITAL | REPLACEMENT | N/A | USD/truck | us | us | 45203.6719
light duty trucks | Electric Light-Duty Truck - 200 mile range | 2030 | FIXED_OM | NEW | N/A | USD/truck | us | us | 494.5281
light duty trucks | Electric Light-Duty Truck - 200 mile range | 2030 | FIXED_OM | REPLACEMENT | N/A | USD/truck | us | us | 494.5281
light duty trucks | Electric Light-Duty Truck - 200 mile range | 2030 | FUEL_SWITCHING | NEW | N/A | USD/truck | us | us | 608.1163
light duty trucks | Electric Light-Duty Truck - 200 mile range | 2030 | FUEL_SWITCHING | REPLACEMENT | N/A | USD/truck | us | us | 0
light duty trucks | Electric Light-Duty Truck - 200 mile range | 2030 | INSTALLATION | NEW | N/A | USD/truck | us | us | 1579.7939
light duty trucks | Electric Light-Duty Truck - 200 mile range | 2030 | INSTALLATION | REPLACEMENT | N/A | USD/truck | us | us | 1579.7939
light duty trucks | Electric Light-Duty Truck - 200 mile range | 2031 | CAPITAL | NEW | N/A | USD/truck | us | us | 44730.873
light duty trucks | Electric Light-Duty Truck - 200 mile range | 2031 | CAPITAL | REPLACEMENT | N/A | USD/truck | us | us | 44730.873
light duty trucks | Electric Light-Duty Truck - 200 mile range | 2031 | FIXED_OM | NEW | N/A | USD/truck | us | us | 494.5281
light duty trucks | Electric Light-Duty Truck - 200 mile range | 2031 | FIXED_OM | REPLACEMENT | N/A | USD/truck | us | us | 494.5281
light duty trucks | Electric Light-Duty Truck - 200 mile range | 2031 | FUEL_SWITCHING | NEW | N/A | USD/truck | us | us | 608.1163
light duty trucks | Electric Light-Duty Truck - 200 mile range | 2031 | FUEL_SWITCHING | REPLACEMENT | N/A | USD/truck | us | us | 0
light duty trucks | Electric Light-Duty Truck - 200 mile range | 2031 | INSTALLATION | NEW | N/A | USD/truck | us | us | 1579.7939
light duty trucks | Electric Light-Duty Truck - 200 mile range | 2031 | INSTALLATION | REPLACEMENT | N/A | USD/truck | us | us | 1579.7939
light duty trucks | Electric Light-Duty Truck - 200 mile range | 2032 | CAPITAL | NEW | N/A | USD/truck | us | us | 44258.0741
light duty trucks | Electric Light-Duty Truck - 200 mile range | 2032 | CAPITAL | REPLACEMENT | N/A | USD/truck | us | us | 44258.0741
light duty trucks | Electric Light-Duty Truck - 200 mile range | 2032 | FIXED_OM | NEW | N/A | USD/truck | us | us | 494.5281
light duty trucks | Electric Light-Duty Truck - 200 mile range | 2032 | FIXED_OM | REPLACEMENT | N/A | USD/truck | us | us | 494.5281
light duty trucks | Electric Light-Duty Truck - 200 mile range | 2032 | FUEL_SWITCHING | NEW | N/A | USD/truck | us | us | 608.1163
light duty trucks | Electric Light-Duty Truck - 200 mile range | 2032 | FUEL_SWITCHING | REPLACEMENT | N/A | USD/truck | us | us | 0
light duty trucks | Electric Light-Duty Truck - 200 mile range | 2032 | INSTALLATION | NEW | N/A | USD/truck | us | us | 1579.7939
light duty trucks | Electric Light-Duty Truck - 200 mile range | 2032 | INSTALLATION | REPLACEMENT | N/A | USD/truck | us | us | 1579.7939
light duty trucks | Electric Light-Duty Truck - 200 mile range | 2033 | CAPITAL | NEW | N/A | USD/truck | us | us | 43785.2751
light duty trucks | Electric Light-Duty Truck - 200 mile range | 2033 | CAPITAL | REPLACEMENT | N/A | USD/truck | us | us | 43785.2751
light duty trucks | Electric Light-Duty Truck - 200 mile range | 2033 | FIXED_OM | NEW | N/A | USD/truck | us | us | 494.5281
light duty trucks | Electric Light-Duty Truck - 200 mile range | 2033 | FIXED_OM | REPLACEMENT | N/A | USD/truck | us | us | 494.5281
light duty trucks | Electric Light-Duty Truck - 200 mile range | 2033 | FUEL_SWITCHING | NEW | N/A | USD/truck | us | us | 608.1163
light duty trucks | Electric Light-Duty Truck - 200 mile range | 2033 | FUEL_SWITCHING | REPLACEMENT | N/A | USD/truck | us | us | 0
light duty trucks | Electric Light-Duty Truck - 200 mile range | 2033 | INSTALLATION | NEW | N/A | USD/truck | us | us | 1579.7939
light duty trucks | Electric Light-Duty Truck - 200 mile range | 2033 | INSTALLATION | REPLACEMENT | N/A | USD/truck | us | us | 1579.7939
light duty trucks | Electric Light-Duty Truck - 200 mile range | 2034 | CAPITAL | NEW | N/A | USD/truck | us | us | 43312.4762
light duty trucks | Electric Light-Duty Truck - 200 mile range | 2034 | CAPITAL | REPLACEMENT | N/A | USD/truck | us | us | 43312.4762
light duty trucks | Electric Light-Duty Truck - 200 mile range | 2034 | FIXED_OM | NEW | N/A | USD/truck | us | us | 494.5281
light duty trucks | Electric Light-Duty Truck - 200 mile range | 2034 | FIXED_OM | REPLACEMENT | N/A | USD/truck | us | us | 494.5281
light duty trucks | Electric Light-Duty Truck - 200 mile range | 2034 | FUEL_SWITCHING | NEW | N/A | USD/truck | us | us | 608.1163
light duty trucks | Electric Light-Duty Truck - 200 mile range | 2034 | FUEL_SWITCHING | REPLACEMENT | N/A | USD/truck | us | us | 0
light duty trucks | Electric Light-Duty Truck - 200 mile range | 2034 | INSTALLATION | NEW | N/A | USD/truck | us | us | 1579.7939
light duty trucks | Electric Light-Duty Truck - 200 mile range | 2034 | INSTALLATION | REPLACEMENT | N/A | USD/truck | us | us | 1579.7939
light duty trucks | Electric Light-Duty Truck - 200 mile range | 2035 | CAPITAL | NEW | N/A | USD/truck | us | us | 42839.6773
light duty trucks | Electric Light-Duty Truck - 200 mile range | 2035 | CAPITAL | REPLACEMENT | N/A | USD/truck | us | us | 42839.6773
light duty trucks | Electric Light-Duty Truck - 200 mile range | 2035 | FIXED_OM | NEW | N/A | USD/truck | us | us | 494.5281
light duty trucks | Electric Light-Duty Truck - 200 mile range | 2035 | FIXED_OM | REPLACEMENT | N/A | USD/truck | us | us | 494.5281
light duty trucks | Electric Light-Duty Truck - 200 mile range | 2035 | FUEL_SWITCHING | NEW | N/A | USD/truck | us | us | 608.1163
light duty trucks | Electric Light-Duty Truck - 200 mile range | 2035 | FUEL_SWITCHING | REPLACEMENT | N/A | USD/truck | us | us | 0
light duty trucks | Electric Light-Duty Truck - 200 mile range | 2035 | INSTALLATION | NEW | N/A | USD/truck | us | us | 1579.7939
light duty trucks | Electric Light-Duty Truck - 200 mile range | 2035 | INSTALLATION | REPLACEMENT | N/A | USD/truck | us | us | 1579.7939
light duty trucks | Electric Light-Duty Truck - 200 mile range | 2036 | CAPITAL | NEW | N/A | USD/truck | us | us | 42660.7148
light duty trucks | Electric Light-Duty Truck - 200 mile range | 2036 | CAPITAL | REPLACEMENT | N/A | USD/truck | us | us | 42660.7148
light duty trucks | Electric Light-Duty Truck - 200 mile range | 2036 | FIXED_OM | NEW | N/A | USD/truck | us | us | 494.5281
light duty trucks | Electric Light-Duty Truck - 200 mile range | 2036 | FIXED_OM | REPLACEMENT | N/A | USD/truck | us | us | 494.5281
light duty trucks | Electric Light-Duty Truck - 200 mile range | 2036 | FUEL_SWITCHING | NEW | N/A | USD/truck | us | us | 608.1163
light duty trucks | Electric Light-Duty Truck - 200 mile range | 2036 | FUEL_SWITCHING | REPLACEMENT | N/A | USD/truck | us | us | 0
light duty trucks | Electric Light-Duty Truck - 200 mile range | 2036 | INSTALLATION | NEW | N/A | USD/truck | us | us | 1579.7939
light duty trucks | Electric Light-Duty Truck - 200 mile range | 2036 | INSTALLATION | REPLACEMENT | N/A | USD/truck | us | us | 1579.7939
light duty trucks | Electric Light-Duty Truck - 200 mile range | 2037 | CAPITAL | NEW | N/A | USD/truck | us | us | 42481.7523
light duty trucks | Electric Light-Duty Truck - 200 mile range | 2037 | CAPITAL | REPLACEMENT | N/A | USD/truck | us | us | 42481.7523
light duty trucks | Electric Light-Duty Truck - 200 mile range | 2037 | FIXED_OM | NEW | N/A | USD/truck | us | us | 494.5281
light duty trucks | Electric Light-Duty Truck - 200 mile range | 2037 | FIXED_OM | REPLACEMENT | N/A | USD/truck | us | us | 494.5281
light duty trucks | Electric Light-Duty Truck - 200 mile range | 2037 | FUEL_SWITCHING | NEW | N/A | USD/truck | us | us | 608.1163
light duty trucks | Electric Light-Duty Truck - 200 mile range | 2037 | FUEL_SWITCHING | REPLACEMENT | N/A | USD/truck | us | us | 0
light duty trucks | Electric Light-Duty Truck - 200 mile range | 2037 | INSTALLATION | NEW | N/A | USD/truck | us | us | 1579.7939
light duty trucks | Electric Light-Duty Truck - 200 mile range | 2037 | INSTALLATION | REPLACEMENT | N/A | USD/truck | us | us | 1579.7939
light duty trucks | Electric Light-Duty Truck - 200 mile range | 2038 | CAPITAL | NEW | N/A | USD/truck | us | us | 42302.7898
light duty trucks | Electric Light-Duty Truck - 200 mile range | 2038 | CAPITAL | REPLACEMENT | N/A | USD/truck | us | us | 42302.7898
light duty trucks | Electric Light-Duty Truck - 200 mile range | 2038 | FIXED_OM | NEW | N/A | USD/truck | us | us | 494.5281
light duty trucks | Electric Light-Duty Truck - 200 mile range | 2038 | FIXED_OM | REPLACEMENT | N/A | USD/truck | us | us | 494.5281
light duty trucks | Electric Light-Duty Truck - 200 mile range | 2038 | FUEL_SWITCHING | NEW | N/A | USD/truck | us | us | 608.1163
light duty trucks | Electric Light-Duty Truck - 200 mile range | 2038 | FUEL_SWITCHING | REPLACEMENT | N/A | USD/truck | us | us | 0
light duty trucks | Electric Light-Duty Truck - 200 mile range | 2038 | INSTALLATION | NEW | N/A | USD/truck | us | us | 1579.7939
light duty trucks | Electric Light-Duty Truck - 200 mile range | 2038 | INSTALLATION | REPLACEMENT | N/A | USD/truck | us | us | 1579.7939
light duty trucks | Electric Light-Duty Truck - 200 mile range | 2039 | CAPITAL | NEW | N/A | USD/truck | us | us | 42123.8273
light duty trucks | Electric Light-Duty Truck - 200 mile range | 2039 | CAPITAL | REPLACEMENT | N/A | USD/truck | us | us | 42123.8273
light duty trucks | Electric Light-Duty Truck - 200 mile range | 2039 | FIXED_OM | NEW | N/A | USD/truck | us | us | 494.5281
light duty trucks | Electric Light-Duty Truck - 200 mile range | 2039 | FIXED_OM | REPLACEMENT | N/A | USD/truck | us | us | 494.5281
light duty trucks | Electric Light-Duty Truck - 200 mile range | 2039 | FUEL_SWITCHING | NEW | N/A | USD/truck | us | us | 608.1163
light duty trucks | Electric Light-Duty Truck - 200 mile range | 2039 | FUEL_SWITCHING | REPLACEMENT | N/A | USD/truck | us | us | 0
light duty trucks | Electric Light-Duty Truck - 200 mile range | 2039 | INSTALLATION | NEW | N/A | USD/truck | us | us | 1579.7939
light duty trucks | Electric Light-Duty Truck - 200 mile range | 2039 | INSTALLATION | REPLACEMENT | N/A | USD/truck | us | us | 1579.7939
light duty trucks | Electric Light-Duty Truck - 200 mile range | 2040 | CAPITAL | NEW | N/A | USD/truck | us | us | 41944.8648
light duty trucks | Electric Light-Duty Truck - 200 mile range | 2040 | CAPITAL | REPLACEMENT | N/A | USD/truck | us | us | 41944.8648
light duty trucks | Electric Light-Duty Truck - 200 mile range | 2040 | FIXED_OM | NEW | N/A | USD/truck | us | us | 494.5281
light duty trucks | Electric Light-Duty Truck - 200 mile range | 2040 | FIXED_OM | REPLACEMENT | N/A | USD/truck | us | us | 494.5281
light duty trucks | Electric Light-Duty Truck - 200 mile range | 2040 | FUEL_SWITCHING | NEW | N/A | USD/truck | us | us | 608.1163
light duty trucks | Electric Light-Duty Truck - 200 mile range | 2040 | FUEL_SWITCHING | REPLACEMENT | N/A | USD/truck | us | us | 0
light duty trucks | Electric Light-Duty Truck - 200 mile range | 2040 | INSTALLATION | NEW | N/A | USD/truck | us | us | 1579.7939
light duty trucks | Electric Light-Duty Truck - 200 mile range | 2040 | INSTALLATION | REPLACEMENT | N/A | USD/truck | us | us | 1579.7939
light duty trucks | Electric Light-Duty Truck - 200 mile range | 2041 | CAPITAL | NEW | N/A | USD/truck | us | us | 41765.9023
light duty trucks | Electric Light-Duty Truck - 200 mile range | 2041 | CAPITAL | REPLACEMENT | N/A | USD/truck | us | us | 41765.9023
light duty trucks | Electric Light-Duty Truck - 200 mile range | 2041 | FIXED_OM | NEW | N/A | USD/truck | us | us | 494.5281
light duty trucks | Electric Light-Duty Truck - 200 mile range | 2041 | FIXED_OM | REPLACEMENT | N/A | USD/truck | us | us | 494.5281
light duty trucks | Electric Light-Duty Truck - 200 mile range | 2041 | FUEL_SWITCHING | NEW | N/A | USD/truck | us | us | 608.1163
light duty trucks | Electric Light-Duty Truck - 200 mile range | 2041 | FUEL_SWITCHING | REPLACEMENT | N/A | USD/truck | us | us | 0
light duty trucks | Electric Light-Duty Truck - 200 mile range | 2041 | INSTALLATION | NEW | N/A | USD/truck | us | us | 1579.7939
light duty trucks | Electric Light-Duty Truck - 200 mile range | 2041 | INSTALLATION | REPLACEMENT | N/A | USD/truck | us | us | 1579.7939
light duty trucks | Electric Light-Duty Truck - 200 mile range | 2042 | CAPITAL | NEW | N/A | USD/truck | us | us | 41586.9398
light duty trucks | Electric Light-Duty Truck - 200 mile range | 2042 | CAPITAL | REPLACEMENT | N/A | USD/truck | us | us | 41586.9398
light duty trucks | Electric Light-Duty Truck - 200 mile range | 2042 | FIXED_OM | NEW | N/A | USD/truck | us | us | 494.5281
light duty trucks | Electric Light-Duty Truck - 200 mile range | 2042 | FIXED_OM | REPLACEMENT | N/A | USD/truck | us | us | 494.5281
light duty trucks | Electric Light-Duty Truck - 200 mile range | 2042 | FUEL_SWITCHING | NEW | N/A | USD/truck | us | us | 608.1163
light duty trucks | Electric Light-Duty Truck - 200 mile range | 2042 | FUEL_SWITCHING | REPLACEMENT | N/A | USD/truck | us | us | 0
light duty trucks | Electric Light-Duty Truck - 200 mile range | 2042 | INSTALLATION | NEW | N/A | USD/truck | us | us | 1579.7939
light duty trucks | Electric Light-Duty Truck - 200 mile range | 2042 | INSTALLATION | REPLACEMENT | N/A | USD/truck | us | us | 1579.7939
light duty trucks | Electric Light-Duty Truck - 200 mile range | 2043 | CAPITAL | NEW | N/A | USD/truck | us | us | 41407.9773
light duty trucks | Electric Light-Duty Truck - 200 mile range | 2043 | CAPITAL | REPLACEMENT | N/A | USD/truck | us | us | 41407.9773
light duty trucks | Electric Light-Duty Truck - 200 mile range | 2043 | FIXED_OM | NEW | N/A | USD/truck | us | us | 494.5281
light duty trucks | Electric Light-Duty Truck - 200 mile range | 2043 | FIXED_OM | REPLACEMENT | N/A | USD/truck | us | us | 494.5281
light duty trucks | Electric Light-Duty Truck - 200 mile range | 2043 | FUEL_SWITCHING | NEW | N/A | USD/truck | us | us | 608.1163
light duty trucks | Electric Light-Duty Truck - 200 mile range | 2043 | FUEL_SWITCHING | REPLACEMENT | N/A | USD/truck | us | us | 0
light duty trucks | Electric Light-Duty Truck - 200 mile range | 2043 | INSTALLATION | NEW | N/A | USD/truck | us | us | 1579.7939
light duty trucks | Electric Light-Duty Truck - 200 mile range | 2043 | INSTALLATION | REPLACEMENT | N/A | USD/truck | us | us | 1579.7939
light duty trucks | Electric Light-Duty Truck - 200 mile range | 2044 | CAPITAL | NEW | N/A | USD/truck | us | us | 41229.0148
light duty trucks | Electric Light-Duty Truck - 200 mile range | 2044 | CAPITAL | REPLACEMENT | N/A | USD/truck | us | us | 41229.0148
light duty trucks | Electric Light-Duty Truck - 200 mile range | 2044 | FIXED_OM | NEW | N/A | USD/truck | us | us | 494.5281
light duty trucks | Electric Light-Duty Truck - 200 mile range | 2044 | FIXED_OM | REPLACEMENT | N/A | USD/truck | us | us | 494.5281
light duty trucks | Electric Light-Duty Truck - 200 mile range | 2044 | FUEL_SWITCHING | NEW | N/A | USD/truck | us | us | 608.1163
light duty trucks | Electric Light-Duty Truck - 200 mile range | 2044 | FUEL_SWITCHING | REPLACEMENT | N/A | USD/truck | us | us | 0
light duty trucks | Electric Light-Duty Truck - 200 mile range | 2044 | INSTALLATION | NEW | N/A | USD/truck | us | us | 1579.7939
light duty trucks | Electric Light-Duty Truck - 200 mile range | 2044 | INSTALLATION | REPLACEMENT | N/A | USD/truck | us | us | 1579.7939
light duty trucks | Electric Light-Duty Truck - 200 mile range | 2045 | CAPITAL | NEW | N/A | USD/truck | us | us | 41050.0523
light duty trucks | Electric Light-Duty Truck - 200 mile range | 2045 | CAPITAL | REPLACEMENT | N/A | USD/truck | us | us | 41050.0523
light duty trucks | Electric Light-Duty Truck - 200 mile range | 2045 | FIXED_OM | NEW | N/A | USD/truck | us | us | 494.5281
light duty trucks | Electric Light-Duty Truck - 200 mile range | 2045 | FIXED_OM | REPLACEMENT | N/A | USD/truck | us | us | 494.5281
light duty trucks | Electric Light-Duty Truck - 200 mile range | 2045 | FUEL_SWITCHING | NEW | N/A | USD/truck | us | us | 608.1163
light duty trucks | Electric Light-Duty Truck - 200 mile range | 2045 | FUEL_SWITCHING | REPLACEMENT | N/A | USD/truck | us | us | 0
light duty trucks | Electric Light-Duty Truck - 200 mile range | 2045 | INSTALLATION | NEW | N/A | USD/truck | us | us | 1579.7939
light duty trucks | Electric Light-Duty Truck - 200 mile range | 2045 | INSTALLATION | REPLACEMENT | N/A | USD/truck | us | us | 1579.7939
light duty trucks | Electric Light-Duty Truck - 200 mile range | 2046 | CAPITAL | NEW | N/A | USD/truck | us | us | 40871.0898
light duty trucks | Electric Light-Duty Truck - 200 mile range | 2046 | CAPITAL | REPLACEMENT | N/A | USD/truck | us | us | 40871.0898
light duty trucks | Electric Light-Duty Truck - 200 mile range | 2046 | FIXED_OM | NEW | N/A | USD/truck | us | us | 494.5281
light duty trucks | Electric Light-Duty Truck - 200 mile range | 2046 | FIXED_OM | REPLACEMENT | N/A | USD/truck | us | us | 494.5281
light duty trucks | Electric Light-Duty Truck - 200 mile range | 2046 | FUEL_SWITCHING | NEW | N/A | USD/truck | us | us | 608.1163
light duty trucks | Electric Light-Duty Truck - 200 mile range | 2046 | FUEL_SWITCHING | REPLACEMENT | N/A | USD/truck | us | us | 0
light duty trucks | Electric Light-Duty Truck - 200 mile range | 2046 | INSTALLATION | NEW | N/A | USD/truck | us | us | 1579.7939
light duty trucks | Electric Light-Duty Truck - 200 mile range | 2046 | INSTALLATION | REPLACEMENT | N/A | USD/truck | us | us | 1579.7939
light duty trucks | Electric Light-Duty Truck - 200 mile range | 2047 | CAPITAL | NEW | N/A | USD/truck | us | us | 40692.1273
light duty trucks | Electric Light-Duty Truck - 200 mile range | 2047 | CAPITAL | REPLACEMENT | N/A | USD/truck | us | us | 40692.1273
light duty trucks | Electric Light-Duty Truck - 200 mile range | 2047 | FIXED_OM | NEW | N/A | USD/truck | us | us | 494.5281
light duty trucks | Electric Light-Duty Truck - 200 mile range | 2047 | FIXED_OM | REPLACEMENT | N/A | USD/truck | us | us | 494.5281
light duty trucks | Electric Light-Duty Truck - 200 mile range | 2047 | FUEL_SWITCHING | NEW | N/A | USD/truck | us | us | 608.1163
light duty trucks | Electric Light-Duty Truck - 200 mile range | 2047 | FUEL_SWITCHING | REPLACEMENT | N/A | USD/truck | us | us | 0
light duty trucks | Electric Light-Duty Truck - 200 mile range | 2047 | INSTALLATION | NEW | N/A | USD/truck | us | us | 1579.7939
light duty trucks | Electric Light-Duty Truck - 200 mile range | 2047 | INSTALLATION | REPLACEMENT | N/A | USD/truck | us | us | 1579.7939
light duty trucks | Electric Light-Duty Truck - 200 mile range | 2048 | CAPITAL | NEW | N/A | USD/truck | us | us | 40513.1648
light duty trucks | Electric Light-Duty Truck - 200 mile range | 2048 | CAPITAL | REPLACEMENT | N/A | USD/truck | us | us | 40513.1648
light duty trucks | Electric Light-Duty Truck - 200 mile range | 2048 | FIXED_OM | NEW | N/A | USD/truck | us | us | 494.5281
light duty trucks | Electric Light-Duty Truck - 200 mile range | 2048 | FIXED_OM | REPLACEMENT | N/A | USD/truck | us | us | 494.5281
light duty trucks | Electric Light-Duty Truck - 200 mile range | 2048 | FUEL_SWITCHING | NEW | N/A | USD/truck | us | us | 608.1163
light duty trucks | Electric Light-Duty Truck - 200 mile range | 2048 | FUEL_SWITCHING | REPLACEMENT | N/A | USD/truck | us | us | 0
light duty trucks | Electric Light-Duty Truck - 200 mile range | 2048 | INSTALLATION | NEW | N/A | USD/truck | us | us | 1579.7939
light duty trucks | Electric Light-Duty Truck - 200 mile range | 2048 | INSTALLATION | REPLACEMENT | N/A | USD/truck | us | us | 1579.7939
light duty trucks | Electric Light-Duty Truck - 200 mile range | 2049 | CAPITAL | NEW | N/A | USD/truck | us | us | 40334.2023
light duty trucks | Electric Light-Duty Truck - 200 mile range | 2049 | CAPITAL | REPLACEMENT | N/A | USD/truck | us | us | 40334.2023
light duty trucks | Electric Light-Duty Truck - 200 mile range | 2049 | FIXED_OM | NEW | N/A | USD/truck | us | us | 494.5281
light duty trucks | Electric Light-Duty Truck - 200 mile range | 2049 | FIXED_OM | REPLACEMENT | N/A | USD/truck | us | us | 494.5281
light duty trucks | Electric Light-Duty Truck - 200 mile range | 2049 | FUEL_SWITCHING | NEW | N/A | USD/truck | us | us | 608.1163
light duty trucks | Electric Light-Duty Truck - 200 mile range | 2049 | FUEL_SWITCHING | REPLACEMENT | N/A | USD/truck | us | us | 0
light duty trucks | Electric Light-Duty Truck - 200 mile range | 2049 | INSTALLATION | NEW | N/A | USD/truck | us | us | 1579.7939
light duty trucks | Electric Light-Duty Truck - 200 mile range | 2049 | INSTALLATION | REPLACEMENT | N/A | USD/truck | us | us | 1579.7939
light duty trucks | Electric Light-Duty Truck - 200 mile range | 2050 | CAPITAL | NEW | N/A | USD/truck | us | us | 40155.2398
light duty trucks | Electric Light-Duty Truck - 200 mile range | 2050 | CAPITAL | REPLACEMENT | N/A | USD/truck | us | us | 40155.2398
light duty trucks | Electric Light-Duty Truck - 200 mile range | 2050 | FIXED_OM | NEW | N/A | USD/truck | us | us | 494.5281
light duty trucks | Electric Light-Duty Truck - 200 mile range | 2050 | FIXED_OM | REPLACEMENT | N/A | USD/truck | us | us | 494.5281
light duty trucks | Electric Light-Duty Truck - 200 mile range | 2050 | FUEL_SWITCHING | NEW | N/A | USD/truck | us | us | 608.1163
light duty trucks | Electric Light-Duty Truck - 200 mile range | 2050 | FUEL_SWITCHING | REPLACEMENT | N/A | USD/truck | us | us | 0
light duty trucks | Electric Light-Duty Truck - 200 mile range | 2050 | INSTALLATION | NEW | N/A | USD/truck | us | us | 1579.7939
light duty trucks | Electric Light-Duty Truck - 200 mile range | 2050 | INSTALLATION | REPLACEMENT | N/A | USD/truck | us | us | 1579.7939
light duty trucks | Electric Light-Duty Truck - Long Range | 2020 | CAPITAL | NEW | N/A | USD/truck | us | us | 63323.0528
light duty trucks | Electric Light-Duty Truck - Long Range | 2020 | CAPITAL | REPLACEMENT | N/A | USD/truck | us | us | 63323.0528
light duty trucks | Electric Light-Duty Truck - Long Range | 2020 | FIXED_OM | NEW | N/A | USD/truck | us | us | 494.5281
light duty trucks | Electric Light-Duty Truck - Long Range | 2020 | FIXED_OM | REPLACEMENT | N/A | USD/truck | us | us | 494.5281
light duty trucks | Electric Light-Duty Truck - Long Range | 2020 | FUEL_SWITCHING | NEW | N/A | USD/truck | us | us | 608.1163
light duty trucks | Electric Light-Duty Truck - Long Range | 2020 | FUEL_SWITCHING | REPLACEMENT | N/A | USD/truck | us | us | 0
light duty trucks | Electric Light-Duty Truck - Long Range | 2020 | INSTALLATION | NEW | N/A | USD/truck | us | us | 1579.7939
light duty trucks | Electric Light-Duty Truck - Long Range | 2020 | INSTALLATION | REPLACEMENT | N/A | USD/truck | us | us | 1579.7939
light duty trucks | Electric Light-Duty Truck - Long Range | 2021 | CAPITAL | NEW | N/A | USD/truck | us | us | 59956.2176
light duty trucks | Electric Light-Duty Truck - Long Range | 2021 | CAPITAL | REPLACEMENT | N/A | USD/truck | us | us | 59956.2176
light duty trucks | Electric Light-Duty Truck - Long Range | 2021 | FIXED_OM | NEW | N/A | USD/truck | us | us | 494.5281
light duty trucks | Electric Light-Duty Truck - Long Range | 2021 | FIXED_OM | REPLACEMENT | N/A | USD/truck | us | us | 494.5281
light duty trucks | Electric Light-Duty Truck - Long Range | 2021 | FUEL_SWITCHING | NEW | N/A | USD/truck | us | us | 608.1163
light duty trucks | Electric Light-Duty Truck - Long Range | 2021 | FUEL_SWITCHING | REPLACEMENT | N/A | USD/truck | us | us | 0
light duty trucks | Electric Light-Duty Truck - Long Range | 2021 | INSTALLATION | NEW | N/A | USD/truck | us | us | 1579.7939
light duty trucks | Electric Light-Duty Truck - Long Range | 2021 | INSTALLATION | REPLACEMENT | N/A | USD/truck | us | us | 1579.7939
light duty trucks | Electric Light-Duty Truck - Long Range | 2022 | CAPITAL | NEW | N/A | USD/truck | us | us | 56953.314
light duty trucks | Electric Light-Duty Truck - Long Range | 2022 | CAPITAL | REPLACEMENT | N/A | USD/truck | us | us | 56953.314
light duty trucks | Electric Light-Duty Truck - Long Range | 2022 | FIXED_OM | NEW | N/A | USD/truck | us | us | 494.5281
light duty trucks | Electric Light-Duty Truck - Long Range | 2022 | FIXED_OM | REPLACEMENT | N/A | USD/truck | us | us | 494.5281
light duty trucks | Electric Light-Duty Truck - Long Range | 2022 | FUEL_SWITCHING | NEW | N/A | USD/truck | us | us | 608.1163
light duty trucks | Electric Light-Duty Truck - Long Range | 2022 | FUEL_SWITCHING | REPLACEMENT | N/A | USD/truck | us | us | 0
light duty trucks | Electric Light-Duty Truck - Long Range | 2022 | INSTALLATION | NEW | N/A | USD/truck | us | us | 1579.7939
light duty trucks | Electric Light-Duty Truck - Long Range | 2022 | INSTALLATION | REPLACEMENT | N/A | USD/truck | us | us | 1579.7939
light duty trucks | Electric Light-Duty Truck - Long Range | 2023 | CAPITAL | NEW | N/A | USD/truck | us | us | 54260.0331
light duty trucks | Electric Light-Duty Truck - Long Range | 2023 | CAPITAL | REPLACEMENT | N/A | USD/truck | us | us | 54260.0331
light duty trucks | Electric Light-Duty Truck - Long Range | 2023 | FIXED_OM | NEW | N/A | USD/truck | us | us | 494.5281
light duty trucks | Electric Light-Duty Truck - Long Range | 2023 | FIXED_OM | REPLACEMENT | N/A | USD/truck | us | us | 494.5281
light duty trucks | Electric Light-Duty Truck - Long Range | 2023 | FUEL_SWITCHING | NEW | N/A | USD/truck | us | us | 608.1163
light duty trucks | Electric Light-Duty Truck - Long Range | 2023 | FUEL_SWITCHING | REPLACEMENT | N/A | USD/truck | us | us | 0
light duty trucks | Electric Light-Duty Truck - Long Range | 2023 | INSTALLATION | NEW | N/A | USD/truck | us | us | 1579.7939
light duty trucks | Electric Light-Duty Truck - Long Range | 2023 | INSTALLATION | REPLACEMENT | N/A | USD/truck | us | us | 1579.7939
light duty trucks | Electric Light-Duty Truck - Long Range | 2024 | CAPITAL | NEW | N/A | USD/truck | us | us | 51886.4668
light duty trucks | Electric Light-Duty Truck - Long Range | 2024 | CAPITAL | REPLACEMENT | N/A | USD/truck | us | us | 51886.4668
light duty trucks | Electric Light-Duty Truck - Long Range | 2024 | FIXED_OM | NEW | N/A | USD/truck | us | us | 494.5281
light duty trucks | Electric Light-Duty Truck - Long Range | 2024 | FIXED_OM | REPLACEMENT | N/A | USD/truck | us | us | 494.5281
light duty trucks | Electric Light-Duty Truck - Long Range | 2024 | FUEL_SWITCHING | NEW | N/A | USD/truck | us | us | 608.1163
light duty trucks | Electric Light-Duty Truck - Long Range | 2024 | FUEL_SWITCHING | REPLACEMENT | N/A | USD/truck | us | us | 0
light duty trucks | Electric Light-Duty Truck - Long Range | 2024 | INSTALLATION | NEW | N/A | USD/truck | us | us | 1579.7939
light duty trucks | Electric Light-Duty Truck - Long Range | 2024 | INSTALLATION | REPLACEMENT | N/A | USD/truck | us | us | 1579.7939
light duty trucks | Electric Light-Duty Truck - Long Range | 2025 | CAPITAL | NEW | N/A | USD/truck | us | us | 49646.5918
light duty trucks | Electric Light-Duty Truck - Long Range | 2025 | CAPITAL | REPLACEMENT | N/A | USD/truck | us | us | 49646.5918
light duty trucks | Electric Light-Duty Truck - Long Range | 2025 | FIXED_OM | NEW | N/A | USD/truck | us | us | 494.5281
light duty trucks | Electric Light-Duty Truck - Long Range | 2025 | FIXED_OM | REPLACEMENT | N/A | USD/truck | us | us | 494.5281
light duty trucks | Electric Light-Duty Truck - Long Range | 2025 | FUEL_SWITCHING | NEW | N/A | USD/truck | us | us | 608.1163
light duty trucks | Electric Light-Duty Truck - Long Range | 2025 | FUEL_SWITCHING | REPLACEMENT | N/A | USD/truck | us | us | 0
light duty trucks | Electric Light-Duty Truck - Long Range | 2025 | INSTALLATION | NEW | N/A | USD/truck | us | us | 1579.7939
light duty trucks | Electric Light-Duty Truck - Long Range | 2025 | INSTALLATION | REPLACEMENT | N/A | USD/truck | us | us | 1579.7939
light duty trucks | Electric Light-Duty Truck - Long Range | 2026 | CAPITAL | NEW | N/A | USD/truck | us | us | 47845.0369
light duty trucks | Electric Light-Duty Truck - Long Range | 2026 | CAPITAL | REPLACEMENT | N/A | USD/truck | us | us | 47845.0369
light duty trucks | Electric Light-Duty Truck - Long Range | 2026 | FIXED_OM | NEW | N/A | USD/truck | us | us | 494.5281
light duty trucks | Electric Light-Duty Truck - Long Range | 2026 | FIXED_OM | REPLACEMENT | N/A | USD/truck | us | us | 494.5281
light duty trucks | Electric Light-Duty Truck - Long Range | 2026 | FUEL_SWITCHING | NEW | N/A | USD/truck | us | us | 608.1163
light duty trucks | Electric Light-Duty Truck - Long Range | 2026 | FUEL_SWITCHING | REPLACEMENT | N/A | USD/truck | us | us | 0
light duty trucks | Electric Light-Duty Truck - Long Range | 2026 | INSTALLATION | NEW | N/A | USD/truck | us | us | 1579.7939
light duty trucks | Electric Light-Duty Truck - Long Range | 2026 | INSTALLATION | REPLACEMENT | N/A | USD/truck | us | us | 1579.7939
light duty trucks | Electric Light-Duty Truck - Long Range | 2027 | CAPITAL | NEW | N/A | USD/truck | us | us | 46258.7405
light duty trucks | Electric Light-Duty Truck - Long Range | 2027 | CAPITAL | REPLACEMENT | N/A | USD/truck | us | us | 46258.7405
light duty trucks | Electric Light-Duty Truck - Long Range | 2027 | FIXED_OM | NEW | N/A | USD/truck | us | us | 494.5281
light duty trucks | Electric Light-Duty Truck - Long Range | 2027 | FIXED_OM | REPLACEMENT | N/A | USD/truck | us | us | 494.5281
light duty trucks | Electric Light-Duty Truck - Long Range | 2027 | FUEL_SWITCHING | NEW | N/A | USD/truck | us | us | 608.1163
light duty trucks | Electric Light-Duty Truck - Long Range | 2027 | FUEL_SWITCHING | REPLACEMENT | N/A | USD/truck | us | us | 0
light duty trucks | Electric Light-Duty Truck - Long Range | 2027 | INSTALLATION | NEW | N/A | USD/truck | us | us | 1579.7939
light duty trucks | Electric Light-Duty Truck - Long Range | 2027 | INSTALLATION | REPLACEMENT | N/A | USD/truck | us | us | 1579.7939
light duty trucks | Electric Light-Duty Truck - Long Range | 2028 | CAPITAL | NEW | N/A | USD/truck | us | us | 44831.9374
light duty trucks | Electric Light-Duty Truck - Long Range | 2028 | CAPITAL | REPLACEMENT | N/A | USD/truck | us | us | 44831.9374
light duty trucks | Electric Light-Duty Truck - Long Range | 2028 | FIXED_OM | NEW | N/A | USD/truck | us | us | 494.5281
light duty trucks | Electric Light-Duty Truck - Long Range | 2028 | FIXED_OM | REPLACEMENT | N/A | USD/truck | us | us | 494.5281
light duty trucks | Electric Light-Duty Truck - Long Range | 2028 | FUEL_SWITCHING | NEW | N/A | USD/truck | us | us | 608.1163
light duty trucks | Electric Light-Duty Truck - Long Range | 2028 | FUEL_SWITCHING | REPLACEMENT | N/A | USD/truck | us | us | 0
light duty trucks | Electric Light-Duty Truck - Long Range | 2028 | INSTALLATION | NEW | N/A | USD/truck | us | us | 1579.7939
light duty trucks | Electric Light-Duty Truck - Long Range | 2028 | INSTALLATION | REPLACEMENT | N/A | USD/truck | us | us | 1579.7939
light duty trucks | Electric Light-Duty Truck - Long Range | 2029 | CAPITAL | NEW | N/A | USD/truck | us | us | 43551.3102
light duty trucks | Electric Light-Duty Truck - Long Range | 2029 | CAPITAL | REPLACEMENT | N/A | USD/truck | us | us | 43551.3102
light duty trucks | Electric Light-Duty Truck - Long Range | 2029 | FIXED_OM | NEW | N/A | USD/truck | us | us | 494.5281
light duty trucks | Electric Light-Duty Truck - Long Range | 2029 | FIXED_OM | REPLACEMENT | N/A | USD/truck | us | us | 494.5281
light duty trucks | Electric Light-Duty Truck - Long Range | 2029 | FUEL_SWITCHING | NEW | N/A | USD/truck | us | us | 608.1163
light duty trucks | Electric Light-Duty Truck - Long Range | 2029 | FUEL_SWITCHING | REPLACEMENT | N/A | USD/truck | us | us | 0
light duty trucks | Electric Light-Duty Truck - Long Range | 2029 | INSTALLATION | NEW | N/A | USD/truck | us | us | 1579.7939
light duty trucks | Electric Light-Duty Truck - Long Range | 2029 | INSTALLATION | REPLACEMENT | N/A | USD/truck | us | us | 1579.7939
light duty trucks | Electric Light-Duty Truck - Long Range | 2030 | CAPITAL | NEW | N/A | USD/truck | us | us | 42438.1873
light duty trucks | Electric Light-Duty Truck - Long Range | 2030 | CAPITAL | REPLACEMENT | N/A | USD/truck | us | us | 42438.1873
light duty trucks | Electric Light-Duty Truck - Long Range | 2030 | FIXED_OM | NEW | N/A | USD/truck | us | us | 494.5281
light duty trucks | Electric Light-Duty Truck - Long Range | 2030 | FIXED_OM | REPLACEMENT | N/A | USD/truck | us | us | 494.5281
light duty trucks | Electric Light-Duty Truck - Long Range | 2030 | FUEL_SWITCHING | NEW | N/A | USD/truck | us | us | 608.1163
light duty trucks | Electric Light-Duty Truck - Long Range | 2030 | FUEL_SWITCHING | REPLACEMENT | N/A | USD/truck | us | us | 0
light duty trucks | Electric Light-Duty Truck - Long Range | 2030 | INSTALLATION | NEW | N/A | USD/truck | us | us | 1579.7939
light duty trucks | Electric Light-Duty Truck - Long Range | 2030 | INSTALLATION | REPLACEMENT | N/A | USD/truck | us | us | 1579.7939
light duty trucks | Electric Light-Duty Truck - Long Range | 2031 | CAPITAL | NEW | N/A | USD/truck | us | us | 42447.759
light duty trucks | Electric Light-Duty Truck - Long Range | 2031 | CAPITAL | REPLACEMENT | N/A | USD/truck | us | us | 42447.759
light duty trucks | Electric Light-Duty Truck - Long Range | 2031 | FIXED_OM | NEW | N/A | USD/truck | us | us | 494.5281
light duty trucks | Electric Light-Duty Truck - Long Range | 2031 | FIXED_OM | REPLACEMENT | N/A | USD/truck | us | us | 494.5281
light duty trucks | Electric Light-Duty Truck - Long Range | 2031 | FUEL_SWITCHING | NEW | N/A | USD/truck | us | us | 608.1163
light duty trucks | Electric Light-Duty Truck - Long Range | 2031 | FUEL_SWITCHING | REPLACEMENT | N/A | USD/truck | us | us | 0
light duty trucks | Electric Light-Duty Truck - Long Range | 2031 | INSTALLATION | NEW | N/A | USD/truck | us | us | 1579.7939
light duty trucks | Electric Light-Duty Truck - Long Range | 2031 | INSTALLATION | REPLACEMENT | N/A | USD/truck | us | us | 1579.7939
light duty trucks | Electric Light-Duty Truck - Long Range | 2032 | CAPITAL | NEW | N/A | USD/truck | us | us | 42465.8619
light duty trucks | Electric Light-Duty Truck - Long Range | 2032 | CAPITAL | REPLACEMENT | N/A | USD/truck | us | us | 42465.8619
light duty trucks | Electric Light-Duty Truck - Long Range | 2032 | FIXED_OM | NEW | N/A | USD/truck | us | us | 494.5281
light duty trucks | Electric Light-Duty Truck - Long Range | 2032 | FIXED_OM | REPLACEMENT | N/A | USD/truck | us | us | 494.5281
light duty trucks | Electric Light-Duty Truck - Long Range | 2032 | FUEL_SWITCHING | NEW | N/A | USD/truck | us | us | 608.1163
light duty trucks | Electric Light-Duty Truck - Long Range | 2032 | FUEL_SWITCHING | REPLACEMENT | N/A | USD/truck | us | us | 0
light duty trucks | Electric Light-Duty Truck - Long Range | 2032 | INSTALLATION | NEW | N/A | USD/truck | us | us | 1579.7939
light duty trucks | Electric Light-Duty Truck - Long Range | 2032 | INSTALLATION | REPLACEMENT | N/A | USD/truck | us | us | 1579.7939
light duty trucks | Electric Light-Duty Truck - Long Range | 2033 | CAPITAL | NEW | N/A | USD/truck | us | us | 42510.8072
light duty trucks | Electric Light-Duty Truck - Long Range | 2033 | CAPITAL | REPLACEMENT | N/A | USD/truck | us | us | 42510.8072
light duty trucks | Electric Light-Duty Truck - Long Range | 2033 | FIXED_OM | NEW | N/A | USD/truck | us | us | 494.5281
light duty trucks | Electric Light-Duty Truck - Long Range | 2033 | FIXED_OM | REPLACEMENT | N/A | USD/truck | us | us | 494.5281
light duty trucks | Electric Light-Duty Truck - Long Range | 2033 | FUEL_SWITCHING | NEW | N/A | USD/truck | us | us | 608.1163
light duty trucks | Electric Light-Duty Truck - Long Range | 2033 | FUEL_SWITCHING | REPLACEMENT | N/A | USD/truck | us | us | 0
light duty trucks | Electric Light-Duty Truck - Long Range | 2033 | INSTALLATION | NEW | N/A | USD/truck | us | us | 1579.7939
light duty trucks | Electric Light-Duty Truck - Long Range | 2033 | INSTALLATION | REPLACEMENT | N/A | USD/truck | us | us | 1579.7939
light duty trucks | Electric Light-Duty Truck - Long Range | 2034 | CAPITAL | NEW | N/A | USD/truck | us | us | 42475.2255
light duty trucks | Electric Light-Duty Truck - Long Range | 2034 | CAPITAL | REPLACEMENT | N/A | USD/truck | us | us | 42475.2255
light duty trucks | Electric Light-Duty Truck - Long Range | 2034 | FIXED_OM | NEW | N/A | USD/truck | us | us | 494.5281
light duty trucks | Electric Light-Duty Truck - Long Range | 2034 | FIXED_OM | REPLACEMENT | N/A | USD/truck | us | us | 494.5281
light duty trucks | Electric Light-Duty Truck - Long Range | 2034 | FUEL_SWITCHING | NEW | N/A | USD/truck | us | us | 608.1163
light duty trucks | Electric Light-Duty Truck - Long Range | 2034 | FUEL_SWITCHING | REPLACEMENT | N/A | USD/truck | us | us | 0
light duty trucks | Electric Light-Duty Truck - Long Range | 2034 | INSTALLATION | NEW | N/A | USD/truck | us | us | 1579.7939
light duty trucks | Electric Light-Duty Truck - Long Range | 2034 | INSTALLATION | REPLACEMENT | N/A | USD/truck | us | us | 1579.7939
light duty trucks | Electric Light-Duty Truck - Long Range | 2035 | CAPITAL | NEW | N/A | USD/truck | us | us | 42429.7601
light duty trucks | Electric Light-Duty Truck - Long Range | 2035 | CAPITAL | REPLACEMENT | N/A | USD/truck | us | us | 42429.7601
light duty trucks | Electric Light-Duty Truck - Long Range | 2035 | FIXED_OM | NEW | N/A | USD/truck | us | us | 494.5281
light duty trucks | Electric Light-Duty Truck - Long Range | 2035 | FIXED_OM | REPLACEMENT | N/A | USD/truck | us | us | 494.5281
light duty trucks | Electric Light-Duty Truck - Long Range | 2035 | FUEL_SWITCHING | NEW | N/A | USD/truck | us | us | 608.1163
light duty trucks | Electric Light-Duty Truck - Long Range | 2035 | FUEL_SWITCHING | REPLACEMENT | N/A | USD/truck | us | us | 0
light duty trucks | Electric Light-Duty Truck - Long Range | 2035 | INSTALLATION | NEW | N/A | USD/truck | us | us | 1579.7939
light duty trucks | Electric Light-Duty Truck - Long Range | 2035 | INSTALLATION | REPLACEMENT | N/A | USD/truck | us | us | 1579.7939
light duty trucks | Electric Light-Duty Truck - Long Range | 2036 | CAPITAL | NEW | N/A | USD/truck | us | us | 42385.6472
light duty trucks | Electric Light-Duty Truck - Long Range | 2036 | CAPITAL | REPLACEMENT | N/A | USD/truck | us | us | 42385.6472
light duty trucks | Electric Light-Duty Truck - Long Range | 2036 | FIXED_OM | NEW | N/A | USD/truck | us | us | 494.5281
light duty trucks | Electric Light-Duty Truck - Long Range | 2036 | FIXED_OM | REPLACEMENT | N/A | USD/truck | us | us | 494.5281
light duty trucks | Electric Light-Duty Truck - Long Range | 2036 | FUEL_SWITCHING | NEW | N/A | USD/truck | us | us | 608.1163
light duty trucks | Electric Light-Duty Truck - Long Range | 2036 | FUEL_SWITCHING | REPLACEMENT | N/A | USD/truck | us | us | 0
light duty trucks | Electric Light-Duty Truck - Long Range | 2036 | INSTALLATION | NEW | N/A | USD/truck | us | us | 1579.7939
light duty trucks | Electric Light-Duty Truck - Long Range | 2036 | INSTALLATION | REPLACEMENT | N/A | USD/truck | us | us | 1579.7939
light duty trucks | Electric Light-Duty Truck - Long Range | 2037 | CAPITAL | NEW | N/A | USD/truck | us | us | 42340.7019
light duty trucks | Electric Light-Duty Truck - Long Range | 2037 | CAPITAL | REPLACEMENT | N/A | USD/truck | us | us | 42340.7019
light duty trucks | Electric Light-Duty Truck - Long Range | 2037 | FIXED_OM | NEW | N/A | USD/truck | us | us | 494.5281
light duty trucks | Electric Light-Duty Truck - Long Range | 2037 | FIXED_OM | REPLACEMENT | N/A | USD/truck | us | us | 494.5281
light duty trucks | Electric Light-Duty Truck - Long Range | 2037 | FUEL_SWITCHING | NEW | N/A | USD/truck | us | us | 608.1163
light duty trucks | Electric Light-Duty Truck - Long Range | 2037 | FUEL_SWITCHING | REPLACEMENT | N/A | USD/truck | us | us | 0
light duty trucks | Electric Light-Duty Truck - Long Range | 2037 | INSTALLATION | NEW | N/A | USD/truck | us | us | 1579.7939
light duty trucks | Electric Light-Duty Truck - Long Range | 2037 | INSTALLATION | REPLACEMENT | N/A | USD/truck | us | us | 1579.7939
light duty trucks | Electric Light-Duty Truck - Long Range | 2038 | CAPITAL | NEW | N/A | USD/truck | us | us | 42310.9465
light duty trucks | Electric Light-Duty Truck - Long Range | 2038 | CAPITAL | REPLACEMENT | N/A | USD/truck | us | us | 42310.9465
light duty trucks | Electric Light-Duty Truck - Long Range | 2038 | FIXED_OM | NEW | N/A | USD/truck | us | us | 494.5281
light duty trucks | Electric Light-Duty Truck - Long Range | 2038 | FIXED_OM | REPLACEMENT | N/A | USD/truck | us | us | 494.5281
light duty trucks | Electric Light-Duty Truck - Long Range | 2038 | FUEL_SWITCHING | NEW | N/A | USD/truck | us | us | 608.1163
light duty trucks | Electric Light-Duty Truck - Long Range | 2038 | FUEL_SWITCHING | REPLACEMENT | N/A | USD/truck | us | us | 0
light duty trucks | Electric Light-Duty Truck - Long Range | 2038 | INSTALLATION | NEW | N/A | USD/truck | us | us | 1579.7939
light duty trucks | Electric Light-Duty Truck - Long Range | 2038 | INSTALLATION | REPLACEMENT | N/A | USD/truck | us | us | 1579.7939
light duty trucks | Electric Light-Duty Truck - Long Range | 2039 | CAPITAL | NEW | N/A | USD/truck | us | us | 42269.5387
light duty trucks | Electric Light-Duty Truck - Long Range | 2039 | CAPITAL | REPLACEMENT | N/A | USD/truck | us | us | 42269.5387
light duty trucks | Electric Light-Duty Truck - Long Range | 2039 | FIXED_OM | NEW | N/A | USD/truck | us | us | 494.5281
light duty trucks | Electric Light-Duty Truck - Long Range | 2039 | FIXED_OM | REPLACEMENT | N/A | USD/truck | us | us | 494.5281
light duty trucks | Electric Light-Duty Truck - Long Range | 2039 | FUEL_SWITCHING | NEW | N/A | USD/truck | us | us | 608.1163
light duty trucks | Electric Light-Duty Truck - Long Range | 2039 | FUEL_SWITCHING | REPLACEMENT | N/A | USD/truck | us | us | 0
light duty trucks | Electric Light-Duty Truck - Long Range | 2039 | INSTALLATION | NEW | N/A | USD/truck | us | us | 1579.7939
light duty trucks | Electric Light-Duty Truck - Long Range | 2039 | INSTALLATION | REPLACEMENT | N/A | USD/truck | us | us | 1579.7939
light duty trucks | Electric Light-Duty Truck - Long Range | 2040 | CAPITAL | NEW | N/A | USD/truck | us | us | 42239.6792
light duty trucks | Electric Light-Duty Truck - Long Range | 2040 | CAPITAL | REPLACEMENT | N/A | USD/truck | us | us | 42239.6792
light duty trucks | Electric Light-Duty Truck - Long Range | 2040 | FIXED_OM | NEW | N/A | USD/truck | us | us | 494.5281
light duty trucks | Electric Light-Duty Truck - Long Range | 2040 | FIXED_OM | REPLACEMENT | N/A | USD/truck | us | us | 494.5281
light duty trucks | Electric Light-Duty Truck - Long Range | 2040 | FUEL_SWITCHING | NEW | N/A | USD/truck | us | us | 608.1163
light duty trucks | Electric Light-Duty Truck - Long Range | 2040 | FUEL_SWITCHING | REPLACEMENT | N/A | USD/truck | us | us | 0
light duty trucks | Electric Light-Duty Truck - Long Range | 2040 | INSTALLATION | NEW | N/A | USD/truck | us | us | 1579.7939
light duty trucks | Electric Light-Duty Truck - Long Range | 2040 | INSTALLATION | REPLACEMENT | N/A | USD/truck | us | us | 1579.7939
light duty trucks | Electric Light-Duty Truck - Long Range | 2041 | CAPITAL | NEW | N/A | USD/truck | us | us | 41886.1516
light duty trucks | Electric Light-Duty Truck - Long Range | 2041 | CAPITAL | REPLACEMENT | N/A | USD/truck | us | us | 41886.1516
light duty trucks | Electric Light-Duty Truck - Long Range | 2041 | FIXED_OM | NEW | N/A | USD/truck | us | us | 494.5281
light duty trucks | Electric Light-Duty Truck - Long Range | 2041 | FIXED_OM | REPLACEMENT | N/A | USD/truck | us | us | 494.5281
light duty trucks | Electric Light-Duty Truck - Long Range | 2041 | FUEL_SWITCHING | NEW | N/A | USD/truck | us | us | 608.1163
light duty trucks | Electric Light-Duty Truck - Long Range | 2041 | FUEL_SWITCHING | REPLACEMENT | N/A | USD/truck | us | us | 0
light duty trucks | Electric Light-Duty Truck - Long Range | 2041 | INSTALLATION | NEW | N/A | USD/truck | us | us | 1579.7939
light duty trucks | Electric Light-Duty Truck - Long Range | 2041 | INSTALLATION | REPLACEMENT | N/A | USD/truck | us | us | 1579.7939
light duty trucks | Electric Light-Duty Truck - Long Range | 2042 | CAPITAL | NEW | N/A | USD/truck | us | us | 41908
light duty trucks | Electric Light-Duty Truck - Long Range | 2042 | CAPITAL | REPLACEMENT | N/A | USD/truck | us | us | 41908
light duty trucks | Electric Light-Duty Truck - Long Range | 2042 | FIXED_OM | NEW | N/A | USD/truck | us | us | 494.5281
light duty trucks | Electric Light-Duty Truck - Long Range | 2042 | FIXED_OM | REPLACEMENT | N/A | USD/truck | us | us | 494.5281
light duty trucks | Electric Light-Duty Truck - Long Range | 2042 | FUEL_SWITCHING | NEW | N/A | USD/truck | us | us | 608.1163
light duty trucks | Electric Light-Duty Truck - Long Range | 2042 | FUEL_SWITCHING | REPLACEMENT | N/A | USD/truck | us | us | 0
light duty trucks | Electric Light-Duty Truck - Long Range | 2042 | INSTALLATION | NEW | N/A | USD/truck | us | us | 1579.7939
light duty trucks | Electric Light-Duty Truck - Long Range | 2042 | INSTALLATION | REPLACEMENT | N/A | USD/truck | us | us | 1579.7939
light duty trucks | Electric Light-Duty Truck - Long Range | 2043 | CAPITAL | NEW | N/A | USD/truck | us | us | 41929.6403
light duty trucks | Electric Light-Duty Truck - Long Range | 2043 | CAPITAL | REPLACEMENT | N/A | USD/truck | us | us | 41929.6403
light duty trucks | Electric Light-Duty Truck - Long Range | 2043 | FIXED_OM | NEW | N/A | USD/truck | us | us | 494.5281
light duty trucks | Electric Light-Duty Truck - Long Range | 2043 | FIXED_OM | REPLACEMENT | N/A | USD/truck | us | us | 494.5281
light duty trucks | Electric Light-Duty Truck - Long Range | 2043 | FUEL_SWITCHING | NEW | N/A | USD/truck | us | us | 608.1163
light duty trucks | Electric Light-Duty Truck - Long Range | 2043 | FUEL_SWITCHING | REPLACEMENT | N/A | USD/truck | us | us | 0
light duty trucks | Electric Light-Duty Truck - Long Range | 2043 | INSTALLATION | NEW | N/A | USD/truck | us | us | 1579.7939
light duty trucks | Electric Light-Duty Truck - Long Range | 2043 | INSTALLATION | REPLACEMENT | N/A | USD/truck | us | us | 1579.7939
light duty trucks | Electric Light-Duty Truck - Long Range | 2044 | CAPITAL | NEW | N/A | USD/truck | us | us | 41953.0493
light duty trucks | Electric Light-Duty Truck - Long Range | 2044 | CAPITAL | REPLACEMENT | N/A | USD/truck | us | us | 41953.0493
light duty trucks | Electric Light-Duty Truck - Long Range | 2044 | FIXED_OM | NEW | N/A | USD/truck | us | us | 494.5281
light duty trucks | Electric Light-Duty Truck - Long Range | 2044 | FIXED_OM | REPLACEMENT | N/A | USD/truck | us | us | 494.5281
light duty trucks | Electric Light-Duty Truck - Long Range | 2044 | FUEL_SWITCHING | NEW | N/A | USD/truck | us | us | 608.1163
light duty trucks | Electric Light-Duty Truck - Long Range | 2044 | FUEL_SWITCHING | REPLACEMENT | N/A | USD/truck | us | us | 0
light duty trucks | Electric Light-Duty Truck - Long Range | 2044 | INSTALLATION | NEW | N/A | USD/truck | us | us | 1579.7939
light duty trucks | Electric Light-Duty Truck - Long Range | 2044 | INSTALLATION | REPLACEMENT | N/A | USD/truck | us | us | 1579.7939
light duty trucks | Electric Light-Duty Truck - Long Range | 2045 | CAPITAL | NEW | N/A | USD/truck | us | us | 41997.6824
light duty trucks | Electric Light-Duty Truck - Long Range | 2045 | CAPITAL | REPLACEMENT | N/A | USD/truck | us | us | 41997.6824
light duty trucks | Electric Light-Duty Truck - Long Range | 2045 | FIXED_OM | NEW | N/A | USD/truck | us | us | 494.5281
light duty trucks | Electric Light-Duty Truck - Long Range | 2045 | FIXED_OM | REPLACEMENT | N/A | USD/truck | us | us | 494.5281
light duty trucks | Electric Light-Duty Truck - Long Range | 2045 | FUEL_SWITCHING | NEW | N/A | USD/truck | us | us | 608.1163
light duty trucks | Electric Light-Duty Truck - Long Range | 2045 | FUEL_SWITCHING | REPLACEMENT | N/A | USD/truck | us | us | 0
light duty trucks | Electric Light-Duty Truck - Long Range | 2045 | INSTALLATION | NEW | N/A | USD/truck | us | us | 1579.7939
light duty trucks | Electric Light-Duty Truck - Long Range | 2045 | INSTALLATION | REPLACEMENT | N/A | USD/truck | us | us | 1579.7939
light duty trucks | Electric Light-Duty Truck - Long Range | 2046 | CAPITAL | NEW | N/A | USD/truck | us | us | 42019.7389
light duty trucks | Electric Light-Duty Truck - Long Range | 2046 | CAPITAL | REPLACEMENT | N/A | USD/truck | us | us | 42019.7389
light duty trucks | Electric Light-Duty Truck - Long Range | 2046 | FIXED_OM | NEW | N/A | USD/truck | us | us | 494.5281
light duty trucks | Electric Light-Duty Truck - Long Range | 2046 | FIXED_OM | REPLACEMENT | N/A | USD/truck | us | us | 494.5281
light duty trucks | Electric Light-Duty Truck - Long Range | 2046 | FUEL_SWITCHING | NEW | N/A | USD/truck | us | us | 608.1163
light duty trucks | Electric Light-Duty Truck - Long Range | 2046 | FUEL_SWITCHING | REPLACEMENT | N/A | USD/truck | us | us | 0
light duty trucks | Electric Light-Duty Truck - Long Range | 2046 | INSTALLATION | NEW | N/A | USD/truck | us | us | 1579.7939
light duty trucks | Electric Light-Duty Truck - Long Range | 2046 | INSTALLATION | REPLACEMENT | N/A | USD/truck | us | us | 1579.7939
light duty trucks | Electric Light-Duty Truck - Long Range | 2047 | CAPITAL | NEW | N/A | USD/truck | us | us | 42042.8357
light duty trucks | Electric Light-Duty Truck - Long Range | 2047 | CAPITAL | REPLACEMENT | N/A | USD/truck | us | us | 42042.8357
light duty trucks | Electric Light-Duty Truck - Long Range | 2047 | FIXED_OM | NEW | N/A | USD/truck | us | us | 494.5281
light duty trucks | Electric Light-Duty Truck - Long Range | 2047 | FIXED_OM | REPLACEMENT | N/A | USD/truck | us | us | 494.5281
light duty trucks | Electric Light-Duty Truck - Long Range | 2047 | FUEL_SWITCHING | NEW | N/A | USD/truck | us | us | 608.1163
light duty trucks | Electric Light-Duty Truck - Long Range | 2047 | FUEL_SWITCHING | REPLACEMENT | N/A | USD/truck | us | us | 0
light duty trucks | Electric Light-Duty Truck - Long Range | 2047 | INSTALLATION | NEW | N/A | USD/truck | us | us | 1579.7939
light duty trucks | Electric Light-Duty Truck - Long Range | 2047 | INSTALLATION | REPLACEMENT | N/A | USD/truck | us | us | 1579.7939
light duty trucks | Electric Light-Duty Truck - Long Range | 2048 | CAPITAL | NEW | N/A | USD/truck | us | us | 42068.1174
light duty trucks | Electric Light-Duty Truck - Long Range | 2048 | CAPITAL | REPLACEMENT | N/A | USD/truck | us | us | 42068.1174
light duty trucks | Electric Light-Duty Truck - Long Range | 2048 | FIXED_OM | NEW | N/A | USD/truck | us | us | 494.5281
light duty trucks | Electric Light-Duty Truck - Long Range | 2048 | FIXED_OM | REPLACEMENT | N/A | USD/truck | us | us | 494.5281
light duty trucks | Electric Light-Duty Truck - Long Range | 2048 | FUEL_SWITCHING | NEW | N/A | USD/truck | us | us | 608.1163
light duty trucks | Electric Light-Duty Truck - Long Range | 2048 | FUEL_SWITCHING | REPLACEMENT | N/A | USD/truck | us | us | 0
light duty trucks | Electric Light-Duty Truck - Long Range | 2048 | INSTALLATION | NEW | N/A | USD/truck | us | us | 1579.7939
light duty trucks | Electric Light-Duty Truck - Long Range | 2048 | INSTALLATION | REPLACEMENT | N/A | USD/truck | us | us | 1579.7939
light duty trucks | Electric Light-Duty Truck - Long Range | 2049 | CAPITAL | NEW | N/A | USD/truck | us | us | 42092.4627
light duty trucks | Electric Light-Duty Truck - Long Range | 2049 | CAPITAL | REPLACEMENT | N/A | USD/truck | us | us | 42092.4627
light duty trucks | Electric Light-Duty Truck - Long Range | 2049 | FIXED_OM | NEW | N/A | USD/truck | us | us | 494.5281
light duty trucks | Electric Light-Duty Truck - Long Range | 2049 | FIXED_OM | REPLACEMENT | N/A | USD/truck | us | us | 494.5281
light duty trucks | Electric Light-Duty Truck - Long Range | 2049 | FUEL_SWITCHING | NEW | N/A | USD/truck | us | us | 608.1163
light duty trucks | Electric Light-Duty Truck - Long Range | 2049 | FUEL_SWITCHING | REPLACEMENT | N/A | USD/truck | us | us | 0
light duty trucks | Electric Light-Duty Truck - Long Range | 2049 | INSTALLATION | NEW | N/A | USD/truck | us | us | 1579.7939
light duty trucks | Electric Light-Duty Truck - Long Range | 2049 | INSTALLATION | REPLACEMENT | N/A | USD/truck | us | us | 1579.7939
light duty trucks | Electric Light-Duty Truck - Long Range | 2050 | CAPITAL | NEW | N/A | USD/truck | us | us | 42112.5424
light duty trucks | Electric Light-Duty Truck - Long Range | 2050 | CAPITAL | REPLACEMENT | N/A | USD/truck | us | us | 42112.5424
light duty trucks | Electric Light-Duty Truck - Long Range | 2050 | FIXED_OM | NEW | N/A | USD/truck | us | us | 494.5281
light duty trucks | Electric Light-Duty Truck - Long Range | 2050 | FIXED_OM | REPLACEMENT | N/A | USD/truck | us | us | 494.5281
light duty trucks | Electric Light-Duty Truck - Long Range | 2050 | FUEL_SWITCHING | NEW | N/A | USD/truck | us | us | 608.1163
light duty trucks | Electric Light-Duty Truck - Long Range | 2050 | FUEL_SWITCHING | REPLACEMENT | N/A | USD/truck | us | us | 0
light duty trucks | Electric Light-Duty Truck - Long Range | 2050 | INSTALLATION | NEW | N/A | USD/truck | us | us | 1579.7939
light duty trucks | Electric Light-Duty Truck - Long Range | 2050 | INSTALLATION | REPLACEMENT | N/A | USD/truck | us | us | 1579.7939
light duty trucks | Hydrogen Fuel-Cell Light-Duty Truck | 2020 | CAPITAL | NEW | N/A | USD/truck | us | us | 41964.3
light duty trucks | Hydrogen Fuel-Cell Light-Duty Truck | 2020 | CAPITAL | REPLACEMENT | N/A | USD/truck | us | us | 41964.3
light duty trucks | Hydrogen Fuel-Cell Light-Duty Truck | 2020 | FIXED_OM | NEW | N/A | USD/truck | us | us | 618.1601
light duty trucks | Hydrogen Fuel-Cell Light-Duty Truck | 2020 | FIXED_OM | REPLACEMENT | N/A | USD/truck | us | us | 618.1601
light duty trucks | Hydrogen Fuel-Cell Light-Duty Truck | 2021 | CAPITAL | NEW | N/A | USD/truck | us | us | 41694.58
light duty trucks | Hydrogen Fuel-Cell Light-Duty Truck | 2021 | CAPITAL | REPLACEMENT | N/A | USD/truck | us | us | 41694.58
light duty trucks | Hydrogen Fuel-Cell Light-Duty Truck | 2021 | FIXED_OM | NEW | N/A | USD/truck | us | us | 618.1601
light duty trucks | Hydrogen Fuel-Cell Light-Duty Truck | 2021 | FIXED_OM | REPLACEMENT | N/A | USD/truck | us | us | 618.1601
light duty trucks | Hydrogen Fuel-Cell Light-Duty Truck | 2022 | CAPITAL | NEW | N/A | USD/truck | us | us | 41424.86
light duty trucks | Hydrogen Fuel-Cell Light-Duty Truck | 2022 | CAPITAL | REPLACEMENT | N/A | USD/truck | us | us | 41424.86
light duty trucks | Hydrogen Fuel-Cell Light-Duty Truck | 2022 | FIXED_OM | NEW | N/A | USD/truck | us | us | 618.1601
light duty trucks | Hydrogen Fuel-Cell Light-Duty Truck | 2022 | FIXED_OM | REPLACEMENT | N/A | USD/truck | us | us | 618.1601
light duty trucks | Hydrogen Fuel-Cell Light-Duty Truck | 2023 | CAPITAL | NEW | N/A | USD/truck | us | us | 41155.14
light duty trucks | Hydrogen Fuel-Cell Light-Duty Truck | 2023 | CAPITAL | REPLACEMENT | N/A | USD/truck | us | us | 41155.14
light duty trucks | Hydrogen Fuel-Cell Light-Duty Truck | 2023 | FIXED_OM | NEW | N/A | USD/truck | us | us | 618.1601
light duty trucks | Hydrogen Fuel-Cell Light-Duty Truck | 2023 | FIXED_OM | REPLACEMENT | N/A | USD/truck | us | us | 618.1601
light duty trucks | Hydrogen Fuel-Cell Light-Duty Truck | 2024 | CAPITAL | NEW | N/A | USD/truck | us | us | 40885.42
light duty trucks | Hydrogen Fuel-Cell Light-Duty Truck | 2024 | CAPITAL | REPLACEMENT | N/A | USD/truck | us | us | 40885.42
light duty trucks | Hydrogen Fuel-Cell Light-Duty Truck | 2024 | FIXED_OM | NEW | N/A | USD/truck | us | us | 618.1601
light duty trucks | Hydrogen Fuel-Cell Light-Duty Truck | 2024 | FIXED_OM | REPLACEMENT | N/A | USD/truck | us | us | 618.1601
light duty trucks | Hydrogen Fuel-Cell Light-Duty Truck | 2025 | CAPITAL | NEW | N/A | USD/truck | us | us | 40615.7
light duty trucks | Hydrogen Fuel-Cell Light-Duty Truck | 2025 | CAPITAL | REPLACEMENT | N/A | USD/truck | us | us | 40615.7
light duty trucks | Hydrogen Fuel-Cell Light-Duty Truck | 2025 | FIXED_OM | NEW | N/A | USD/truck | us | us | 618.1601
light duty trucks | Hydrogen Fuel-Cell Light-Duty Truck | 2025 | FIXED_OM | REPLACEMENT | N/A | USD/truck | us | us | 618.1601
light duty trucks | Hydrogen Fuel-Cell Light-Duty Truck | 2026 | CAPITAL | NEW | N/A | USD/truck | us | us | 40345.98
light duty trucks | Hydrogen Fuel-Cell Light-Duty Truck | 2026 | CAPITAL | REPLACEMENT | N/A | USD/truck | us | us | 40345.98
light duty trucks | Hydrogen Fuel-Cell Light-Duty Truck | 2026 | FIXED_OM | NEW | N/A | USD/truck | us | us | 618.1601
light duty trucks | Hydrogen Fuel-Cell Light-Duty Truck | 2026 | FIXED_OM | REPLACEMENT | N/A | USD/truck | us | us | 618.1601
light duty trucks | Hydrogen Fuel-Cell Light-Duty Truck | 2027 | CAPITAL | NEW | N/A | USD/truck | us | us | 40076.26
light duty trucks | Hydrogen Fuel-Cell Light-Duty Truck | 2027 | CAPITAL | REPLACEMENT | N/A | USD/truck | us | us | 40076.26
light duty trucks | Hydrogen Fuel-Cell Light-Duty Truck | 2027 | FIXED_OM | NEW | N/A | USD/truck | us | us | 618.1601
light duty trucks | Hydrogen Fuel-Cell Light-Duty Truck | 2027 | FIXED_OM | REPLACEMENT | N/A | USD/truck | us | us | 618.1601
light duty trucks | Hydrogen Fuel-Cell Light-Duty Truck | 2028 | CAPITAL | NEW | N/A | USD/truck | us | us | 39806.54
light duty trucks | Hydrogen Fuel-Cell Light-Duty Truck | 2028 | CAPITAL | REPLACEMENT | N/A | USD/truck | us | us | 39806.54
light duty trucks | Hydrogen Fuel-Cell Light-Duty Truck | 2028 | FIXED_OM | NEW | N/A | USD/truck | us | us | 618.1601
light duty trucks | Hydrogen Fuel-Cell Light-Duty Truck | 2028 | FIXED_OM | REPLACEMENT | N/A | USD/truck | us | us | 618.1601
light duty trucks | Hydrogen Fuel-Cell Light-Duty Truck | 2029 | CAPITAL | NEW | N/A | USD/truck | us | us | 39536.82
light duty trucks | Hydrogen Fuel-Cell Light-Duty Truck | 2029 | CAPITAL | REPLACEMENT | N/A | USD/truck | us | us | 39536.82
light duty trucks | Hydrogen Fuel-Cell Light-Duty Truck | 2029 | FIXED_OM | NEW | N/A | USD/truck | us | us | 618.1601
light duty trucks | Hydrogen Fuel-Cell Light-Duty Truck | 2029 | FIXED_OM | REPLACEMENT | N/A | USD/truck | us | us | 618.1601
light duty trucks | Hydrogen Fuel-Cell Light-Duty Truck | 2030 | CAPITAL | NEW | N/A | USD/truck | us | us | 39267.1
light duty trucks | Hydrogen Fuel-Cell Light-Duty Truck | 2030 | CAPITAL | REPLACEMENT | N/A | USD/truck | us | us | 39267.1
light duty trucks | Hydrogen Fuel-Cell Light-Duty Truck | 2030 | FIXED_OM | NEW | N/A | USD/truck | us | us | 618.1601
light duty trucks | Hydrogen Fuel-Cell Light-Duty Truck | 2030 | FIXED_OM | REPLACEMENT | N/A | USD/truck | us | us | 618.1601
light duty trucks | Hydrogen Fuel-Cell Light-Duty Truck | 2031 | CAPITAL | NEW | N/A | USD/truck | us | us | 39187.53
light duty trucks | Hydrogen Fuel-Cell Light-Duty Truck | 2031 | CAPITAL | REPLACEMENT | N/A | USD/truck | us | us | 39187.53
light duty trucks | Hydrogen Fuel-Cell Light-Duty Truck | 2031 | FIXED_OM | NEW | N/A | USD/truck | us | us | 618.1601
light duty trucks | Hydrogen Fuel-Cell Light-Duty Truck | 2031 | FIXED_OM | REPLACEMENT | N/A | USD/truck | us | us | 618.1601
light duty trucks | Hydrogen Fuel-Cell Light-Duty Truck | 2032 | CAPITAL | NEW | N/A | USD/truck | us | us | 39107.96
light duty trucks | Hydrogen Fuel-Cell Light-Duty Truck | 2032 | CAPITAL | REPLACEMENT | N/A | USD/truck | us | us | 39107.96
light duty trucks | Hydrogen Fuel-Cell Light-Duty Truck | 2032 | FIXED_OM | NEW | N/A | USD/truck | us | us | 618.1601
light duty trucks | Hydrogen Fuel-Cell Light-Duty Truck | 2032 | FIXED_OM | REPLACEMENT | N/A | USD/truck | us | us | 618.1601
light duty trucks | Hydrogen Fuel-Cell Light-Duty Truck | 2033 | CAPITAL | NEW | N/A | USD/truck | us | us | 39028.39
light duty trucks | Hydrogen Fuel-Cell Light-Duty Truck | 2033 | CAPITAL | REPLACEMENT | N/A | USD/truck | us | us | 39028.39
light duty trucks | Hydrogen Fuel-Cell Light-Duty Truck | 2033 | FIXED_OM | NEW | N/A | USD/truck | us | us | 618.1601
light duty trucks | Hydrogen Fuel-Cell Light-Duty Truck | 2033 | FIXED_OM | REPLACEMENT | N/A | USD/truck | us | us | 618.1601
light duty trucks | Hydrogen Fuel-Cell Light-Duty Truck | 2034 | CAPITAL | NEW | N/A | USD/truck | us | us | 38948.82
light duty trucks | Hydrogen Fuel-Cell Light-Duty Truck | 2034 | CAPITAL | REPLACEMENT | N/A | USD/truck | us | us | 38948.82
light duty trucks | Hydrogen Fuel-Cell Light-Duty Truck | 2034 | FIXED_OM | NEW | N/A | USD/truck | us | us | 618.1601
light duty trucks | Hydrogen Fuel-Cell Light-Duty Truck | 2034 | FIXED_OM | REPLACEMENT | N/A | USD/truck | us | us | 618.1601
light duty trucks | Hydrogen Fuel-Cell Light-Duty Truck | 2035 | CAPITAL | NEW | N/A | USD/truck | us | us | 38869.25
light duty trucks | Hydrogen Fuel-Cell Light-Duty Truck | 2035 | CAPITAL | REPLACEMENT | N/A | USD/truck | us | us | 38869.25
light duty trucks | Hydrogen Fuel-Cell Light-Duty Truck | 2035 | FIXED_OM | NEW | N/A | USD/truck | us | us | 618.1601
light duty trucks | Hydrogen Fuel-Cell Light-Duty Truck | 2035 | FIXED_OM | REPLACEMENT | N/A | USD/truck | us | us | 618.1601
light duty trucks | Hydrogen Fuel-Cell Light-Duty Truck | 2036 | CAPITAL | NEW | N/A | USD/truck | us | us | 38789.68
light duty trucks | Hydrogen Fuel-Cell Light-Duty Truck | 2036 | CAPITAL | REPLACEMENT | N/A | USD/truck | us | us | 38789.68
light duty trucks | Hydrogen Fuel-Cell Light-Duty Truck | 2036 | FIXED_OM | NEW | N/A | USD/truck | us | us | 618.1601
light duty trucks | Hydrogen Fuel-Cell Light-Duty Truck | 2036 | FIXED_OM | REPLACEMENT | N/A | USD/truck | us | us | 618.1601
light duty trucks | Hydrogen Fuel-Cell Light-Duty Truck | 2037 | CAPITAL | NEW | N/A | USD/truck | us | us | 38710.11
light duty trucks | Hydrogen Fuel-Cell Light-Duty Truck | 2037 | CAPITAL | REPLACEMENT | N/A | USD/truck | us | us | 38710.11
light duty trucks | Hydrogen Fuel-Cell Light-Duty Truck | 2037 | FIXED_OM | NEW | N/A | USD/truck | us | us | 618.1601
light duty trucks | Hydrogen Fuel-Cell Light-Duty Truck | 2037 | FIXED_OM | REPLACEMENT | N/A | USD/truck | us | us | 618.1601
light duty trucks | Hydrogen Fuel-Cell Light-Duty Truck | 2038 | CAPITAL | NEW | N/A | USD/truck | us | us | 38630.54
light duty trucks | Hydrogen Fuel-Cell Light-Duty Truck | 2038 | CAPITAL | REPLACEMENT | N/A | USD/truck | us | us | 38630.54
light duty trucks | Hydrogen Fuel-Cell Light-Duty Truck | 2038 | FIXED_OM | NEW | N/A | USD/truck | us | us | 618.1601
light duty trucks | Hydrogen Fuel-Cell Light-Duty Truck | 2038 | FIXED_OM | REPLACEMENT | N/A | USD/truck | us | us | 618.1601
light duty trucks | Hydrogen Fuel-Cell Light-Duty Truck | 2039 | CAPITAL | NEW | N/A | USD/truck | us | us | 38550.97
light duty trucks | Hydrogen Fuel-Cell Light-Duty Truck | 2039 | CAPITAL | REPLACEMENT | N/A | USD/truck | us | us | 38550.97
light duty trucks | Hydrogen Fuel-Cell Light-Duty Truck | 2039 | FIXED_OM | NEW | N/A | USD/truck | us | us | 618.1601
light duty trucks | Hydrogen Fuel-Cell Light-Duty Truck | 2039 | FIXED_OM | REPLACEMENT | N/A | USD/truck | us | us | 618.1601
light duty trucks | Hydrogen Fuel-Cell Light-Duty Truck | 2040 | CAPITAL | NEW | N/A | USD/truck | us | us | 38471.4
light duty trucks | Hydrogen Fuel-Cell Light-Duty Truck | 2040 | CAPITAL | REPLACEMENT | N/A | USD/truck | us | us | 38471.4
light duty trucks | Hydrogen Fuel-Cell Light-Duty Truck | 2040 | FIXED_OM | NEW | N/A | USD/truck | us | us | 618.1601
light duty trucks | Hydrogen Fuel-Cell Light-Duty Truck | 2040 | FIXED_OM | REPLACEMENT | N/A | USD/truck | us | us | 618.1601
light duty trucks | Hydrogen Fuel-Cell Light-Duty Truck | 2041 | CAPITAL | NEW | N/A | USD/truck | us | us | 38445.71
light duty trucks | Hydrogen Fuel-Cell Light-Duty Truck | 2041 | CAPITAL | REPLACEMENT | N/A | USD/truck | us | us | 38445.71
light duty trucks | Hydrogen Fuel-Cell Light-Duty Truck | 2041 | FIXED_OM | NEW | N/A | USD/truck | us | us | 618.1601
light duty trucks | Hydrogen Fuel-Cell Light-Duty Truck | 2041 | FIXED_OM | REPLACEMENT | N/A | USD/truck | us | us | 618.1601
light duty trucks | Hydrogen Fuel-Cell Light-Duty Truck | 2042 | CAPITAL | NEW | N/A | USD/truck | us | us | 38420.02
light duty trucks | Hydrogen Fuel-Cell Light-Duty Truck | 2042 | CAPITAL | REPLACEMENT | N/A | USD/truck | us | us | 38420.02
light duty trucks | Hydrogen Fuel-Cell Light-Duty Truck | 2042 | FIXED_OM | NEW | N/A | USD/truck | us | us | 618.1601
light duty trucks | Hydrogen Fuel-Cell Light-Duty Truck | 2042 | FIXED_OM | REPLACEMENT | N/A | USD/truck | us | us | 618.1601
light duty trucks | Hydrogen Fuel-Cell Light-Duty Truck | 2043 | CAPITAL | NEW | N/A | USD/truck | us | us | 38394.33
light duty trucks | Hydrogen Fuel-Cell Light-Duty Truck | 2043 | CAPITAL | REPLACEMENT | N/A | USD/truck | us | us | 38394.33
light duty trucks | Hydrogen Fuel-Cell Light-Duty Truck | 2043 | FIXED_OM | NEW | N/A | USD/truck | us | us | 618.1601
light duty trucks | Hydrogen Fuel-Cell Light-Duty Truck | 2043 | FIXED_OM | REPLACEMENT | N/A | USD/truck | us | us | 618.1601
light duty trucks | Hydrogen Fuel-Cell Light-Duty Truck | 2044 | CAPITAL | NEW | N/A | USD/truck | us | us | 38368.64
light duty trucks | Hydrogen Fuel-Cell Light-Duty Truck | 2044 | CAPITAL | REPLACEMENT | N/A | USD/truck | us | us | 38368.64
light duty trucks | Hydrogen Fuel-Cell Light-Duty Truck | 2044 | FIXED_OM | NEW | N/A | USD/truck | us | us | 618.1601
light duty trucks | Hydrogen Fuel-Cell Light-Duty Truck | 2044 | FIXED_OM | REPLACEMENT | N/A | USD/truck | us | us | 618.1601
light duty trucks | Hydrogen Fuel-Cell Light-Duty Truck | 2045 | CAPITAL | NEW | N/A | USD/truck | us | us | 38342.95
light duty trucks | Hydrogen Fuel-Cell Light-Duty Truck | 2045 | CAPITAL | REPLACEMENT | N/A | USD/truck | us | us | 38342.95
light duty trucks | Hydrogen Fuel-Cell Light-Duty Truck | 2045 | FIXED_OM | NEW | N/A | USD/truck | us | us | 618.1601
light duty trucks | Hydrogen Fuel-Cell Light-Duty Truck | 2045 | FIXED_OM | REPLACEMENT | N/A | USD/truck | us | us | 618.1601
light duty trucks | Hydrogen Fuel-Cell Light-Duty Truck | 2046 | CAPITAL | NEW | N/A | USD/truck | us | us | 38317.26
light duty trucks | Hydrogen Fuel-Cell Light-Duty Truck | 2046 | CAPITAL | REPLACEMENT | N/A | USD/truck | us | us | 38317.26
light duty trucks | Hydrogen Fuel-Cell Light-Duty Truck | 2046 | FIXED_OM | NEW | N/A | USD/truck | us | us | 618.1601
light duty trucks | Hydrogen Fuel-Cell Light-Duty Truck | 2046 | FIXED_OM | REPLACEMENT | N/A | USD/truck | us | us | 618.1601
light duty trucks | Hydrogen Fuel-Cell Light-Duty Truck | 2047 | CAPITAL | NEW | N/A | USD/truck | us | us | 38291.57
light duty trucks | Hydrogen Fuel-Cell Light-Duty Truck | 2047 | CAPITAL | REPLACEMENT | N/A | USD/truck | us | us | 38291.57
light duty trucks | Hydrogen Fuel-Cell Light-Duty Truck | 2047 | FIXED_OM | NEW | N/A | USD/truck | us | us | 618.1601
light duty trucks | Hydrogen Fuel-Cell Light-Duty Truck | 2047 | FIXED_OM | REPLACEMENT | N/A | USD/truck | us | us | 618.1601
light duty trucks | Hydrogen Fuel-Cell Light-Duty Truck | 2048 | CAPITAL | NEW | N/A | USD/truck | us | us | 38265.88
light duty trucks | Hydrogen Fuel-Cell Light-Duty Truck | 2048 | CAPITAL | REPLACEMENT | N/A | USD/truck | us | us | 38265.88
light duty trucks | Hydrogen Fuel-Cell Light-Duty Truck | 2048 | FIXED_OM | NEW | N/A | USD/truck | us | us | 618.1601
light duty trucks | Hydrogen Fuel-Cell Light-Duty Truck | 2048 | FIXED_OM | REPLACEMENT | N/A | USD/truck | us | us | 618.1601
light duty trucks | Hydrogen Fuel-Cell Light-Duty Truck | 2049 | CAPITAL | NEW | N/A | USD/truck | us | us | 38240.19
light duty trucks | Hydrogen Fuel-Cell Light-Duty Truck | 2049 | CAPITAL | REPLACEMENT | N/A | USD/truck | us | us | 38240.19
light duty trucks | Hydrogen Fuel-Cell Light-Duty Truck | 2049 | FIXED_OM | NEW | N/A | USD/truck | us | us | 618.1601
light duty trucks | Hydrogen Fuel-Cell Light-Duty Truck | 2049 | FIXED_OM | REPLACEMENT | N/A | USD/truck | us | us | 618.1601
light duty trucks | Hydrogen Fuel-Cell Light-Duty Truck | 2050 | CAPITAL | NEW | N/A | USD/truck | us | us | 38214.5
light duty trucks | Hydrogen Fuel-Cell Light-Duty Truck | 2050 | CAPITAL | REPLACEMENT | N/A | USD/truck | us | us | 38214.5
light duty trucks | Hydrogen Fuel-Cell Light-Duty Truck | 2050 | FIXED_OM | NEW | N/A | USD/truck | us | us | 618.1601
light duty trucks | Hydrogen Fuel-Cell Light-Duty Truck | 2050 | FIXED_OM | REPLACEMENT | N/A | USD/truck | us | us | 618.1601
light duty trucks | PHEV - Gasoline - 25 mile range - Light Duty Truck | 2020 | CAPITAL | NEW | N/A | USD/truck | us | us | 44926.3015
light duty trucks | PHEV - Gasoline - 25 mile range - Light Duty Truck | 2020 | CAPITAL | REPLACEMENT | N/A | USD/truck | us | us | 44926.3015
light duty trucks | PHEV - Gasoline - 25 mile range - Light Duty Truck | 2020 | FIXED_OM | NEW | N/A | USD/truck | us | us | 550.1625
light duty trucks | PHEV - Gasoline - 25 mile range - Light Duty Truck | 2020 | FIXED_OM | REPLACEMENT | N/A | USD/truck | us | us | 550.1625
light duty trucks | PHEV - Gasoline - 25 mile range - Light Duty Truck | 2020 | FUEL_SWITCHING | NEW | N/A | USD/truck | us | us | 584.2777
light duty trucks | PHEV - Gasoline - 25 mile range - Light Duty Truck | 2020 | FUEL_SWITCHING | REPLACEMENT | N/A | USD/truck | us | us | 0
light duty trucks | PHEV - Gasoline - 25 mile range - Light Duty Truck | 2020 | INSTALLATION | NEW | N/A | USD/truck | us | us | 1521.3859
light duty trucks | PHEV - Gasoline - 25 mile range - Light Duty Truck | 2020 | INSTALLATION | REPLACEMENT | N/A | USD/truck | us | us | 1521.3859
light duty trucks | PHEV - Gasoline - 25 mile range - Light Duty Truck | 2021 | CAPITAL | NEW | N/A | USD/truck | us | us | 43436.8039
light duty trucks | PHEV - Gasoline - 25 mile range - Light Duty Truck | 2021 | CAPITAL | REPLACEMENT | N/A | USD/truck | us | us | 43436.8039
light duty trucks | PHEV - Gasoline - 25 mile range - Light Duty Truck | 2021 | FIXED_OM | NEW | N/A | USD/truck | us | us | 550.1625
light duty trucks | PHEV - Gasoline - 25 mile range - Light Duty Truck | 2021 | FIXED_OM | REPLACEMENT | N/A | USD/truck | us | us | 550.1625
light duty trucks | PHEV - Gasoline - 25 mile range - Light Duty Truck | 2021 | FUEL_SWITCHING | NEW | N/A | USD/truck | us | us | 584.2777
light duty trucks | PHEV - Gasoline - 25 mile range - Light Duty Truck | 2021 | FUEL_SWITCHING | REPLACEMENT | N/A | USD/truck | us | us | 0
light duty trucks | PHEV - Gasoline - 25 mile range - Light Duty Truck | 2021 | INSTALLATION | NEW | N/A | USD/truck | us | us | 1521.3859
light duty trucks | PHEV - Gasoline - 25 mile range - Light Duty Truck | 2021 | INSTALLATION | REPLACEMENT | N/A | USD/truck | us | us | 1521.3859
light duty trucks | PHEV - Gasoline - 25 mile range - Light Duty Truck | 2022 | CAPITAL | NEW | N/A | USD/truck | us | us | 41947.3063
light duty trucks | PHEV - Gasoline - 25 mile range - Light Duty Truck | 2022 | CAPITAL | REPLACEMENT | N/A | USD/truck | us | us | 41947.3063
light duty trucks | PHEV - Gasoline - 25 mile range - Light Duty Truck | 2022 | FIXED_OM | NEW | N/A | USD/truck | us | us | 550.1625
light duty trucks | PHEV - Gasoline - 25 mile range - Light Duty Truck | 2022 | FIXED_OM | REPLACEMENT | N/A | USD/truck | us | us | 550.1625
light duty trucks | PHEV - Gasoline - 25 mile range - Light Duty Truck | 2022 | FUEL_SWITCHING | NEW | N/A | USD/truck | us | us | 584.2777
light duty trucks | PHEV - Gasoline - 25 mile range - Light Duty Truck | 2022 | FUEL_SWITCHING | REPLACEMENT | N/A | USD/truck | us | us | 0
light duty trucks | PHEV - Gasoline - 25 mile range - Light Duty Truck | 2022 | INSTALLATION | NEW | N/A | USD/truck | us | us | 1521.3859
light duty trucks | PHEV - Gasoline - 25 mile range - Light Duty Truck | 2022 | INSTALLATION | REPLACEMENT | N/A | USD/truck | us | us | 1521.3859
light duty trucks | PHEV - Gasoline - 25 mile range - Light Duty Truck | 2023 | CAPITAL | NEW | N/A | USD/truck | us | us | 40457.8086
light duty trucks | PHEV - Gasoline - 25 mile range - Light Duty Truck | 2023 | CAPITAL | REPLACEMENT | N/A | USD/truck | us | us | 40457.8086
light duty trucks | PHEV - Gasoline - 25 mile range - Light Duty Truck | 2023 | FIXED_OM | NEW | N/A | USD/truck | us | us | 550.1625
light duty trucks | PHEV - Gasoline - 25 mile range - Light Duty Truck | 2023 | FIXED_OM | REPLACEMENT | N/A | USD/truck | us | us | 550.1625
light duty trucks | PHEV - Gasoline - 25 mile range - Light Duty Truck | 2023 | FUEL_SWITCHING | NEW | N/A | USD/truck | us | us | 584.2777
light duty trucks | PHEV - Gasoline - 25 mile range - Light Duty Truck | 2023 | FUEL_SWITCHING | REPLACEMENT | N/A | USD/truck | us | us | 0
light duty trucks | PHEV - Gasoline - 25 mile range - Light Duty Truck | 2023 | INSTALLATION | NEW | N/A | USD/truck | us | us | 1521.3859
light duty trucks | PHEV - Gasoline - 25 mile range - Light Duty Truck | 2023 | INSTALLATION | REPLACEMENT | N/A | USD/truck | us | us | 1521.3859
light duty trucks | PHEV - Gasoline - 25 mile range - Light Duty Truck | 2024 | CAPITAL | NEW | N/A | USD/truck | us | us | 38968.311
light duty trucks | PHEV - Gasoline - 25 mile range - Light Duty Truck | 2024 | CAPITAL | REPLACEMENT | N/A | USD/truck | us | us | 38968.311
light duty trucks | PHEV - Gasoline - 25 mile range - Light Duty Truck | 2024 | FIXED_OM | NEW | N/A | USD/truck | us | us | 550.1625
light duty trucks | PHEV - Gasoline - 25 mile range - Light Duty Truck | 2024 | FIXED_OM | REPLACEMENT | N/A | USD/truck | us | us | 550.1625
light duty trucks | PHEV - Gasoline - 25 mile range - Light Duty Truck | 2024 | FUEL_SWITCHING | NEW | N/A | USD/truck | us | us | 584.2777
light duty trucks | PHEV - Gasoline - 25 mile range - Light Duty Truck | 2024 | FUEL_SWITCHING | REPLACEMENT | N/A | USD/truck | us | us | 0
light duty trucks | PHEV - Gasoline - 25 mile range - Light Duty Truck | 2024 | INSTALLATION | NEW | N/A | USD/truck | us | us | 1521.3859
light duty trucks | PHEV - Gasoline - 25 mile range - Light Duty Truck | 2024 | INSTALLATION | REPLACEMENT | N/A | USD/truck | us | us | 1521.3859
light duty trucks | PHEV - Gasoline - 25 mile range - Light Duty Truck | 2025 | CAPITAL | NEW | N/A | USD/truck | us | us | 37478.8134
light duty trucks | PHEV - Gasoline - 25 mile range - Light Duty Truck | 2025 | CAPITAL | REPLACEMENT | N/A | USD/truck | us | us | 37478.8134
light duty trucks | PHEV - Gasoline - 25 mile range - Light Duty Truck | 2025 | FIXED_OM | NEW | N/A | USD/truck | us | us | 550.1625
light duty trucks | PHEV - Gasoline - 25 mile range - Light Duty Truck | 2025 | FIXED_OM | REPLACEMENT | N/A | USD/truck | us | us | 550.1625
light duty trucks | PHEV - Gasoline - 25 mile range - Light Duty Truck | 2025 | FUEL_SWITCHING | NEW | N/A | USD/truck | us | us | 584.2777
light duty trucks | PHEV - Gasoline - 25 mile range - Light Duty Truck | 2025 | FUEL_SWITCHING | REPLACEMENT | N/A | USD/truck | us | us | 0
light duty trucks | PHEV - Gasoline - 25 mile range - Light Duty Truck | 2025 | INSTALLATION | NEW | N/A | USD/truck | us | us | 1521.3859
light duty trucks | PHEV - Gasoline - 25 mile range - Light Duty Truck | 2025 | INSTALLATION | REPLACEMENT | N/A | USD/truck | us | us | 1521.3859
light duty trucks | PHEV - Gasoline - 25 mile range - Light Duty Truck | 2026 | CAPITAL | NEW | N/A | USD/truck | us | us | 37308.3752
light duty trucks | PHEV - Gasoline - 25 mile range - Light Duty Truck | 2026 | CAPITAL | REPLACEMENT | N/A | USD/truck | us | us | 37308.3752
light duty trucks | PHEV - Gasoline - 25 mile range - Light Duty Truck | 2026 | FIXED_OM | NEW | N/A | USD/truck | us | us | 550.1625
light duty trucks | PHEV - Gasoline - 25 mile range - Light Duty Truck | 2026 | FIXED_OM | REPLACEMENT | N/A | USD/truck | us | us | 550.1625
light duty trucks | PHEV - Gasoline - 25 mile range - Light Duty Truck | 2026 | FUEL_SWITCHING | NEW | N/A | USD/truck | us | us | 584.2777
light duty trucks | PHEV - Gasoline - 25 mile range - Light Duty Truck | 2026 | FUEL_SWITCHING | REPLACEMENT | N/A | USD/truck | us | us | 0
light duty trucks | PHEV - Gasoline - 25 mile range - Light Duty Truck | 2026 | INSTALLATION | NEW | N/A | USD/truck | us | us | 1521.3859
light duty trucks | PHEV - Gasoline - 25 mile range - Light Duty Truck | 2026 | INSTALLATION | REPLACEMENT | N/A | USD/truck | us | us | 1521.3859
light duty trucks | PHEV - Gasoline - 25 mile range - Light Duty Truck | 2027 | CAPITAL | NEW | N/A | USD/truck | us | us | 37137.937
light duty trucks | PHEV - Gasoline - 25 mile range - Light Duty Truck | 2027 | CAPITAL | REPLACEMENT | N/A | USD/truck | us | us | 37137.937
light duty trucks | PHEV - Gasoline - 25 mile range - Light Duty Truck | 2027 | FIXED_OM | NEW | N/A | USD/truck | us | us | 550.1625
light duty trucks | PHEV - Gasoline - 25 mile range - Light Duty Truck | 2027 | FIXED_OM | REPLACEMENT | N/A | USD/truck | us | us | 550.1625
light duty trucks | PHEV - Gasoline - 25 mile range - Light Duty Truck | 2027 | FUEL_SWITCHING | NEW | N/A | USD/truck | us | us | 584.2777
light duty trucks | PHEV - Gasoline - 25 mile range - Light Duty Truck | 2027 | FUEL_SWITCHING | REPLACEMENT | N/A | USD/truck | us | us | 0
light duty trucks | PHEV - Gasoline - 25 mile range - Light Duty Truck | 2027 | INSTALLATION | NEW | N/A | USD/truck | us | us | 1521.3859
light duty trucks | PHEV - Gasoline - 25 mile range - Light Duty Truck | 2027 | INSTALLATION | REPLACEMENT | N/A | USD/truck | us | us | 1521.3859
light duty trucks | PHEV - Gasoline - 25 mile range - Light Duty Truck | 2028 | CAPITAL | NEW | N/A | USD/truck | us | us | 36967.4989
light duty trucks | PHEV - Gasoline - 25 mile range - Light Duty Truck | 2028 | CAPITAL | REPLACEMENT | N/A | USD/truck | us | us | 36967.4989
light duty trucks | PHEV - Gasoline - 25 mile range - Light Duty Truck | 2028 | FIXED_OM | NEW | N/A | USD/truck | us | us | 550.1625
light duty trucks | PHEV - Gasoline - 25 mile range - Light Duty Truck | 2028 | FIXED_OM | REPLACEMENT | N/A | USD/truck | us | us | 550.1625
light duty trucks | PHEV - Gasoline - 25 mile range - Light Duty Truck | 2028 | FUEL_SWITCHING | NEW | N/A | USD/truck | us | us | 584.2777
light duty trucks | PHEV - Gasoline - 25 mile range - Light Duty Truck | 2028 | FUEL_SWITCHING | REPLACEMENT | N/A | USD/truck | us | us | 0
light duty trucks | PHEV - Gasoline - 25 mile range - Light Duty Truck | 2028 | INSTALLATION | NEW | N/A | USD/truck | us | us | 1521.3859
light duty trucks | PHEV - Gasoline - 25 mile range - Light Duty Truck | 2028 | INSTALLATION | REPLACEMENT | N/A | USD/truck | us | us | 1521.3859
light duty trucks | PHEV - Gasoline - 25 mile range - Light Duty Truck | 2029 | CAPITAL | NEW | N/A | USD/truck | us | us | 36797.0607
light duty trucks | PHEV - Gasoline - 25 mile range - Light Duty Truck | 2029 | CAPITAL | REPLACEMENT | N/A | USD/truck | us | us | 36797.0607
light duty trucks | PHEV - Gasoline - 25 mile range - Light Duty Truck | 2029 | FIXED_OM | NEW | N/A | USD/truck | us | us | 550.1625
light duty trucks | PHEV - Gasoline - 25 mile range - Light Duty Truck | 2029 | FIXED_OM | REPLACEMENT | N/A | USD/truck | us | us | 550.1625
light duty trucks | PHEV - Gasoline - 25 mile range - Light Duty Truck | 2029 | FUEL_SWITCHING | NEW | N/A | USD/truck | us | us | 584.2777
light duty trucks | PHEV - Gasoline - 25 mile range - Light Duty Truck | 2029 | FUEL_SWITCHING | REPLACEMENT | N/A | USD/truck | us | us | 0
light duty trucks | PHEV - Gasoline - 25 mile range - Light Duty Truck | 2029 | INSTALLATION | NEW | N/A | USD/truck | us | us | 1521.3859
light duty trucks | PHEV - Gasoline - 25 mile range - Light Duty Truck | 2029 | INSTALLATION | REPLACEMENT | N/A | USD/truck | us | us | 1521.3859
light duty trucks | PHEV - Gasoline - 25 mile range - Light Duty Truck | 2030 | CAPITAL | NEW | N/A | USD/truck | us | us | 36626.6226
light duty trucks | PHEV - Gasoline - 25 mile range - Light Duty Truck | 2030 | CAPITAL | REPLACEMENT | N/A | USD/truck | us | us | 36626.6226
light duty trucks | PHEV - Gasoline - 25 mile range - Light Duty Truck | 2030 | FIXED_OM | NEW | N/A | USD/truck | us | us | 550.1625
light duty trucks | PHEV - Gasoline - 25 mile range - Light Duty Truck | 2030 | FIXED_OM | REPLACEMENT | N/A | USD/truck | us | us | 550.1625
light duty trucks | PHEV - Gasoline - 25 mile range - Light Duty Truck | 2030 | FUEL_SWITCHING | NEW | N/A | USD/truck | us | us | 584.2777
light duty trucks | PHEV - Gasoline - 25 mile range - Light Duty Truck | 2030 | FUEL_SWITCHING | REPLACEMENT | N/A | USD/truck | us | us | 0
light duty trucks | PHEV - Gasoline - 25 mile range - Light Duty Truck | 2030 | INSTALLATION | NEW | N/A | USD/truck | us | us | 1521.3859
light duty trucks | PHEV - Gasoline - 25 mile range - Light Duty Truck | 2030 | INSTALLATION | REPLACEMENT | N/A | USD/truck | us | us | 1521.3859
light duty trucks | PHEV - Gasoline - 25 mile range - Light Duty Truck | 2031 | CAPITAL | NEW | N/A | USD/truck | us | us | 36626.6226
light duty trucks | PHEV - Gasoline - 25 mile range - Light Duty Truck | 2031 | CAPITAL | REPLACEMENT | N/A | USD/truck | us | us | 36626.6226
light duty trucks | PHEV - Gasoline - 25 mile range - Light Duty Truck | 2031 | FIXED_OM | NEW | N/A | USD/truck | us | us | 550.1625
light duty trucks | PHEV - Gasoline - 25 mile range - Light Duty Truck | 2031 | FIXED_OM | REPLACEMENT | N/A | USD/truck | us | us | 550.1625
light duty trucks | PHEV - Gasoline - 25 mile range - Light Duty Truck | 2031 | FUEL_SWITCHING | NEW | N/A | USD/truck | us | us | 584.2777
light duty trucks | PHEV - Gasoline - 25 mile range - Light Duty Truck | 2031 | FUEL_SWITCHING | REPLACEMENT | N/A | USD/truck | us | us | 0
light duty trucks | PHEV - Gasoline - 25 mile range - Light Duty Truck | 2031 | INSTALLATION | NEW | N/A | USD/truck | us | us | 1521.3859
light duty trucks | PHEV - Gasoline - 25 mile range - Light Duty Truck | 2031 | INSTALLATION | REPLACEMENT | N/A | USD/truck | us | us | 1521.3859
light duty trucks | PHEV - Gasoline - 25 mile range - Light Duty Truck | 2032 | CAPITAL | NEW | N/A | USD/truck | us | us | 36626.6226
light duty trucks | PHEV - Gasoline - 25 mile range - Light Duty Truck | 2032 | CAPITAL | REPLACEMENT | N/A | USD/truck | us | us | 36626.6226
light duty trucks | PHEV - Gasoline - 25 mile range - Light Duty Truck | 2032 | FIXED_OM | NEW | N/A | USD/truck | us | us | 550.1625
light duty trucks | PHEV - Gasoline - 25 mile range - Light Duty Truck | 2032 | FIXED_OM | REPLACEMENT | N/A | USD/truck | us | us | 550.1625
light duty trucks | PHEV - Gasoline - 25 mile range - Light Duty Truck | 2032 | FUEL_SWITCHING | NEW | N/A | USD/truck | us | us | 584.2777
light duty trucks | PHEV - Gasoline - 25 mile range - Light Duty Truck | 2032 | FUEL_SWITCHING | REPLACEMENT | N/A | USD/truck | us | us | 0
light duty trucks | PHEV - Gasoline - 25 mile range - Light Duty Truck | 2032 | INSTALLATION | NEW | N/A | USD/truck | us | us | 1521.3859
light duty trucks | PHEV - Gasoline - 25 mile range - Light Duty Truck | 2032 | INSTALLATION | REPLACEMENT | N/A | USD/truck | us | us | 1521.3859
light duty trucks | PHEV - Gasoline - 25 mile range - Light Duty Truck | 2033 | CAPITAL | NEW | N/A | USD/truck | us | us | 36626.6226
light duty trucks | PHEV - Gasoline - 25 mile range - Light Duty Truck | 2033 | CAPITAL | REPLACEMENT | N/A | USD/truck | us | us | 36626.6226
light duty trucks | PHEV - Gasoline - 25 mile range - Light Duty Truck | 2033 | FIXED_OM | NEW | N/A | USD/truck | us | us | 550.1625
light duty trucks | PHEV - Gasoline - 25 mile range - Light Duty Truck | 2033 | FIXED_OM | REPLACEMENT | N/A | USD/truck | us | us | 550.1625
light duty trucks | PHEV - Gasoline - 25 mile range - Light Duty Truck | 2033 | FUEL_SWITCHING | NEW | N/A | USD/truck | us | us | 584.2777
light duty trucks | PHEV - Gasoline - 25 mile range - Light Duty Truck | 2033 | FUEL_SWITCHING | REPLACEMENT | N/A | USD/truck | us | us | 0
light duty trucks | PHEV - Gasoline - 25 mile range - Light Duty Truck | 2033 | INSTALLATION | NEW | N/A | USD/truck | us | us | 1521.3859
light duty trucks | PHEV - Gasoline - 25 mile range - Light Duty Truck | 2033 | INSTALLATION | REPLACEMENT | N/A | USD/truck | us | us | 1521.3859
light duty trucks | PHEV - Gasoline - 25 mile range - Light Duty Truck | 2034 | CAPITAL | NEW | N/A | USD/truck | us | us | 36626.6226
light duty trucks | PHEV - Gasoline - 25 mile range - Light Duty Truck | 2034 | CAPITAL | REPLACEMENT | N/A | USD/truck | us | us | 36626.6226
light duty trucks | PHEV - Gasoline - 25 mile range - Light Duty Truck | 2034 | FIXED_OM | NEW | N/A | USD/truck | us | us | 550.1625
light duty trucks | PHEV - Gasoline - 25 mile range - Light Duty Truck | 2034 | FIXED_OM | REPLACEMENT | N/A | USD/truck | us | us | 550.1625
light duty trucks | PHEV - Gasoline - 25 mile range - Light Duty Truck | 2034 | FUEL_SWITCHING | NEW | N/A | USD/truck | us | us | 584.2777
light duty trucks | PHEV - Gasoline - 25 mile range - Light Duty Truck | 2034 | FUEL_SWITCHING | REPLACEMENT | N/A | USD/truck | us | us | 0
light duty trucks | PHEV - Gasoline - 25 mile range - Light Duty Truck | 2034 | INSTALLATION | NEW | N/A | USD/truck | us | us | 1521.3859
light duty trucks | PHEV - Gasoline - 25 mile range - Light Duty Truck | 2034 | INSTALLATION | REPLACEMENT | N/A | USD/truck | us | us | 1521.3859
light duty trucks | PHEV - Gasoline - 25 mile range - Light Duty Truck | 2035 | CAPITAL | NEW | N/A | USD/truck | us | us | 36626.6226
light duty trucks | PHEV - Gasoline - 25 mile range - Light Duty Truck | 2035 | CAPITAL | REPLACEMENT | N/A | USD/truck | us | us | 36626.6226
light duty trucks | PHEV - Gasoline - 25 mile range - Light Duty Truck | 2035 | FIXED_OM | NEW | N/A | USD/truck | us | us | 550.1625
light duty trucks | PHEV - Gasoline - 25 mile range - Light Duty Truck | 2035 | FIXED_OM | REPLACEMENT | N/A | USD/truck | us | us | 550.1625
light duty trucks | PHEV - Gasoline - 25 mile range - Light Duty Truck | 2035 | FUEL_SWITCHING | NEW | N/A | USD/truck | us | us | 584.2777
light duty trucks | PHEV - Gasoline - 25 mile range - Light Duty Truck | 2035 | FUEL_SWITCHING | REPLACEMENT | N/A | USD/truck | us | us | 0
light duty trucks | PHEV - Gasoline - 25 mile range - Light Duty Truck | 2035 | INSTALLATION | NEW | N/A | USD/truck | us | us | 1521.3859
light duty trucks | PHEV - Gasoline - 25 mile range - Light Duty Truck | 2035 | INSTALLATION | REPLACEMENT | N/A | USD/truck | us | us | 1521.3859
light duty trucks | PHEV - Gasoline - 25 mile range - Light Duty Truck | 2036 | CAPITAL | NEW | N/A | USD/truck | us | us | 36548.4192
light duty trucks | PHEV - Gasoline - 25 mile range - Light Duty Truck | 2036 | CAPITAL | REPLACEMENT | N/A | USD/truck | us | us | 36548.4192
light duty trucks | PHEV - Gasoline - 25 mile range - Light Duty Truck | 2036 | FIXED_OM | NEW | N/A | USD/truck | us | us | 550.1625
light duty trucks | PHEV - Gasoline - 25 mile range - Light Duty Truck | 2036 | FIXED_OM | REPLACEMENT | N/A | USD/truck | us | us | 550.1625
light duty trucks | PHEV - Gasoline - 25 mile range - Light Duty Truck | 2036 | FUEL_SWITCHING | NEW | N/A | USD/truck | us | us | 584.2777
light duty trucks | PHEV - Gasoline - 25 mile range - Light Duty Truck | 2036 | FUEL_SWITCHING | REPLACEMENT | N/A | USD/truck | us | us | 0
light duty trucks | PHEV - Gasoline - 25 mile range - Light Duty Truck | 2036 | INSTALLATION | NEW | N/A | USD/truck | us | us | 1521.3859
light duty trucks | PHEV - Gasoline - 25 mile range - Light Duty Truck | 2036 | INSTALLATION | REPLACEMENT | N/A | USD/truck | us | us | 1521.3859
light duty trucks | PHEV - Gasoline - 25 mile range - Light Duty Truck | 2037 | CAPITAL | NEW | N/A | USD/truck | us | us | 36470.2159
light duty trucks | PHEV - Gasoline - 25 mile range - Light Duty Truck | 2037 | CAPITAL | REPLACEMENT | N/A | USD/truck | us | us | 36470.2159
light duty trucks | PHEV - Gasoline - 25 mile range - Light Duty Truck | 2037 | FIXED_OM | NEW | N/A | USD/truck | us | us | 550.1625
light duty trucks | PHEV - Gasoline - 25 mile range - Light Duty Truck | 2037 | FIXED_OM | REPLACEMENT | N/A | USD/truck | us | us | 550.1625
light duty trucks | PHEV - Gasoline - 25 mile range - Light Duty Truck | 2037 | FUEL_SWITCHING | NEW | N/A | USD/truck | us | us | 584.2777
light duty trucks | PHEV - Gasoline - 25 mile range - Light Duty Truck | 2037 | FUEL_SWITCHING | REPLACEMENT | N/A | USD/truck | us | us | 0
light duty trucks | PHEV - Gasoline - 25 mile range - Light Duty Truck | 2037 | INSTALLATION | NEW | N/A | USD/truck | us | us | 1521.3859
light duty trucks | PHEV - Gasoline - 25 mile range - Light Duty Truck | 2037 | INSTALLATION | REPLACEMENT | N/A | USD/truck | us | us | 1521.3859
light duty trucks | PHEV - Gasoline - 25 mile range - Light Duty Truck | 2038 | CAPITAL | NEW | N/A | USD/truck | us | us | 36392.0126
light duty trucks | PHEV - Gasoline - 25 mile range - Light Duty Truck | 2038 | CAPITAL | REPLACEMENT | N/A | USD/truck | us | us | 36392.0126
light duty trucks | PHEV - Gasoline - 25 mile range - Light Duty Truck | 2038 | FIXED_OM | NEW | N/A | USD/truck | us | us | 550.1625
light duty trucks | PHEV - Gasoline - 25 mile range - Light Duty Truck | 2038 | FIXED_OM | REPLACEMENT | N/A | USD/truck | us | us | 550.1625
light duty trucks | PHEV - Gasoline - 25 mile range - Light Duty Truck | 2038 | FUEL_SWITCHING | NEW | N/A | USD/truck | us | us | 584.2777
light duty trucks | PHEV - Gasoline - 25 mile range - Light Duty Truck | 2038 | FUEL_SWITCHING | REPLACEMENT | N/A | USD/truck | us | us | 0
light duty trucks | PHEV - Gasoline - 25 mile range - Light Duty Truck | 2038 | INSTALLATION | NEW | N/A | USD/truck | us | us | 1521.3859
light duty trucks | PHEV - Gasoline - 25 mile range - Light Duty Truck | 2038 | INSTALLATION | REPLACEMENT | N/A | USD/truck | us | us | 1521.3859
light duty trucks | PHEV - Gasoline - 25 mile range - Light Duty Truck | 2039 | CAPITAL | NEW | N/A | USD/truck | us | us | 36313.8093
light duty trucks | PHEV - Gasoline - 25 mile range - Light Duty Truck | 2039 | CAPITAL | REPLACEMENT | N/A | USD/truck | us | us | 36313.8093
light duty trucks | PHEV - Gasoline - 25 mile range - Light Duty Truck | 2039 | FIXED_OM | NEW | N/A | USD/truck | us | us | 550.1625
light duty trucks | PHEV - Gasoline - 25 mile range - Light Duty Truck | 2039 | FIXED_OM | REPLACEMENT | N/A | USD/truck | us | us | 550.1625
light duty trucks | PHEV - Gasoline - 25 mile range - Light Duty Truck | 2039 | FUEL_SWITCHING | NEW | N/A | USD/truck | us | us | 584.2777
light duty trucks | PHEV - Gasoline - 25 mile range - Light Duty Truck | 2039 | FUEL_SWITCHING | REPLACEMENT | N/A | USD/truck | us | us | 0
light duty trucks | PHEV - Gasoline - 25 mile range - Light Duty Truck | 2039 | INSTALLATION | NEW | N/A | USD/truck | us | us | 1521.3859
light duty trucks | PHEV - Gasoline - 25 mile range - Light Duty Truck | 2039 | INSTALLATION | REPLACEMENT | N/A | USD/truck | us | us | 1521.3859
light duty trucks | PHEV - Gasoline - 25 mile range - Light Duty Truck | 2040 | CAPITAL | NEW | N/A | USD/truck | us | us | 36235.6059
light duty trucks | PHEV - Gasoline - 25 mile range - Light Duty Truck | 2040 | CAPITAL | REPLACEMENT | N/A | USD/truck | us | us | 36235.6059
light duty trucks | PHEV - Gasoline - 25 mile range - Light Duty Truck | 2040 | FIXED_OM | NEW | N/A | USD/truck | us | us | 550.1625
light duty trucks | PHEV - Gasoline - 25 mile range - Light Duty Truck | 2040 | FIXED_OM | REPLACEMENT | N/A | USD/truck | us | us | 550.1625
light duty trucks | PHEV - Gasoline - 25 mile range - Light Duty Truck | 2040 | FUEL_SWITCHING | NEW | N/A | USD/truck | us | us | 584.2777
light duty trucks | PHEV - Gasoline - 25 mile range - Light Duty Truck | 2040 | FUEL_SWITCHING | REPLACEMENT | N/A | USD/truck | us | us | 0
light duty trucks | PHEV - Gasoline - 25 mile range - Light Duty Truck | 2040 | INSTALLATION | NEW | N/A | USD/truck | us | us | 1521.3859
light duty trucks | PHEV - Gasoline - 25 mile range - Light Duty Truck | 2040 | INSTALLATION | REPLACEMENT | N/A | USD/truck | us | us | 1521.3859
light duty trucks | PHEV - Gasoline - 25 mile range - Light Duty Truck | 2041 | CAPITAL | NEW | N/A | USD/truck | us | us | 36157.4026
light duty trucks | PHEV - Gasoline - 25 mile range - Light Duty Truck | 2041 | CAPITAL | REPLACEMENT | N/A | USD/truck | us | us | 36157.4026
light duty trucks | PHEV - Gasoline - 25 mile range - Light Duty Truck | 2041 | FIXED_OM | NEW | N/A | USD/truck | us | us | 550.1625
light duty trucks | PHEV - Gasoline - 25 mile range - Light Duty Truck | 2041 | FIXED_OM | REPLACEMENT | N/A | USD/truck | us | us | 550.1625
light duty trucks | PHEV - Gasoline - 25 mile range - Light Duty Truck | 2041 | FUEL_SWITCHING | NEW | N/A | USD/truck | us | us | 584.2777
light duty trucks | PHEV - Gasoline - 25 mile range - Light Duty Truck | 2041 | FUEL_SWITCHING | REPLACEMENT | N/A | USD/truck | us | us | 0
light duty trucks | PHEV - Gasoline - 25 mile range - Light Duty Truck | 2041 | INSTALLATION | NEW | N/A | USD/truck | us | us | 1521.3859
light duty trucks | PHEV - Gasoline - 25 mile range - Light Duty Truck | 2041 | INSTALLATION | REPLACEMENT | N/A | USD/truck | us | us | 1521.3859
light duty trucks | PHEV - Gasoline - 25 mile range - Light Duty Truck | 2042 | CAPITAL | NEW | N/A | USD/truck | us | us | 36079.1993
light duty trucks | PHEV - Gasoline - 25 mile range - Light Duty Truck | 2042 | CAPITAL | REPLACEMENT | N/A | USD/truck | us | us | 36079.1993
light duty trucks | PHEV - Gasoline - 25 mile range - Light Duty Truck | 2042 | FIXED_OM | NEW | N/A | USD/truck | us | us | 550.1625
light duty trucks | PHEV - Gasoline - 25 mile range - Light Duty Truck | 2042 | FIXED_OM | REPLACEMENT | N/A | USD/truck | us | us | 550.1625
light duty trucks | PHEV - Gasoline - 25 mile range - Light Duty Truck | 2042 | FUEL_SWITCHING | NEW | N/A | USD/truck | us | us | 584.2777
light duty trucks | PHEV - Gasoline - 25 mile range - Light Duty Truck | 2042 | FUEL_SWITCHING | REPLACEMENT | N/A | USD/truck | us | us | 0
light duty trucks | PHEV - Gasoline - 25 mile range - Light Duty Truck | 2042 | INSTALLATION | NEW | N/A | USD/truck | us | us | 1521.3859
light duty trucks | PHEV - Gasoline - 25 mile range - Light Duty Truck | 2042 | INSTALLATION | REPLACEMENT | N/A | USD/truck | us | us | 1521.3859
light duty trucks | PHEV - Gasoline - 25 mile range - Light Duty Truck | 2043 | CAPITAL | NEW | N/A | USD/truck | us | us | 36000.996
light duty trucks | PHEV - Gasoline - 25 mile range - Light Duty Truck | 2043 | CAPITAL | REPLACEMENT | N/A | USD/truck | us | us | 36000.996
light duty trucks | PHEV - Gasoline - 25 mile range - Light Duty Truck | 2043 | FIXED_OM | NEW | N/A | USD/truck | us | us | 550.1625
light duty trucks | PHEV - Gasoline - 25 mile range - Light Duty Truck | 2043 | FIXED_OM | REPLACEMENT | N/A | USD/truck | us | us | 550.1625
light duty trucks | PHEV - Gasoline - 25 mile range - Light Duty Truck | 2043 | FUEL_SWITCHING | NEW | N/A | USD/truck | us | us | 584.2777
light duty trucks | PHEV - Gasoline - 25 mile range - Light Duty Truck | 2043 | FUEL_SWITCHING | REPLACEMENT | N/A | USD/truck | us | us | 0
light duty trucks | PHEV - Gasoline - 25 mile range - Light Duty Truck | 2043 | INSTALLATION | NEW | N/A | USD/truck | us | us | 1521.3859
light duty trucks | PHEV - Gasoline - 25 mile range - Light Duty Truck | 2043 | INSTALLATION | REPLACEMENT | N/A | USD/truck | us | us | 1521.3859
light duty trucks | PHEV - Gasoline - 25 mile range - Light Duty Truck | 2044 | CAPITAL | NEW | N/A | USD/truck | us | us | 35922.7926
light duty trucks | PHEV - Gasoline - 25 mile range - Light Duty Truck | 2044 | CAPITAL | REPLACEMENT | N/A | USD/truck | us | us | 35922.7926
light duty trucks | PHEV - Gasoline - 25 mile range - Light Duty Truck | 2044 | FIXED_OM | NEW | N/A | USD/truck | us | us | 550.1625
light duty trucks | PHEV - Gasoline - 25 mile range - Light Duty Truck | 2044 | FIXED_OM | REPLACEMENT | N/A | USD/truck | us | us | 550.1625
light duty trucks | PHEV - Gasoline - 25 mile range - Light Duty Truck | 2044 | FUEL_SWITCHING | NEW | N/A | USD/truck | us | us | 584.2777
light duty trucks | PHEV - Gasoline - 25 mile range - Light Duty Truck | 2044 | FUEL_SWITCHING | REPLACEMENT | N/A | USD/truck | us | us | 0
light duty trucks | PHEV - Gasoline - 25 mile range - Light Duty Truck | 2044 | INSTALLATION | NEW | N/A | USD/truck | us | us | 1521.3859
light duty trucks | PHEV - Gasoline - 25 mile range - Light Duty Truck | 2044 | INSTALLATION | REPLACEMENT | N/A | USD/truck | us | us | 1521.3859
light duty trucks | PHEV - Gasoline - 25 mile range - Light Duty Truck | 2045 | CAPITAL | NEW | N/A | USD/truck | us | us | 35844.5893
light duty trucks | PHEV - Gasoline - 25 mile range - Light Duty Truck | 2045 | CAPITAL | REPLACEMENT | N/A | USD/truck | us | us | 35844.5893
light duty trucks | PHEV - Gasoline - 25 mile range - Light Duty Truck | 2045 | FIXED_OM | NEW | N/A | USD/truck | us | us | 550.1625
light duty trucks | PHEV - Gasoline - 25 mile range - Light Duty Truck | 2045 | FIXED_OM | REPLACEMENT | N/A | USD/truck | us | us | 550.1625
light duty trucks | PHEV - Gasoline - 25 mile range - Light Duty Truck | 2045 | FUEL_SWITCHING | NEW | N/A | USD/truck | us | us | 584.2777
light duty trucks | PHEV - Gasoline - 25 mile range - Light Duty Truck | 2045 | FUEL_SWITCHING | REPLACEMENT | N/A | USD/truck | us | us | 0
light duty trucks | PHEV - Gasoline - 25 mile range - Light Duty Truck | 2045 | INSTALLATION | NEW | N/A | USD/truck | us | us | 1521.3859
light duty trucks | PHEV - Gasoline - 25 mile range - Light Duty Truck | 2045 | INSTALLATION | REPLACEMENT | N/A | USD/truck | us | us | 1521.3859
light duty trucks | PHEV - Gasoline - 25 mile range - Light Duty Truck | 2046 | CAPITAL | NEW | N/A | USD/truck | us | us | 35766.386
light duty trucks | PHEV - Gasoline - 25 mile range - Light Duty Truck | 2046 | CAPITAL | REPLACEMENT | N/A | USD/truck | us | us | 35766.386
light duty trucks | PHEV - Gasoline - 25 mile range - Light Duty Truck | 2046 | FIXED_OM | NEW | N/A | USD/truck | us | us | 550.1625
light duty trucks | PHEV - Gasoline - 25 mile range - Light Duty Truck | 2046 | FIXED_OM | REPLACEMENT | N/A | USD/truck | us | us | 550.1625
light duty trucks | PHEV - Gasoline - 25 mile range - Light Duty Truck | 2046 | FUEL_SWITCHING | NEW | N/A | USD/truck | us | us | 584.2777
light duty trucks | PHEV - Gasoline - 25 mile range - Light Duty Truck | 2046 | FUEL_SWITCHING | REPLACEMENT | N/A | USD/truck | us | us | 0
light duty trucks | PHEV - Gasoline - 25 mile range - Light Duty Truck | 2046 | INSTALLATION | NEW | N/A | USD/truck | us | us | 1521.3859
light duty trucks | PHEV - Gasoline - 25 mile range - Light Duty Truck | 2046 | INSTALLATION | REPLACEMENT | N/A | USD/truck | us | us | 1521.3859
light duty trucks | PHEV - Gasoline - 25 mile range - Light Duty Truck | 2047 | CAPITAL | NEW | N/A | USD/truck | us | us | 35688.1827
light duty trucks | PHEV - Gasoline - 25 mile range - Light Duty Truck | 2047 | CAPITAL | REPLACEMENT | N/A | USD/truck | us | us | 35688.1827
light duty trucks | PHEV - Gasoline - 25 mile range - Light Duty Truck | 2047 | FIXED_OM | NEW | N/A | USD/truck | us | us | 550.1625
light duty trucks | PHEV - Gasoline - 25 mile range - Light Duty Truck | 2047 | FIXED_OM | REPLACEMENT | N/A | USD/truck | us | us | 550.1625
light duty trucks | PHEV - Gasoline - 25 mile range - Light Duty Truck | 2047 | FUEL_SWITCHING | NEW | N/A | USD/truck | us | us | 584.2777
light duty trucks | PHEV - Gasoline - 25 mile range - Light Duty Truck | 2047 | FUEL_SWITCHING | REPLACEMENT | N/A | USD/truck | us | us | 0
light duty trucks | PHEV - Gasoline - 25 mile range - Light Duty Truck | 2047 | INSTALLATION | NEW | N/A | USD/truck | us | us | 1521.3859
light duty trucks | PHEV - Gasoline - 25 mile range - Light Duty Truck | 2047 | INSTALLATION | REPLACEMENT | N/A | USD/truck | us | us | 1521.3859
light duty trucks | PHEV - Gasoline - 25 mile range - Light Duty Truck | 2048 | CAPITAL | NEW | N/A | USD/truck | us | us | 35609.9793
light duty trucks | PHEV - Gasoline - 25 mile range - Light Duty Truck | 2048 | CAPITAL | REPLACEMENT | N/A | USD/truck | us | us | 35609.9793
light duty trucks | PHEV - Gasoline - 25 mile range - Light Duty Truck | 2048 | FIXED_OM | NEW | N/A | USD/truck | us | us | 550.1625
light duty trucks | PHEV - Gasoline - 25 mile range - Light Duty Truck | 2048 | FIXED_OM | REPLACEMENT | N/A | USD/truck | us | us | 550.1625
light duty trucks | PHEV - Gasoline - 25 mile range - Light Duty Truck | 2048 | FUEL_SWITCHING | NEW | N/A | USD/truck | us | us | 584.2777
light duty trucks | PHEV - Gasoline - 25 mile range - Light Duty Truck | 2048 | FUEL_SWITCHING | REPLACEMENT | N/A | USD/truck | us | us | 0
light duty trucks | PHEV - Gasoline - 25 mile range - Light Duty Truck | 2048 | INSTALLATION | NEW | N/A | USD/truck | us | us | 1521.3859
light duty trucks | PHEV - Gasoline - 25 mile range - Light Duty Truck | 2048 | INSTALLATION | REPLACEMENT | N/A | USD/truck | us | us | 1521.3859
light duty trucks | PHEV - Gasoline - 25 mile range - Light Duty Truck | 2049 | CAPITAL | NEW | N/A | USD/truck | us | us | 35531.776
light duty trucks | PHEV - Gasoline - 25 mile range - Light Duty Truck | 2049 | CAPITAL | REPLACEMENT | N/A | USD/truck | us | us | 35531.776
light duty trucks | PHEV - Gasoline - 25 mile range - Light Duty Truck | 2049 | FIXED_OM | NEW | N/A | USD/truck | us | us | 550.1625
light duty trucks | PHEV - Gasoline - 25 mile range - Light Duty Truck | 2049 | FIXED_OM | REPLACEMENT | N/A | USD/truck | us | us | 550.1625
light duty trucks | PHEV - Gasoline - 25 mile range - Light Duty Truck | 2049 | FUEL_SWITCHING | NEW | N/A | USD/truck | us | us | 584.2777
light duty trucks | PHEV - Gasoline - 25 mile range - Light Duty Truck | 2049 | FUEL_SWITCHING | REPLACEMENT | N/A | USD/truck | us | us | 0
light duty trucks | PHEV - Gasoline - 25 mile range - Light Duty Truck | 2049 | INSTALLATION | NEW | N/A | USD/truck | us | us | 1521.3859
light duty trucks | PHEV - Gasoline - 25 mile range - Light Duty Truck | 2049 | INSTALLATION | REPLACEMENT | N/A | USD/truck | us | us | 1521.3859
light duty trucks | PHEV - Gasoline - 25 mile range - Light Duty Truck | 2050 | CAPITAL | NEW | N/A | USD/truck | us | us | 35453.5727
light duty trucks | PHEV - Gasoline - 25 mile range - Light Duty Truck | 2050 | CAPITAL | REPLACEMENT | N/A | USD/truck | us | us | 35453.5727
light duty trucks | PHEV - Gasoline - 25 mile range - Light Duty Truck | 2050 | FIXED_OM | NEW | N/A | USD/truck | us | us | 550.1625
light duty trucks | PHEV - Gasoline - 25 mile range - Light Duty Truck | 2050 | FIXED_OM | REPLACEMENT | N/A | USD/truck | us | us | 550.1625
light duty trucks | PHEV - Gasoline - 25 mile range - Light Duty Truck | 2050 | FUEL_SWITCHING | NEW | N/A | USD/truck | us | us | 584.2777
light duty trucks | PHEV - Gasoline - 25 mile range - Light Duty Truck | 2050 | FUEL_SWITCHING | REPLACEMENT | N/A | USD/truck | us | us | 0
light duty trucks | PHEV - Gasoline - 25 mile range - Light Duty Truck | 2050 | INSTALLATION | NEW | N/A | USD/truck | us | us | 1521.3859
light duty trucks | PHEV - Gasoline - 25 mile range - Light Duty Truck | 2050 | INSTALLATION | REPLACEMENT | N/A | USD/truck | us | us | 1521.3859
light duty trucks | PHEV - Gasoline - 50 mile range - Light Duty Truck | 2020 | CAPITAL | NEW | N/A | USD/truck | us | us | 50040.799
light duty trucks | PHEV - Gasoline - 50 mile range - Light Duty Truck | 2020 | CAPITAL | REPLACEMENT | N/A | USD/truck | us | us | 50040.799
light duty trucks | PHEV - Gasoline - 50 mile range - Light Duty Truck | 2020 | FIXED_OM | NEW | N/A | USD/truck | us | us | 513.0729
light duty trucks | PHEV - Gasoline - 50 mile range - Light Duty Truck | 2020 | FIXED_OM | REPLACEMENT | N/A | USD/truck | us | us | 513.0729
light duty trucks | PHEV - Gasoline - 50 mile range - Light Duty Truck | 2020 | FUEL_SWITCHING | NEW | N/A | USD/truck | us | us | 584.2777
light duty trucks | PHEV - Gasoline - 50 mile range - Light Duty Truck | 2020 | FUEL_SWITCHING | REPLACEMENT | N/A | USD/truck | us | us | 0
light duty trucks | PHEV - Gasoline - 50 mile range - Light Duty Truck | 2020 | INSTALLATION | NEW | N/A | USD/truck | us | us | 1521.3859
light duty trucks | PHEV - Gasoline - 50 mile range - Light Duty Truck | 2020 | INSTALLATION | REPLACEMENT | N/A | USD/truck | us | us | 1521.3859
light duty trucks | PHEV - Gasoline - 50 mile range - Light Duty Truck | 2021 | CAPITAL | NEW | N/A | USD/truck | us | us | 48618.0117
light duty trucks | PHEV - Gasoline - 50 mile range - Light Duty Truck | 2021 | CAPITAL | REPLACEMENT | N/A | USD/truck | us | us | 48618.0117
light duty trucks | PHEV - Gasoline - 50 mile range - Light Duty Truck | 2021 | FIXED_OM | NEW | N/A | USD/truck | us | us | 513.0729
light duty trucks | PHEV - Gasoline - 50 mile range - Light Duty Truck | 2021 | FIXED_OM | REPLACEMENT | N/A | USD/truck | us | us | 513.0729
light duty trucks | PHEV - Gasoline - 50 mile range - Light Duty Truck | 2021 | FUEL_SWITCHING | NEW | N/A | USD/truck | us | us | 584.2777
light duty trucks | PHEV - Gasoline - 50 mile range - Light Duty Truck | 2021 | FUEL_SWITCHING | REPLACEMENT | N/A | USD/truck | us | us | 0
light duty trucks | PHEV - Gasoline - 50 mile range - Light Duty Truck | 2021 | INSTALLATION | NEW | N/A | USD/truck | us | us | 1521.3859
light duty trucks | PHEV - Gasoline - 50 mile range - Light Duty Truck | 2021 | INSTALLATION | REPLACEMENT | N/A | USD/truck | us | us | 1521.3859
light duty trucks | PHEV - Gasoline - 50 mile range - Light Duty Truck | 2022 | CAPITAL | NEW | N/A | USD/truck | us | us | 47195.2245
light duty trucks | PHEV - Gasoline - 50 mile range - Light Duty Truck | 2022 | CAPITAL | REPLACEMENT | N/A | USD/truck | us | us | 47195.2245
light duty trucks | PHEV - Gasoline - 50 mile range - Light Duty Truck | 2022 | FIXED_OM | NEW | N/A | USD/truck | us | us | 513.0729
light duty trucks | PHEV - Gasoline - 50 mile range - Light Duty Truck | 2022 | FIXED_OM | REPLACEMENT | N/A | USD/truck | us | us | 513.0729
light duty trucks | PHEV - Gasoline - 50 mile range - Light Duty Truck | 2022 | FUEL_SWITCHING | NEW | N/A | USD/truck | us | us | 584.2777
light duty trucks | PHEV - Gasoline - 50 mile range - Light Duty Truck | 2022 | FUEL_SWITCHING | REPLACEMENT | N/A | USD/truck | us | us | 0
light duty trucks | PHEV - Gasoline - 50 mile range - Light Duty Truck | 2022 | INSTALLATION | NEW | N/A | USD/truck | us | us | 1521.3859
light duty trucks | PHEV - Gasoline - 50 mile range - Light Duty Truck | 2022 | INSTALLATION | REPLACEMENT | N/A | USD/truck | us | us | 1521.3859
light duty trucks | PHEV - Gasoline - 50 mile range - Light Duty Truck | 2023 | CAPITAL | NEW | N/A | USD/truck | us | us | 45772.4372
light duty trucks | PHEV - Gasoline - 50 mile range - Light Duty Truck | 2023 | CAPITAL | REPLACEMENT | N/A | USD/truck | us | us | 45772.4372
light duty trucks | PHEV - Gasoline - 50 mile range - Light Duty Truck | 2023 | FIXED_OM | NEW | N/A | USD/truck | us | us | 513.0729
light duty trucks | PHEV - Gasoline - 50 mile range - Light Duty Truck | 2023 | FIXED_OM | REPLACEMENT | N/A | USD/truck | us | us | 513.0729
light duty trucks | PHEV - Gasoline - 50 mile range - Light Duty Truck | 2023 | FUEL_SWITCHING | NEW | N/A | USD/truck | us | us | 584.2777
light duty trucks | PHEV - Gasoline - 50 mile range - Light Duty Truck | 2023 | FUEL_SWITCHING | REPLACEMENT | N/A | USD/truck | us | us | 0
light duty trucks | PHEV - Gasoline - 50 mile range - Light Duty Truck | 2023 | INSTALLATION | NEW | N/A | USD/truck | us | us | 1521.3859
light duty trucks | PHEV - Gasoline - 50 mile range - Light Duty Truck | 2023 | INSTALLATION | REPLACEMENT | N/A | USD/truck | us | us | 1521.3859
light duty trucks | PHEV - Gasoline - 50 mile range - Light Duty Truck | 2024 | CAPITAL | NEW | N/A | USD/truck | us | us | 44349.65
light duty trucks | PHEV - Gasoline - 50 mile range - Light Duty Truck | 2024 | CAPITAL | REPLACEMENT | N/A | USD/truck | us | us | 44349.65
light duty trucks | PHEV - Gasoline - 50 mile range - Light Duty Truck | 2024 | FIXED_OM | NEW | N/A | USD/truck | us | us | 513.0729
light duty trucks | PHEV - Gasoline - 50 mile range - Light Duty Truck | 2024 | FIXED_OM | REPLACEMENT | N/A | USD/truck | us | us | 513.0729
light duty trucks | PHEV - Gasoline - 50 mile range - Light Duty Truck | 2024 | FUEL_SWITCHING | NEW | N/A | USD/truck | us | us | 584.2777
light duty trucks | PHEV - Gasoline - 50 mile range - Light Duty Truck | 2024 | FUEL_SWITCHING | REPLACEMENT | N/A | USD/truck | us | us | 0
light duty trucks | PHEV - Gasoline - 50 mile range - Light Duty Truck | 2024 | INSTALLATION | NEW | N/A | USD/truck | us | us | 1521.3859
light duty trucks | PHEV - Gasoline - 50 mile range - Light Duty Truck | 2024 | INSTALLATION | REPLACEMENT | N/A | USD/truck | us | us | 1521.3859
light duty trucks | PHEV - Gasoline - 50 mile range - Light Duty Truck | 2025 | CAPITAL | NEW | N/A | USD/truck | us | us | 42926.8627
light duty trucks | PHEV - Gasoline - 50 mile range - Light Duty Truck | 2025 | CAPITAL | REPLACEMENT | N/A | USD/truck | us | us | 42926.8627
light duty trucks | PHEV - Gasoline - 50 mile range - Light Duty Truck | 2025 | FIXED_OM | NEW | N/A | USD/truck | us | us | 513.0729
light duty trucks | PHEV - Gasoline - 50 mile range - Light Duty Truck | 2025 | FIXED_OM | REPLACEMENT | N/A | USD/truck | us | us | 513.0729
light duty trucks | PHEV - Gasoline - 50 mile range - Light Duty Truck | 2025 | FUEL_SWITCHING | NEW | N/A | USD/truck | us | us | 584.2777
light duty trucks | PHEV - Gasoline - 50 mile range - Light Duty Truck | 2025 | FUEL_SWITCHING | REPLACEMENT | N/A | USD/truck | us | us | 0
light duty trucks | PHEV - Gasoline - 50 mile range - Light Duty Truck | 2025 | INSTALLATION | NEW | N/A | USD/truck | us | us | 1521.3859
light duty trucks | PHEV - Gasoline - 50 mile range - Light Duty Truck | 2025 | INSTALLATION | REPLACEMENT | N/A | USD/truck | us | us | 1521.3859
light duty trucks | PHEV - Gasoline - 50 mile range - Light Duty Truck | 2026 | CAPITAL | NEW | N/A | USD/truck | us | us | 42576.2691
light duty trucks | PHEV - Gasoline - 50 mile range - Light Duty Truck | 2026 | CAPITAL | REPLACEMENT | N/A | USD/truck | us | us | 42576.2691
light duty trucks | PHEV - Gasoline - 50 mile range - Light Duty Truck | 2026 | FIXED_OM | NEW | N/A | USD/truck | us | us | 513.0729
light duty trucks | PHEV - Gasoline - 50 mile range - Light Duty Truck | 2026 | FIXED_OM | REPLACEMENT | N/A | USD/truck | us | us | 513.0729
light duty trucks | PHEV - Gasoline - 50 mile range - Light Duty Truck | 2026 | FUEL_SWITCHING | NEW | N/A | USD/truck | us | us | 584.2777
light duty trucks | PHEV - Gasoline - 50 mile range - Light Duty Truck | 2026 | FUEL_SWITCHING | REPLACEMENT | N/A | USD/truck | us | us | 0
light duty trucks | PHEV - Gasoline - 50 mile range - Light Duty Truck | 2026 | INSTALLATION | NEW | N/A | USD/truck | us | us | 1521.3859
light duty trucks | PHEV - Gasoline - 50 mile range - Light Duty Truck | 2026 | INSTALLATION | REPLACEMENT | N/A | USD/truck | us | us | 1521.3859
light duty trucks | PHEV - Gasoline - 50 mile range - Light Duty Truck | 2027 | CAPITAL | NEW | N/A | USD/truck | us | us | 42225.6754
light duty trucks | PHEV - Gasoline - 50 mile range - Light Duty Truck | 2027 | CAPITAL | REPLACEMENT | N/A | USD/truck | us | us | 42225.6754
light duty trucks | PHEV - Gasoline - 50 mile range - Light Duty Truck | 2027 | FIXED_OM | NEW | N/A | USD/truck | us | us | 513.0729
light duty trucks | PHEV - Gasoline - 50 mile range - Light Duty Truck | 2027 | FIXED_OM | REPLACEMENT | N/A | USD/truck | us | us | 513.0729
light duty trucks | PHEV - Gasoline - 50 mile range - Light Duty Truck | 2027 | FUEL_SWITCHING | NEW | N/A | USD/truck | us | us | 584.2777
light duty trucks | PHEV - Gasoline - 50 mile range - Light Duty Truck | 2027 | FUEL_SWITCHING | REPLACEMENT | N/A | USD/truck | us | us | 0
light duty trucks | PHEV - Gasoline - 50 mile range - Light Duty Truck | 2027 | INSTALLATION | NEW | N/A | USD/truck | us | us | 1521.3859
light duty trucks | PHEV - Gasoline - 50 mile range - Light Duty Truck | 2027 | INSTALLATION | REPLACEMENT | N/A | USD/truck | us | us | 1521.3859
light duty trucks | PHEV - Gasoline - 50 mile range - Light Duty Truck | 2028 | CAPITAL | NEW | N/A | USD/truck | us | us | 41875.0818
light duty trucks | PHEV - Gasoline - 50 mile range - Light Duty Truck | 2028 | CAPITAL | REPLACEMENT | N/A | USD/truck | us | us | 41875.0818
light duty trucks | PHEV - Gasoline - 50 mile range - Light Duty Truck | 2028 | FIXED_OM | NEW | N/A | USD/truck | us | us | 513.0729
light duty trucks | PHEV - Gasoline - 50 mile range - Light Duty Truck | 2028 | FIXED_OM | REPLACEMENT | N/A | USD/truck | us | us | 513.0729
light duty trucks | PHEV - Gasoline - 50 mile range - Light Duty Truck | 2028 | FUEL_SWITCHING | NEW | N/A | USD/truck | us | us | 584.2777
light duty trucks | PHEV - Gasoline - 50 mile range - Light Duty Truck | 2028 | FUEL_SWITCHING | REPLACEMENT | N/A | USD/truck | us | us | 0
light duty trucks | PHEV - Gasoline - 50 mile range - Light Duty Truck | 2028 | INSTALLATION | NEW | N/A | USD/truck | us | us | 1521.3859
light duty trucks | PHEV - Gasoline - 50 mile range - Light Duty Truck | 2028 | INSTALLATION | REPLACEMENT | N/A | USD/truck | us | us | 1521.3859
light duty trucks | PHEV - Gasoline - 50 mile range - Light Duty Truck | 2029 | CAPITAL | NEW | N/A | USD/truck | us | us | 41524.4881
light duty trucks | PHEV - Gasoline - 50 mile range - Light Duty Truck | 2029 | CAPITAL | REPLACEMENT | N/A | USD/truck | us | us | 41524.4881
light duty trucks | PHEV - Gasoline - 50 mile range - Light Duty Truck | 2029 | FIXED_OM | NEW | N/A | USD/truck | us | us | 513.0729
light duty trucks | PHEV - Gasoline - 50 mile range - Light Duty Truck | 2029 | FIXED_OM | REPLACEMENT | N/A | USD/truck | us | us | 513.0729
light duty trucks | PHEV - Gasoline - 50 mile range - Light Duty Truck | 2029 | FUEL_SWITCHING | NEW | N/A | USD/truck | us | us | 584.2777
light duty trucks | PHEV - Gasoline - 50 mile range - Light Duty Truck | 2029 | FUEL_SWITCHING | REPLACEMENT | N/A | USD/truck | us | us | 0
light duty trucks | PHEV - Gasoline - 50 mile range - Light Duty Truck | 2029 | INSTALLATION | NEW | N/A | USD/truck | us | us | 1521.3859
light duty trucks | PHEV - Gasoline - 50 mile range - Light Duty Truck | 2029 | INSTALLATION | REPLACEMENT | N/A | USD/truck | us | us | 1521.3859
light duty trucks | PHEV - Gasoline - 50 mile range - Light Duty Truck | 2030 | CAPITAL | NEW | N/A | USD/truck | us | us | 41173.8945
light duty trucks | PHEV - Gasoline - 50 mile range - Light Duty Truck | 2030 | CAPITAL | REPLACEMENT | N/A | USD/truck | us | us | 41173.8945
light duty trucks | PHEV - Gasoline - 50 mile range - Light Duty Truck | 2030 | FIXED_OM | NEW | N/A | USD/truck | us | us | 513.0729
light duty trucks | PHEV - Gasoline - 50 mile range - Light Duty Truck | 2030 | FIXED_OM | REPLACEMENT | N/A | USD/truck | us | us | 513.0729
light duty trucks | PHEV - Gasoline - 50 mile range - Light Duty Truck | 2030 | FUEL_SWITCHING | NEW | N/A | USD/truck | us | us | 584.2777
light duty trucks | PHEV - Gasoline - 50 mile range - Light Duty Truck | 2030 | FUEL_SWITCHING | REPLACEMENT | N/A | USD/truck | us | us | 0
light duty trucks | PHEV - Gasoline - 50 mile range - Light Duty Truck | 2030 | INSTALLATION | NEW | N/A | USD/truck | us | us | 1521.3859
light duty trucks | PHEV - Gasoline - 50 mile range - Light Duty Truck | 2030 | INSTALLATION | REPLACEMENT | N/A | USD/truck | us | us | 1521.3859
light duty trucks | PHEV - Gasoline - 50 mile range - Light Duty Truck | 2031 | CAPITAL | NEW | N/A | USD/truck | us | us | 41108.3701
light duty trucks | PHEV - Gasoline - 50 mile range - Light Duty Truck | 2031 | CAPITAL | REPLACEMENT | N/A | USD/truck | us | us | 41108.3701
light duty trucks | PHEV - Gasoline - 50 mile range - Light Duty Truck | 2031 | FIXED_OM | NEW | N/A | USD/truck | us | us | 513.0729
light duty trucks | PHEV - Gasoline - 50 mile range - Light Duty Truck | 2031 | FIXED_OM | REPLACEMENT | N/A | USD/truck | us | us | 513.0729
light duty trucks | PHEV - Gasoline - 50 mile range - Light Duty Truck | 2031 | FUEL_SWITCHING | NEW | N/A | USD/truck | us | us | 584.2777
light duty trucks | PHEV - Gasoline - 50 mile range - Light Duty Truck | 2031 | FUEL_SWITCHING | REPLACEMENT | N/A | USD/truck | us | us | 0
light duty trucks | PHEV - Gasoline - 50 mile range - Light Duty Truck | 2031 | INSTALLATION | NEW | N/A | USD/truck | us | us | 1521.3859
light duty trucks | PHEV - Gasoline - 50 mile range - Light Duty Truck | 2031 | INSTALLATION | REPLACEMENT | N/A | USD/truck | us | us | 1521.3859
light duty trucks | PHEV - Gasoline - 50 mile range - Light Duty Truck | 2032 | CAPITAL | NEW | N/A | USD/truck | us | us | 41042.8458
light duty trucks | PHEV - Gasoline - 50 mile range - Light Duty Truck | 2032 | CAPITAL | REPLACEMENT | N/A | USD/truck | us | us | 41042.8458
light duty trucks | PHEV - Gasoline - 50 mile range - Light Duty Truck | 2032 | FIXED_OM | NEW | N/A | USD/truck | us | us | 513.0729
light duty trucks | PHEV - Gasoline - 50 mile range - Light Duty Truck | 2032 | FIXED_OM | REPLACEMENT | N/A | USD/truck | us | us | 513.0729
light duty trucks | PHEV - Gasoline - 50 mile range - Light Duty Truck | 2032 | FUEL_SWITCHING | NEW | N/A | USD/truck | us | us | 584.2777
light duty trucks | PHEV - Gasoline - 50 mile range - Light Duty Truck | 2032 | FUEL_SWITCHING | REPLACEMENT | N/A | USD/truck | us | us | 0
light duty trucks | PHEV - Gasoline - 50 mile range - Light Duty Truck | 2032 | INSTALLATION | NEW | N/A | USD/truck | us | us | 1521.3859
light duty trucks | PHEV - Gasoline - 50 mile range - Light Duty Truck | 2032 | INSTALLATION | REPLACEMENT | N/A | USD/truck | us | us | 1521.3859
light duty trucks | PHEV - Gasoline - 50 mile range - Light Duty Truck | 2033 | CAPITAL | NEW | N/A | USD/truck | us | us | 40977.3215
light duty trucks | PHEV - Gasoline - 50 mile range - Light Duty Truck | 2033 | CAPITAL | REPLACEMENT | N/A | USD/truck | us | us | 40977.3215
light duty trucks | PHEV - Gasoline - 50 mile range - Light Duty Truck | 2033 | FIXED_OM | NEW | N/A | USD/truck | us | us | 513.0729
light duty trucks | PHEV - Gasoline - 50 mile range - Light Duty Truck | 2033 | FIXED_OM | REPLACEMENT | N/A | USD/truck | us | us | 513.0729
light duty trucks | PHEV - Gasoline - 50 mile range - Light Duty Truck | 2033 | FUEL_SWITCHING | NEW | N/A | USD/truck | us | us | 584.2777
light duty trucks | PHEV - Gasoline - 50 mile range - Light Duty Truck | 2033 | FUEL_SWITCHING | REPLACEMENT | N/A | USD/truck | us | us | 0
light duty trucks | PHEV - Gasoline - 50 mile range - Light Duty Truck | 2033 | INSTALLATION | NEW | N/A | USD/truck | us | us | 1521.3859
light duty trucks | PHEV - Gasoline - 50 mile range - Light Duty Truck | 2033 | INSTALLATION | REPLACEMENT | N/A | USD/truck | us | us | 1521.3859
light duty trucks | PHEV - Gasoline - 50 mile range - Light Duty Truck | 2034 | CAPITAL | NEW | N/A | USD/truck | us | us | 40911.7971
light duty trucks | PHEV - Gasoline - 50 mile range - Light Duty Truck | 2034 | CAPITAL | REPLACEMENT | N/A | USD/truck | us | us | 40911.7971
light duty trucks | PHEV - Gasoline - 50 mile range - Light Duty Truck | 2034 | FIXED_OM | NEW | N/A | USD/truck | us | us | 513.0729
light duty trucks | PHEV - Gasoline - 50 mile range - Light Duty Truck | 2034 | FIXED_OM | REPLACEMENT | N/A | USD/truck | us | us | 513.0729
light duty trucks | PHEV - Gasoline - 50 mile range - Light Duty Truck | 2034 | FUEL_SWITCHING | NEW | N/A | USD/truck | us | us | 584.2777
light duty trucks | PHEV - Gasoline - 50 mile range - Light Duty Truck | 2034 | FUEL_SWITCHING | REPLACEMENT | N/A | USD/truck | us | us | 0
light duty trucks | PHEV - Gasoline - 50 mile range - Light Duty Truck | 2034 | INSTALLATION | NEW | N/A | USD/truck | us | us | 1521.3859
light duty trucks | PHEV - Gasoline - 50 mile range - Light Duty Truck | 2034 | INSTALLATION | REPLACEMENT | N/A | USD/truck | us | us | 1521.3859
light duty trucks | PHEV - Gasoline - 50 mile range - Light Duty Truck | 2035 | CAPITAL | NEW | N/A | USD/truck | us | us | 40846.2728
light duty trucks | PHEV - Gasoline - 50 mile range - Light Duty Truck | 2035 | CAPITAL | REPLACEMENT | N/A | USD/truck | us | us | 40846.2728
light duty trucks | PHEV - Gasoline - 50 mile range - Light Duty Truck | 2035 | FIXED_OM | NEW | N/A | USD/truck | us | us | 513.0729
light duty trucks | PHEV - Gasoline - 50 mile range - Light Duty Truck | 2035 | FIXED_OM | REPLACEMENT | N/A | USD/truck | us | us | 513.0729
light duty trucks | PHEV - Gasoline - 50 mile range - Light Duty Truck | 2035 | FUEL_SWITCHING | NEW | N/A | USD/truck | us | us | 584.2777
light duty trucks | PHEV - Gasoline - 50 mile range - Light Duty Truck | 2035 | FUEL_SWITCHING | REPLACEMENT | N/A | USD/truck | us | us | 0
light duty trucks | PHEV - Gasoline - 50 mile range - Light Duty Truck | 2035 | INSTALLATION | NEW | N/A | USD/truck | us | us | 1521.3859
light duty trucks | PHEV - Gasoline - 50 mile range - Light Duty Truck | 2035 | INSTALLATION | REPLACEMENT | N/A | USD/truck | us | us | 1521.3859
light duty trucks | PHEV - Gasoline - 50 mile range - Light Duty Truck | 2036 | CAPITAL | NEW | N/A | USD/truck | us | us | 40702.8781
light duty trucks | PHEV - Gasoline - 50 mile range - Light Duty Truck | 2036 | CAPITAL | REPLACEMENT | N/A | USD/truck | us | us | 40702.8781
light duty trucks | PHEV - Gasoline - 50 mile range - Light Duty Truck | 2036 | FIXED_OM | NEW | N/A | USD/truck | us | us | 513.0729
light duty trucks | PHEV - Gasoline - 50 mile range - Light Duty Truck | 2036 | FIXED_OM | REPLACEMENT | N/A | USD/truck | us | us | 513.0729
light duty trucks | PHEV - Gasoline - 50 mile range - Light Duty Truck | 2036 | FUEL_SWITCHING | NEW | N/A | USD/truck | us | us | 584.2777
light duty trucks | PHEV - Gasoline - 50 mile range - Light Duty Truck | 2036 | FUEL_SWITCHING | REPLACEMENT | N/A | USD/truck | us | us | 0
light duty trucks | PHEV - Gasoline - 50 mile range - Light Duty Truck | 2036 | INSTALLATION | NEW | N/A | USD/truck | us | us | 1521.3859
light duty trucks | PHEV - Gasoline - 50 mile range - Light Duty Truck | 2036 | INSTALLATION | REPLACEMENT | N/A | USD/truck | us | us | 1521.3859
light duty trucks | PHEV - Gasoline - 50 mile range - Light Duty Truck | 2037 | CAPITAL | NEW | N/A | USD/truck | us | us | 40559.4834
light duty trucks | PHEV - Gasoline - 50 mile range - Light Duty Truck | 2037 | CAPITAL | REPLACEMENT | N/A | USD/truck | us | us | 40559.4834
light duty trucks | PHEV - Gasoline - 50 mile range - Light Duty Truck | 2037 | FIXED_OM | NEW | N/A | USD/truck | us | us | 513.0729
light duty trucks | PHEV - Gasoline - 50 mile range - Light Duty Truck | 2037 | FIXED_OM | REPLACEMENT | N/A | USD/truck | us | us | 513.0729
light duty trucks | PHEV - Gasoline - 50 mile range - Light Duty Truck | 2037 | FUEL_SWITCHING | NEW | N/A | USD/truck | us | us | 584.2777
light duty trucks | PHEV - Gasoline - 50 mile range - Light Duty Truck | 2037 | FUEL_SWITCHING | REPLACEMENT | N/A | USD/truck | us | us | 0
light duty trucks | PHEV - Gasoline - 50 mile range - Light Duty Truck | 2037 | INSTALLATION | NEW | N/A | USD/truck | us | us | 1521.3859
light duty trucks | PHEV - Gasoline - 50 mile range - Light Duty Truck | 2037 | INSTALLATION | REPLACEMENT | N/A | USD/truck | us | us | 1521.3859
light duty trucks | PHEV - Gasoline - 50 mile range - Light Duty Truck | 2038 | CAPITAL | NEW | N/A | USD/truck | us | us | 40416.0886
light duty trucks | PHEV - Gasoline - 50 mile range - Light Duty Truck | 2038 | CAPITAL | REPLACEMENT | N/A | USD/truck | us | us | 40416.0886
light duty trucks | PHEV - Gasoline - 50 mile range - Light Duty Truck | 2038 | FIXED_OM | NEW | N/A | USD/truck | us | us | 513.0729
light duty trucks | PHEV - Gasoline - 50 mile range - Light Duty Truck | 2038 | FIXED_OM | REPLACEMENT | N/A | USD/truck | us | us | 513.0729
light duty trucks | PHEV - Gasoline - 50 mile range - Light Duty Truck | 2038 | FUEL_SWITCHING | NEW | N/A | USD/truck | us | us | 584.2777
light duty trucks | PHEV - Gasoline - 50 mile range - Light Duty Truck | 2038 | FUEL_SWITCHING | REPLACEMENT | N/A | USD/truck | us | us | 0
light duty trucks | PHEV - Gasoline - 50 mile range - Light Duty Truck | 2038 | INSTALLATION | NEW | N/A | USD/truck | us | us | 1521.3859
light duty trucks | PHEV - Gasoline - 50 mile range - Light Duty Truck | 2038 | INSTALLATION | REPLACEMENT | N/A | USD/truck | us | us | 1521.3859
light duty trucks | PHEV - Gasoline - 50 mile range - Light Duty Truck | 2039 | CAPITAL | NEW | N/A | USD/truck | us | us | 40272.6939
light duty trucks | PHEV - Gasoline - 50 mile range - Light Duty Truck | 2039 | CAPITAL | REPLACEMENT | N/A | USD/truck | us | us | 40272.6939
light duty trucks | PHEV - Gasoline - 50 mile range - Light Duty Truck | 2039 | FIXED_OM | NEW | N/A | USD/truck | us | us | 513.0729
light duty trucks | PHEV - Gasoline - 50 mile range - Light Duty Truck | 2039 | FIXED_OM | REPLACEMENT | N/A | USD/truck | us | us | 513.0729
light duty trucks | PHEV - Gasoline - 50 mile range - Light Duty Truck | 2039 | FUEL_SWITCHING | NEW | N/A | USD/truck | us | us | 584.2777
light duty trucks | PHEV - Gasoline - 50 mile range - Light Duty Truck | 2039 | FUEL_SWITCHING | REPLACEMENT | N/A | USD/truck | us | us | 0
light duty trucks | PHEV - Gasoline - 50 mile range - Light Duty Truck | 2039 | INSTALLATION | NEW | N/A | USD/truck | us | us | 1521.3859
light duty trucks | PHEV - Gasoline - 50 mile range - Light Duty Truck | 2039 | INSTALLATION | REPLACEMENT | N/A | USD/truck | us | us | 1521.3859
light duty trucks | PHEV - Gasoline - 50 mile range - Light Duty Truck | 2040 | CAPITAL | NEW | N/A | USD/truck | us | us | 40129.2992
light duty trucks | PHEV - Gasoline - 50 mile range - Light Duty Truck | 2040 | CAPITAL | REPLACEMENT | N/A | USD/truck | us | us | 40129.2992
light duty trucks | PHEV - Gasoline - 50 mile range - Light Duty Truck | 2040 | FIXED_OM | NEW | N/A | USD/truck | us | us | 513.0729
light duty trucks | PHEV - Gasoline - 50 mile range - Light Duty Truck | 2040 | FIXED_OM | REPLACEMENT | N/A | USD/truck | us | us | 513.0729
light duty trucks | PHEV - Gasoline - 50 mile range - Light Duty Truck | 2040 | FUEL_SWITCHING | NEW | N/A | USD/truck | us | us | 584.2777
light duty trucks | PHEV - Gasoline - 50 mile range - Light Duty Truck | 2040 | FUEL_SWITCHING | REPLACEMENT | N/A | USD/truck | us | us | 0
light duty trucks | PHEV - Gasoline - 50 mile range - Light Duty Truck | 2040 | INSTALLATION | NEW | N/A | USD/truck | us | us | 1521.3859
light duty trucks | PHEV - Gasoline - 50 mile range - Light Duty Truck | 2040 | INSTALLATION | REPLACEMENT | N/A | USD/truck | us | us | 1521.3859
light duty trucks | PHEV - Gasoline - 50 mile range - Light Duty Truck | 2041 | CAPITAL | NEW | N/A | USD/truck | us | us | 39985.9045
light duty trucks | PHEV - Gasoline - 50 mile range - Light Duty Truck | 2041 | CAPITAL | REPLACEMENT | N/A | USD/truck | us | us | 39985.9045
light duty trucks | PHEV - Gasoline - 50 mile range - Light Duty Truck | 2041 | FIXED_OM | NEW | N/A | USD/truck | us | us | 513.0729
light duty trucks | PHEV - Gasoline - 50 mile range - Light Duty Truck | 2041 | FIXED_OM | REPLACEMENT | N/A | USD/truck | us | us | 513.0729
light duty trucks | PHEV - Gasoline - 50 mile range - Light Duty Truck | 2041 | FUEL_SWITCHING | NEW | N/A | USD/truck | us | us | 584.2777
light duty trucks | PHEV - Gasoline - 50 mile range - Light Duty Truck | 2041 | FUEL_SWITCHING | REPLACEMENT | N/A | USD/truck | us | us | 0
light duty trucks | PHEV - Gasoline - 50 mile range - Light Duty Truck | 2041 | INSTALLATION | NEW | N/A | USD/truck | us | us | 1521.3859
light duty trucks | PHEV - Gasoline - 50 mile range - Light Duty Truck | 2041 | INSTALLATION | REPLACEMENT | N/A | USD/truck | us | us | 1521.3859
light duty trucks | PHEV - Gasoline - 50 mile range - Light Duty Truck | 2042 | CAPITAL | NEW | N/A | USD/truck | us | us | 39842.5097
light duty trucks | PHEV - Gasoline - 50 mile range - Light Duty Truck | 2042 | CAPITAL | REPLACEMENT | N/A | USD/truck | us | us | 39842.5097
light duty trucks | PHEV - Gasoline - 50 mile range - Light Duty Truck | 2042 | FIXED_OM | NEW | N/A | USD/truck | us | us | 513.0729
light duty trucks | PHEV - Gasoline - 50 mile range - Light Duty Truck | 2042 | FIXED_OM | REPLACEMENT | N/A | USD/truck | us | us | 513.0729
light duty trucks | PHEV - Gasoline - 50 mile range - Light Duty Truck | 2042 | FUEL_SWITCHING | NEW | N/A | USD/truck | us | us | 584.2777
light duty trucks | PHEV - Gasoline - 50 mile range - Light Duty Truck | 2042 | FUEL_SWITCHING | REPLACEMENT | N/A | USD/truck | us | us | 0
light duty trucks | PHEV - Gasoline - 50 mile range - Light Duty Truck | 2042 | INSTALLATION | NEW | N/A | USD/truck | us | us | 1521.3859
light duty trucks | PHEV - Gasoline - 50 mile range - Light Duty Truck | 2042 | INSTALLATION | REPLACEMENT | N/A | USD/truck | us | us | 1521.3859
light duty trucks | PHEV - Gasoline - 50 mile range - Light Duty Truck | 2043 | CAPITAL | NEW | N/A | USD/truck | us | us | 39699.115
light duty trucks | PHEV - Gasoline - 50 mile range - Light Duty Truck | 2043 | CAPITAL | REPLACEMENT | N/A | USD/truck | us | us | 39699.115
light duty trucks | PHEV - Gasoline - 50 mile range - Light Duty Truck | 2043 | FIXED_OM | NEW | N/A | USD/truck | us | us | 513.0729
light duty trucks | PHEV - Gasoline - 50 mile range - Light Duty Truck | 2043 | FIXED_OM | REPLACEMENT | N/A | USD/truck | us | us | 513.0729
light duty trucks | PHEV - Gasoline - 50 mile range - Light Duty Truck | 2043 | FUEL_SWITCHING | NEW | N/A | USD/truck | us | us | 584.2777
light duty trucks | PHEV - Gasoline - 50 mile range - Light Duty Truck | 2043 | FUEL_SWITCHING | REPLACEMENT | N/A | USD/truck | us | us | 0
light duty trucks | PHEV - Gasoline - 50 mile range - Light Duty Truck | 2043 | INSTALLATION | NEW | N/A | USD/truck | us | us | 1521.3859
light duty trucks | PHEV - Gasoline - 50 mile range - Light Duty Truck | 2043 | INSTALLATION | REPLACEMENT | N/A | USD/truck | us | us | 1521.3859
light duty trucks | PHEV - Gasoline - 50 mile range - Light Duty Truck | 2044 | CAPITAL | NEW | N/A | USD/truck | us | us | 39555.7203
light duty trucks | PHEV - Gasoline - 50 mile range - Light Duty Truck | 2044 | CAPITAL | REPLACEMENT | N/A | USD/truck | us | us | 39555.7203
light duty trucks | PHEV - Gasoline - 50 mile range - Light Duty Truck | 2044 | FIXED_OM | NEW | N/A | USD/truck | us | us | 513.0729
light duty trucks | PHEV - Gasoline - 50 mile range - Light Duty Truck | 2044 | FIXED_OM | REPLACEMENT | N/A | USD/truck | us | us | 513.0729
light duty trucks | PHEV - Gasoline - 50 mile range - Light Duty Truck | 2044 | FUEL_SWITCHING | NEW | N/A | USD/truck | us | us | 584.2777
light duty trucks | PHEV - Gasoline - 50 mile range - Light Duty Truck | 2044 | FUEL_SWITCHING | REPLACEMENT | N/A | USD/truck | us | us | 0
light duty trucks | PHEV - Gasoline - 50 mile range - Light Duty Truck | 2044 | INSTALLATION | NEW | N/A | USD/truck | us | us | 1521.3859
light duty trucks | PHEV - Gasoline - 50 mile range - Light Duty Truck | 2044 | INSTALLATION | REPLACEMENT | N/A | USD/truck | us | us | 1521.3859
light duty trucks | PHEV - Gasoline - 50 mile range - Light Duty Truck | 2045 | CAPITAL | NEW | N/A | USD/truck | us | us | 39412.3256
light duty trucks | PHEV - Gasoline - 50 mile range - Light Duty Truck | 2045 | CAPITAL | REPLACEMENT | N/A | USD/truck | us | us | 39412.3256
light duty trucks | PHEV - Gasoline - 50 mile range - Light Duty Truck | 2045 | FIXED_OM | NEW | N/A | USD/truck | us | us | 513.0729
light duty trucks | PHEV - Gasoline - 50 mile range - Light Duty Truck | 2045 | FIXED_OM | REPLACEMENT | N/A | USD/truck | us | us | 513.0729
light duty trucks | PHEV - Gasoline - 50 mile range - Light Duty Truck | 2045 | FUEL_SWITCHING | NEW | N/A | USD/truck | us | us | 584.2777
light duty trucks | PHEV - Gasoline - 50 mile range - Light Duty Truck | 2045 | FUEL_SWITCHING | REPLACEMENT | N/A | USD/truck | us | us | 0
light duty trucks | PHEV - Gasoline - 50 mile range - Light Duty Truck | 2045 | INSTALLATION | NEW | N/A | USD/truck | us | us | 1521.3859
light duty trucks | PHEV - Gasoline - 50 mile range - Light Duty Truck | 2045 | INSTALLATION | REPLACEMENT | N/A | USD/truck | us | us | 1521.3859
light duty trucks | PHEV - Gasoline - 50 mile range - Light Duty Truck | 2046 | CAPITAL | NEW | N/A | USD/truck | us | us | 39268.9308
light duty trucks | PHEV - Gasoline - 50 mile range - Light Duty Truck | 2046 | CAPITAL | REPLACEMENT | N/A | USD/truck | us | us | 39268.9308
light duty trucks | PHEV - Gasoline - 50 mile range - Light Duty Truck | 2046 | FIXED_OM | NEW | N/A | USD/truck | us | us | 513.0729
light duty trucks | PHEV - Gasoline - 50 mile range - Light Duty Truck | 2046 | FIXED_OM | REPLACEMENT | N/A | USD/truck | us | us | 513.0729
light duty trucks | PHEV - Gasoline - 50 mile range - Light Duty Truck | 2046 | FUEL_SWITCHING | NEW | N/A | USD/truck | us | us | 584.2777
light duty trucks | PHEV - Gasoline - 50 mile range - Light Duty Truck | 2046 | FUEL_SWITCHING | REPLACEMENT | N/A | USD/truck | us | us | 0
light duty trucks | PHEV - Gasoline - 50 mile range - Light Duty Truck | 2046 | INSTALLATION | NEW | N/A | USD/truck | us | us | 1521.3859
light duty trucks | PHEV - Gasoline - 50 mile range - Light Duty Truck | 2046 | INSTALLATION | REPLACEMENT | N/A | USD/truck | us | us | 1521.3859
light duty trucks | PHEV - Gasoline - 50 mile range - Light Duty Truck | 2047 | CAPITAL | NEW | N/A | USD/truck | us | us | 39125.5361
light duty trucks | PHEV - Gasoline - 50 mile range - Light Duty Truck | 2047 | CAPITAL | REPLACEMENT | N/A | USD/truck | us | us | 39125.5361
light duty trucks | PHEV - Gasoline - 50 mile range - Light Duty Truck | 2047 | FIXED_OM | NEW | N/A | USD/truck | us | us | 513.0729
light duty trucks | PHEV - Gasoline - 50 mile range - Light Duty Truck | 2047 | FIXED_OM | REPLACEMENT | N/A | USD/truck | us | us | 513.0729
light duty trucks | PHEV - Gasoline - 50 mile range - Light Duty Truck | 2047 | FUEL_SWITCHING | NEW | N/A | USD/truck | us | us | 584.2777
light duty trucks | PHEV - Gasoline - 50 mile range - Light Duty Truck | 2047 | FUEL_SWITCHING | REPLACEMENT | N/A | USD/truck | us | us | 0
light duty trucks | PHEV - Gasoline - 50 mile range - Light Duty Truck | 2047 | INSTALLATION | NEW | N/A | USD/truck | us | us | 1521.3859
light duty trucks | PHEV - Gasoline - 50 mile range - Light Duty Truck | 2047 | INSTALLATION | REPLACEMENT | N/A | USD/truck | us | us | 1521.3859
light duty trucks | PHEV - Gasoline - 50 mile range - Light Duty Truck | 2048 | CAPITAL | NEW | N/A | USD/truck | us | us | 38982.1414
light duty trucks | PHEV - Gasoline - 50 mile range - Light Duty Truck | 2048 | CAPITAL | REPLACEMENT | N/A | USD/truck | us | us | 38982.1414
light duty trucks | PHEV - Gasoline - 50 mile range - Light Duty Truck | 2048 | FIXED_OM | NEW | N/A | USD/truck | us | us | 513.0729
light duty trucks | PHEV - Gasoline - 50 mile range - Light Duty Truck | 2048 | FIXED_OM | REPLACEMENT | N/A | USD/truck | us | us | 513.0729
light duty trucks | PHEV - Gasoline - 50 mile range - Light Duty Truck | 2048 | FUEL_SWITCHING | NEW | N/A | USD/truck | us | us | 584.2777
light duty trucks | PHEV - Gasoline - 50 mile range - Light Duty Truck | 2048 | FUEL_SWITCHING | REPLACEMENT | N/A | USD/truck | us | us | 0
light duty trucks | PHEV - Gasoline - 50 mile range - Light Duty Truck | 2048 | INSTALLATION | NEW | N/A | USD/truck | us | us | 1521.3859
light duty trucks | PHEV - Gasoline - 50 mile range - Light Duty Truck | 2048 | INSTALLATION | REPLACEMENT | N/A | USD/truck | us | us | 1521.3859
light duty trucks | PHEV - Gasoline - 50 mile range - Light Duty Truck | 2049 | CAPITAL | NEW | N/A | USD/truck | us | us | 38838.7467
light duty trucks | PHEV - Gasoline - 50 mile range - Light Duty Truck | 2049 | CAPITAL | REPLACEMENT | N/A | USD/truck | us | us | 38838.7467
light duty trucks | PHEV - Gasoline - 50 mile range - Light Duty Truck | 2049 | FIXED_OM | NEW | N/A | USD/truck | us | us | 513.0729
light duty trucks | PHEV - Gasoline - 50 mile range - Light Duty Truck | 2049 | FIXED_OM | REPLACEMENT | N/A | USD/truck | us | us | 513.0729
light duty trucks | PHEV - Gasoline - 50 mile range - Light Duty Truck | 2049 | FUEL_SWITCHING | NEW | N/A | USD/truck | us | us | 584.2777
light duty trucks | PHEV - Gasoline - 50 mile range - Light Duty Truck | 2049 | FUEL_SWITCHING | REPLACEMENT | N/A | USD/truck | us | us | 0
light duty trucks | PHEV - Gasoline - 50 mile range - Light Duty Truck | 2049 | INSTALLATION | NEW | N/A | USD/truck | us | us | 1521.3859
light duty trucks | PHEV - Gasoline - 50 mile range - Light Duty Truck | 2049 | INSTALLATION | REPLACEMENT | N/A | USD/truck | us | us | 1521.3859
light duty trucks | PHEV - Gasoline - 50 mile range - Light Duty Truck | 2050 | CAPITAL | NEW | N/A | USD/truck | us | us | 38695.3519
light duty trucks | PHEV - Gasoline - 50 mile range - Light Duty Truck | 2050 | CAPITAL | REPLACEMENT | N/A | USD/truck | us | us | 38695.3519
light duty trucks | PHEV - Gasoline - 50 mile range - Light Duty Truck | 2050 | FIXED_OM | NEW | N/A | USD/truck | us | us | 513.0729
light duty trucks | PHEV - Gasoline - 50 mile range - Light Duty Truck | 2050 | FIXED_OM | REPLACEMENT | N/A | USD/truck | us | us | 513.0729
light duty trucks | PHEV - Gasoline - 50 mile range - Light Duty Truck | 2050 | FUEL_SWITCHING | NEW | N/A | USD/truck | us | us | 584.2777
light duty trucks | PHEV - Gasoline - 50 mile range - Light Duty Truck | 2050 | FUEL_SWITCHING | REPLACEMENT | N/A | USD/truck | us | us | 0
light duty trucks | PHEV - Gasoline - 50 mile range - Light Duty Truck | 2050 | INSTALLATION | NEW | N/A | USD/truck | us | us | 1521.3859
light duty trucks | PHEV - Gasoline - 50 mile range - Light Duty Truck | 2050 | INSTALLATION | REPLACEMENT | N/A | USD/truck | us | us | 1521.3859
light duty trucks | Propane ICE Light-Duty Truck | 2020 | CAPITAL | NEW | N/A | USD/truck | us | us | 35020
light duty trucks | Propane ICE Light-Duty Truck | 2020 | CAPITAL | REPLACEMENT | N/A | USD/truck | us | us | 35020
light duty trucks | Propane ICE Light-Duty Truck | 2020 | FIXED_OM | NEW | N/A | USD/truck | us | us | 618.1601
light duty trucks | Propane ICE Light-Duty Truck | 2020 | FIXED_OM | REPLACEMENT | N/A | USD/truck | us | us | 618.1601
light duty trucks | Propane ICE Light-Duty Truck | 2021 | CAPITAL | NEW | N/A | USD/truck | us | us | 35195.88
light duty trucks | Propane ICE Light-Duty Truck | 2021 | CAPITAL | REPLACEMENT | N/A | USD/truck | us | us | 35195.88
light duty trucks | Propane ICE Light-Duty Truck | 2021 | FIXED_OM | NEW | N/A | USD/truck | us | us | 618.1601
light duty trucks | Propane ICE Light-Duty Truck | 2021 | FIXED_OM | REPLACEMENT | N/A | USD/truck | us | us | 618.1601
light duty trucks | Propane ICE Light-Duty Truck | 2022 | CAPITAL | NEW | N/A | USD/truck | us | us | 35371.76
light duty trucks | Propane ICE Light-Duty Truck | 2022 | CAPITAL | REPLACEMENT | N/A | USD/truck | us | us | 35371.76
light duty trucks | Propane ICE Light-Duty Truck | 2022 | FIXED_OM | NEW | N/A | USD/truck | us | us | 618.1601
light duty trucks | Propane ICE Light-Duty Truck | 2022 | FIXED_OM | REPLACEMENT | N/A | USD/truck | us | us | 618.1601
light duty trucks | Propane ICE Light-Duty Truck | 2023 | CAPITAL | NEW | N/A | USD/truck | us | us | 35547.64
light duty trucks | Propane ICE Light-Duty Truck | 2023 | CAPITAL | REPLACEMENT | N/A | USD/truck | us | us | 35547.64
light duty trucks | Propane ICE Light-Duty Truck | 2023 | FIXED_OM | NEW | N/A | USD/truck | us | us | 618.1601
light duty trucks | Propane ICE Light-Duty Truck | 2023 | FIXED_OM | REPLACEMENT | N/A | USD/truck | us | us | 618.1601
light duty trucks | Propane ICE Light-Duty Truck | 2024 | CAPITAL | NEW | N/A | USD/truck | us | us | 35723.52
light duty trucks | Propane ICE Light-Duty Truck | 2024 | CAPITAL | REPLACEMENT | N/A | USD/truck | us | us | 35723.52
light duty trucks | Propane ICE Light-Duty Truck | 2024 | FIXED_OM | NEW | N/A | USD/truck | us | us | 618.1601
light duty trucks | Propane ICE Light-Duty Truck | 2024 | FIXED_OM | REPLACEMENT | N/A | USD/truck | us | us | 618.1601
light duty trucks | Propane ICE Light-Duty Truck | 2025 | CAPITAL | NEW | N/A | USD/truck | us | us | 35899.4
light duty trucks | Propane ICE Light-Duty Truck | 2025 | CAPITAL | REPLACEMENT | N/A | USD/truck | us | us | 35899.4
light duty trucks | Propane ICE Light-Duty Truck | 2025 | FIXED_OM | NEW | N/A | USD/truck | us | us | 618.1601
light duty trucks | Propane ICE Light-Duty Truck | 2025 | FIXED_OM | REPLACEMENT | N/A | USD/truck | us | us | 618.1601
light duty trucks | Propane ICE Light-Duty Truck | 2026 | CAPITAL | NEW | N/A | USD/truck | us | us | 36075.26
light duty trucks | Propane ICE Light-Duty Truck | 2026 | CAPITAL | REPLACEMENT | N/A | USD/truck | us | us | 36075.26
light duty trucks | Propane ICE Light-Duty Truck | 2026 | FIXED_OM | NEW | N/A | USD/truck | us | us | 618.1601
light duty trucks | Propane ICE Light-Duty Truck | 2026 | FIXED_OM | REPLACEMENT | N/A | USD/truck | us | us | 618.1601
light duty trucks | Propane ICE Light-Duty Truck | 2027 | CAPITAL | NEW | N/A | USD/truck | us | us | 36251.12
light duty trucks | Propane ICE Light-Duty Truck | 2027 | CAPITAL | REPLACEMENT | N/A | USD/truck | us | us | 36251.12
light duty trucks | Propane ICE Light-Duty Truck | 2027 | FIXED_OM | NEW | N/A | USD/truck | us | us | 618.1601
light duty trucks | Propane ICE Light-Duty Truck | 2027 | FIXED_OM | REPLACEMENT | N/A | USD/truck | us | us | 618.1601
light duty trucks | Propane ICE Light-Duty Truck | 2028 | CAPITAL | NEW | N/A | USD/truck | us | us | 36426.98
light duty trucks | Propane ICE Light-Duty Truck | 2028 | CAPITAL | REPLACEMENT | N/A | USD/truck | us | us | 36426.98
light duty trucks | Propane ICE Light-Duty Truck | 2028 | FIXED_OM | NEW | N/A | USD/truck | us | us | 618.1601
light duty trucks | Propane ICE Light-Duty Truck | 2028 | FIXED_OM | REPLACEMENT | N/A | USD/truck | us | us | 618.1601
light duty trucks | Propane ICE Light-Duty Truck | 2029 | CAPITAL | NEW | N/A | USD/truck | us | us | 36602.84
light duty trucks | Propane ICE Light-Duty Truck | 2029 | CAPITAL | REPLACEMENT | N/A | USD/truck | us | us | 36602.84
light duty trucks | Propane ICE Light-Duty Truck | 2029 | FIXED_OM | NEW | N/A | USD/truck | us | us | 618.1601
light duty trucks | Propane ICE Light-Duty Truck | 2029 | FIXED_OM | REPLACEMENT | N/A | USD/truck | us | us | 618.1601
light duty trucks | Propane ICE Light-Duty Truck | 2030 | CAPITAL | NEW | N/A | USD/truck | us | us | 36778.7
light duty trucks | Propane ICE Light-Duty Truck | 2030 | CAPITAL | REPLACEMENT | N/A | USD/truck | us | us | 36778.7
light duty trucks | Propane ICE Light-Duty Truck | 2030 | FIXED_OM | NEW | N/A | USD/truck | us | us | 618.1601
light duty trucks | Propane ICE Light-Duty Truck | 2030 | FIXED_OM | REPLACEMENT | N/A | USD/truck | us | us | 618.1601
light duty trucks | Propane ICE Light-Duty Truck | 2031 | CAPITAL | NEW | N/A | USD/truck | us | us | 36848.04
light duty trucks | Propane ICE Light-Duty Truck | 2031 | CAPITAL | REPLACEMENT | N/A | USD/truck | us | us | 36848.04
light duty trucks | Propane ICE Light-Duty Truck | 2031 | FIXED_OM | NEW | N/A | USD/truck | us | us | 618.1601
light duty trucks | Propane ICE Light-Duty Truck | 2031 | FIXED_OM | REPLACEMENT | N/A | USD/truck | us | us | 618.1601
light duty trucks | Propane ICE Light-Duty Truck | 2032 | CAPITAL | NEW | N/A | USD/truck | us | us | 36917.38
light duty trucks | Propane ICE Light-Duty Truck | 2032 | CAPITAL | REPLACEMENT | N/A | USD/truck | us | us | 36917.38
light duty trucks | Propane ICE Light-Duty Truck | 2032 | FIXED_OM | NEW | N/A | USD/truck | us | us | 618.1601
light duty trucks | Propane ICE Light-Duty Truck | 2032 | FIXED_OM | REPLACEMENT | N/A | USD/truck | us | us | 618.1601
light duty trucks | Propane ICE Light-Duty Truck | 2033 | CAPITAL | NEW | N/A | USD/truck | us | us | 36986.72
light duty trucks | Propane ICE Light-Duty Truck | 2033 | CAPITAL | REPLACEMENT | N/A | USD/truck | us | us | 36986.72
light duty trucks | Propane ICE Light-Duty Truck | 2033 | FIXED_OM | NEW | N/A | USD/truck | us | us | 618.1601
light duty trucks | Propane ICE Light-Duty Truck | 2033 | FIXED_OM | REPLACEMENT | N/A | USD/truck | us | us | 618.1601
light duty trucks | Propane ICE Light-Duty Truck | 2034 | CAPITAL | NEW | N/A | USD/truck | us | us | 37056.06
light duty trucks | Propane ICE Light-Duty Truck | 2034 | CAPITAL | REPLACEMENT | N/A | USD/truck | us | us | 37056.06
light duty trucks | Propane ICE Light-Duty Truck | 2034 | FIXED_OM | NEW | N/A | USD/truck | us | us | 618.1601
light duty trucks | Propane ICE Light-Duty Truck | 2034 | FIXED_OM | REPLACEMENT | N/A | USD/truck | us | us | 618.1601
light duty trucks | Propane ICE Light-Duty Truck | 2035 | CAPITAL | NEW | N/A | USD/truck | us | us | 37125.4
light duty trucks | Propane ICE Light-Duty Truck | 2035 | CAPITAL | REPLACEMENT | N/A | USD/truck | us | us | 37125.4
light duty trucks | Propane ICE Light-Duty Truck | 2035 | FIXED_OM | NEW | N/A | USD/truck | us | us | 618.1601
light duty trucks | Propane ICE Light-Duty Truck | 2035 | FIXED_OM | REPLACEMENT | N/A | USD/truck | us | us | 618.1601
light duty trucks | Propane ICE Light-Duty Truck | 2036 | CAPITAL | NEW | N/A | USD/truck | us | us | 37194.74
light duty trucks | Propane ICE Light-Duty Truck | 2036 | CAPITAL | REPLACEMENT | N/A | USD/truck | us | us | 37194.74
light duty trucks | Propane ICE Light-Duty Truck | 2036 | FIXED_OM | NEW | N/A | USD/truck | us | us | 618.1601
light duty trucks | Propane ICE Light-Duty Truck | 2036 | FIXED_OM | REPLACEMENT | N/A | USD/truck | us | us | 618.1601
light duty trucks | Propane ICE Light-Duty Truck | 2037 | CAPITAL | NEW | N/A | USD/truck | us | us | 37264.08
light duty trucks | Propane ICE Light-Duty Truck | 2037 | CAPITAL | REPLACEMENT | N/A | USD/truck | us | us | 37264.08
light duty trucks | Propane ICE Light-Duty Truck | 2037 | FIXED_OM | NEW | N/A | USD/truck | us | us | 618.1601
light duty trucks | Propane ICE Light-Duty Truck | 2037 | FIXED_OM | REPLACEMENT | N/A | USD/truck | us | us | 618.1601
light duty trucks | Propane ICE Light-Duty Truck | 2038 | CAPITAL | NEW | N/A | USD/truck | us | us | 37333.42
light duty trucks | Propane ICE Light-Duty Truck | 2038 | CAPITAL | REPLACEMENT | N/A | USD/truck | us | us | 37333.42
light duty trucks | Propane ICE Light-Duty Truck | 2038 | FIXED_OM | NEW | N/A | USD/truck | us | us | 618.1601
light duty trucks | Propane ICE Light-Duty Truck | 2038 | FIXED_OM | REPLACEMENT | N/A | USD/truck | us | us | 618.1601
light duty trucks | Propane ICE Light-Duty Truck | 2039 | CAPITAL | NEW | N/A | USD/truck | us | us | 37402.76
light duty trucks | Propane ICE Light-Duty Truck | 2039 | CAPITAL | REPLACEMENT | N/A | USD/truck | us | us | 37402.76
light duty trucks | Propane ICE Light-Duty Truck | 2039 | FIXED_OM | NEW | N/A | USD/truck | us | us | 618.1601
light duty trucks | Propane ICE Light-Duty Truck | 2039 | FIXED_OM | REPLACEMENT | N/A | USD/truck | us | us | 618.1601
light duty trucks | Propane ICE Light-Duty Truck | 2040 | CAPITAL | NEW | N/A | USD/truck | us | us | 37472.1
light duty trucks | Propane ICE Light-Duty Truck | 2040 | CAPITAL | REPLACEMENT | N/A | USD/truck | us | us | 37472.1
light duty trucks | Propane ICE Light-Duty Truck | 2040 | FIXED_OM | NEW | N/A | USD/truck | us | us | 618.1601
light duty trucks | Propane ICE Light-Duty Truck | 2040 | FIXED_OM | REPLACEMENT | N/A | USD/truck | us | us | 618.1601
light duty trucks | Propane ICE Light-Duty Truck | 2041 | CAPITAL | NEW | N/A | USD/truck | us | us | 37568.88
light duty trucks | Propane ICE Light-Duty Truck | 2041 | CAPITAL | REPLACEMENT | N/A | USD/truck | us | us | 37568.88
light duty trucks | Propane ICE Light-Duty Truck | 2041 | FIXED_OM | NEW | N/A | USD/truck | us | us | 618.1601
light duty trucks | Propane ICE Light-Duty Truck | 2041 | FIXED_OM | REPLACEMENT | N/A | USD/truck | us | us | 618.1601
light duty trucks | Propane ICE Light-Duty Truck | 2042 | CAPITAL | NEW | N/A | USD/truck | us | us | 37665.66
light duty trucks | Propane ICE Light-Duty Truck | 2042 | CAPITAL | REPLACEMENT | N/A | USD/truck | us | us | 37665.66
light duty trucks | Propane ICE Light-Duty Truck | 2042 | FIXED_OM | NEW | N/A | USD/truck | us | us | 618.1601
light duty trucks | Propane ICE Light-Duty Truck | 2042 | FIXED_OM | REPLACEMENT | N/A | USD/truck | us | us | 618.1601
light duty trucks | Propane ICE Light-Duty Truck | 2043 | CAPITAL | NEW | N/A | USD/truck | us | us | 37762.44
light duty trucks | Propane ICE Light-Duty Truck | 2043 | CAPITAL | REPLACEMENT | N/A | USD/truck | us | us | 37762.44
light duty trucks | Propane ICE Light-Duty Truck | 2043 | FIXED_OM | NEW | N/A | USD/truck | us | us | 618.1601
light duty trucks | Propane ICE Light-Duty Truck | 2043 | FIXED_OM | REPLACEMENT | N/A | USD/truck | us | us | 618.1601
light duty trucks | Propane ICE Light-Duty Truck | 2044 | CAPITAL | NEW | N/A | USD/truck | us | us | 37859.22
light duty trucks | Propane ICE Light-Duty Truck | 2044 | CAPITAL | REPLACEMENT | N/A | USD/truck | us | us | 37859.22
light duty trucks | Propane ICE Light-Duty Truck | 2044 | FIXED_OM | NEW | N/A | USD/truck | us | us | 618.1601
light duty trucks | Propane ICE Light-Duty Truck | 2044 | FIXED_OM | REPLACEMENT | N/A | USD/truck | us | us | 618.1601
light duty trucks | Propane ICE Light-Duty Truck | 2045 | CAPITAL | NEW | N/A | USD/truck | us | us | 37956
light duty trucks | Propane ICE Light-Duty Truck | 2045 | CAPITAL | REPLACEMENT | N/A | USD/truck | us | us | 37956
light duty trucks | Propane ICE Light-Duty Truck | 2045 | FIXED_OM | NEW | N/A | USD/truck | us | us | 618.1601
light duty trucks | Propane ICE Light-Duty Truck | 2045 | FIXED_OM | REPLACEMENT | N/A | USD/truck | us | us | 618.1601
light duty trucks | Propane ICE Light-Duty Truck | 2046 | CAPITAL | NEW | N/A | USD/truck | us | us | 38052.78
light duty trucks | Propane ICE Light-Duty Truck | 2046 | CAPITAL | REPLACEMENT | N/A | USD/truck | us | us | 38052.78
light duty trucks | Propane ICE Light-Duty Truck | 2046 | FIXED_OM | NEW | N/A | USD/truck | us | us | 618.1601
light duty trucks | Propane ICE Light-Duty Truck | 2046 | FIXED_OM | REPLACEMENT | N/A | USD/truck | us | us | 618.1601
light duty trucks | Propane ICE Light-Duty Truck | 2047 | CAPITAL | NEW | N/A | USD/truck | us | us | 38149.56
light duty trucks | Propane ICE Light-Duty Truck | 2047 | CAPITAL | REPLACEMENT | N/A | USD/truck | us | us | 38149.56
light duty trucks | Propane ICE Light-Duty Truck | 2047 | FIXED_OM | NEW | N/A | USD/truck | us | us | 618.1601
light duty trucks | Propane ICE Light-Duty Truck | 2047 | FIXED_OM | REPLACEMENT | N/A | USD/truck | us | us | 618.1601
light duty trucks | Propane ICE Light-Duty Truck | 2048 | CAPITAL | NEW | N/A | USD/truck | us | us | 38246.34
light duty trucks | Propane ICE Light-Duty Truck | 2048 | CAPITAL | REPLACEMENT | N/A | USD/truck | us | us | 38246.34
light duty trucks | Propane ICE Light-Duty Truck | 2048 | FIXED_OM | NEW | N/A | USD/truck | us | us | 618.1601
light duty trucks | Propane ICE Light-Duty Truck | 2048 | FIXED_OM | REPLACEMENT | N/A | USD/truck | us | us | 618.1601
light duty trucks | Propane ICE Light-Duty Truck | 2049 | CAPITAL | NEW | N/A | USD/truck | us | us | 38343.12
light duty trucks | Propane ICE Light-Duty Truck | 2049 | CAPITAL | REPLACEMENT | N/A | USD/truck | us | us | 38343.12
light duty trucks | Propane ICE Light-Duty Truck | 2049 | FIXED_OM | NEW | N/A | USD/truck | us | us | 618.1601
light duty trucks | Propane ICE Light-Duty Truck | 2049 | FIXED_OM | REPLACEMENT | N/A | USD/truck | us | us | 618.1601
light duty trucks | Propane ICE Light-Duty Truck | 2050 | CAPITAL | NEW | N/A | USD/truck | us | us | 38439.9
light duty trucks | Propane ICE Light-Duty Truck | 2050 | CAPITAL | REPLACEMENT | N/A | USD/truck | us | us | 38439.9
light duty trucks | Propane ICE Light-Duty Truck | 2050 | FIXED_OM | NEW | N/A | USD/truck | us | us | 618.1601
light duty trucks | Propane ICE Light-Duty Truck | 2050 | FIXED_OM | REPLACEMENT | N/A | USD/truck | us | us | 618.1601
light duty trucks | Reference Flex-Fuel Light-Duty Truck | 2020 | CAPITAL | NEW | N/A | USD/truck | us | us | 39973.0117
light duty trucks | Reference Flex-Fuel Light-Duty Truck | 2020 | CAPITAL | REPLACEMENT | N/A | USD/truck | us | us | 39973.0117
light duty trucks | Reference Flex-Fuel Light-Duty Truck | 2021 | CAPITAL | NEW | N/A | USD/truck | us | us | 40526.6934
light duty trucks | Reference Flex-Fuel Light-Duty Truck | 2021 | CAPITAL | REPLACEMENT | N/A | USD/truck | us | us | 40526.6934
light duty trucks | Reference Flex-Fuel Light-Duty Truck | 2022 | CAPITAL | NEW | N/A | USD/truck | us | us | 40904.3236
light duty trucks | Reference Flex-Fuel Light-Duty Truck | 2022 | CAPITAL | REPLACEMENT | N/A | USD/truck | us | us | 40904.3236
light duty trucks | Reference Flex-Fuel Light-Duty Truck | 2023 | CAPITAL | NEW | N/A | USD/truck | us | us | 41222.7722
light duty trucks | Reference Flex-Fuel Light-Duty Truck | 2023 | CAPITAL | REPLACEMENT | N/A | USD/truck | us | us | 41222.7722
light duty trucks | Reference Flex-Fuel Light-Duty Truck | 2024 | CAPITAL | NEW | N/A | USD/truck | us | us | 41550.2604
light duty trucks | Reference Flex-Fuel Light-Duty Truck | 2024 | CAPITAL | REPLACEMENT | N/A | USD/truck | us | us | 41550.2604
light duty trucks | Reference Flex-Fuel Light-Duty Truck | 2025 | CAPITAL | NEW | N/A | USD/truck | us | us | 42046.1724
light duty trucks | Reference Flex-Fuel Light-Duty Truck | 2025 | CAPITAL | REPLACEMENT | N/A | USD/truck | us | us | 42046.1724
light duty trucks | Reference Flex-Fuel Light-Duty Truck | 2026 | CAPITAL | NEW | N/A | USD/truck | us | us | 42100.0541
light duty trucks | Reference Flex-Fuel Light-Duty Truck | 2026 | CAPITAL | REPLACEMENT | N/A | USD/truck | us | us | 42100.0541
light duty trucks | Reference Flex-Fuel Light-Duty Truck | 2027 | CAPITAL | NEW | N/A | USD/truck | us | us | 42193.7924
light duty trucks | Reference Flex-Fuel Light-Duty Truck | 2027 | CAPITAL | REPLACEMENT | N/A | USD/truck | us | us | 42193.7924
light duty trucks | Reference Flex-Fuel Light-Duty Truck | 2028 | CAPITAL | NEW | N/A | USD/truck | us | us | 42285.304
light duty trucks | Reference Flex-Fuel Light-Duty Truck | 2028 | CAPITAL | REPLACEMENT | N/A | USD/truck | us | us | 42285.304
light duty trucks | Reference Flex-Fuel Light-Duty Truck | 2029 | CAPITAL | NEW | N/A | USD/truck | us | us | 42381.1549
light duty trucks | Reference Flex-Fuel Light-Duty Truck | 2029 | CAPITAL | REPLACEMENT | N/A | USD/truck | us | us | 42381.1549
light duty trucks | Reference Flex-Fuel Light-Duty Truck | 2030 | CAPITAL | NEW | N/A | USD/truck | us | us | 42465.6772
light duty trucks | Reference Flex-Fuel Light-Duty Truck | 2030 | CAPITAL | REPLACEMENT | N/A | USD/truck | us | us | 42465.6772
light duty trucks | Reference Flex-Fuel Light-Duty Truck | 2031 | CAPITAL | NEW | N/A | USD/truck | us | us | 42561.502
light duty trucks | Reference Flex-Fuel Light-Duty Truck | 2031 | CAPITAL | REPLACEMENT | N/A | USD/truck | us | us | 42561.502
light duty trucks | Reference Flex-Fuel Light-Duty Truck | 2032 | CAPITAL | NEW | N/A | USD/truck | us | us | 42667.3654
light duty trucks | Reference Flex-Fuel Light-Duty Truck | 2032 | CAPITAL | REPLACEMENT | N/A | USD/truck | us | us | 42667.3654
light duty trucks | Reference Flex-Fuel Light-Duty Truck | 2033 | CAPITAL | NEW | N/A | USD/truck | us | us | 42806.1788
light duty trucks | Reference Flex-Fuel Light-Duty Truck | 2033 | CAPITAL | REPLACEMENT | N/A | USD/truck | us | us | 42806.1788
light duty trucks | Reference Flex-Fuel Light-Duty Truck | 2034 | CAPITAL | NEW | N/A | USD/truck | us | us | 42843.4556
light duty trucks | Reference Flex-Fuel Light-Duty Truck | 2034 | CAPITAL | REPLACEMENT | N/A | USD/truck | us | us | 42843.4556
light duty trucks | Reference Flex-Fuel Light-Duty Truck | 2035 | CAPITAL | NEW | N/A | USD/truck | us | us | 42867.5356
light duty trucks | Reference Flex-Fuel Light-Duty Truck | 2035 | CAPITAL | REPLACEMENT | N/A | USD/truck | us | us | 42867.5356
light duty trucks | Reference Flex-Fuel Light-Duty Truck | 2036 | CAPITAL | NEW | N/A | USD/truck | us | us | 42892.682
light duty trucks | Reference Flex-Fuel Light-Duty Truck | 2036 | CAPITAL | REPLACEMENT | N/A | USD/truck | us | us | 42892.682
light duty trucks | Reference Flex-Fuel Light-Duty Truck | 2037 | CAPITAL | NEW | N/A | USD/truck | us | us | 42916.211
light duty trucks | Reference Flex-Fuel Light-Duty Truck | 2037 | CAPITAL | REPLACEMENT | N/A | USD/truck | us | us | 42916.211
light duty trucks | Reference Flex-Fuel Light-Duty Truck | 2038 | CAPITAL | NEW | N/A | USD/truck | us | us | 42958.1545
light duty trucks | Reference Flex-Fuel Light-Duty Truck | 2038 | CAPITAL | REPLACEMENT | N/A | USD/truck | us | us | 42958.1545
light duty trucks | Reference Flex-Fuel Light-Duty Truck | 2039 | CAPITAL | NEW | N/A | USD/truck | us | us | 42984.8793
light duty trucks | Reference Flex-Fuel Light-Duty Truck | 2039 | CAPITAL | REPLACEMENT | N/A | USD/truck | us | us | 42984.8793
light duty trucks | Reference Flex-Fuel Light-Duty Truck | 2040 | CAPITAL | NEW | N/A | USD/truck | us | us | 43010.4395
light duty trucks | Reference Flex-Fuel Light-Duty Truck | 2040 | CAPITAL | REPLACEMENT | N/A | USD/truck | us | us | 43010.4395
light duty trucks | Reference Flex-Fuel Light-Duty Truck | 2041 | CAPITAL | NEW | N/A | USD/truck | us | us | 43067.6475
light duty trucks | Reference Flex-Fuel Light-Duty Truck | 2041 | CAPITAL | REPLACEMENT | N/A | USD/truck | us | us | 43067.6475
light duty trucks | Reference Flex-Fuel Light-Duty Truck | 2042 | CAPITAL | NEW | N/A | USD/truck | us | us | 43094.9746
light duty trucks | Reference Flex-Fuel Light-Duty Truck | 2042 | CAPITAL | REPLACEMENT | N/A | USD/truck | us | us | 43094.9746
light duty trucks | Reference Flex-Fuel Light-Duty Truck | 2043 | CAPITAL | NEW | N/A | USD/truck | us | us | 43122.2343
light duty trucks | Reference Flex-Fuel Light-Duty Truck | 2043 | CAPITAL | REPLACEMENT | N/A | USD/truck | us | us | 43122.2343
light duty trucks | Reference Flex-Fuel Light-Duty Truck | 2044 | CAPITAL | NEW | N/A | USD/truck | us | us | 43151.5306
light duty trucks | Reference Flex-Fuel Light-Duty Truck | 2044 | CAPITAL | REPLACEMENT | N/A | USD/truck | us | us | 43151.5306
light duty trucks | Reference Flex-Fuel Light-Duty Truck | 2045 | CAPITAL | NEW | N/A | USD/truck | us | us | 43207.6327
light duty trucks | Reference Flex-Fuel Light-Duty Truck | 2045 | CAPITAL | REPLACEMENT | N/A | USD/truck | us | us | 43207.6327
light duty trucks | Reference Flex-Fuel Light-Duty Truck | 2046 | CAPITAL | NEW | N/A | USD/truck | us | us | 43235.2938
light duty trucks | Reference Flex-Fuel Light-Duty Truck | 2046 | CAPITAL | REPLACEMENT | N/A | USD/truck | us | us | 43235.2938
light duty trucks | Reference Flex-Fuel Light-Duty Truck | 2047 | CAPITAL | NEW | N/A | USD/truck | us | us | 43264.283
light duty trucks | Reference Flex-Fuel Light-Duty Truck | 2047 | CAPITAL | REPLACEMENT | N/A | USD/truck | us | us | 43264.283
light duty trucks | Reference Flex-Fuel Light-Duty Truck | 2048 | CAPITAL | NEW | N/A | USD/truck | us | us | 43296.0674
light duty trucks | Reference Flex-Fuel Light-Duty Truck | 2048 | CAPITAL | REPLACEMENT | N/A | USD/truck | us | us | 43296.0674
light duty trucks | Reference Flex-Fuel Light-Duty Truck | 2049 | CAPITAL | NEW | N/A | USD/truck | us | us | 43326.5623
light duty trucks | Reference Flex-Fuel Light-Duty Truck | 2049 | CAPITAL | REPLACEMENT | N/A | USD/truck | us | us | 43326.5623
light duty trucks | Reference Flex-Fuel Light-Duty Truck | 2050 | CAPITAL | NEW | N/A | USD/truck | us | us | 43351.7665
light duty trucks | Reference Flex-Fuel Light-Duty Truck | 2050 | CAPITAL | REPLACEMENT | N/A | USD/truck | us | us | 43351.7665
light duty trucks | Reference Gasoline Light-Duty Truck | 2020 | CAPITAL | NEW | N/A | USD/truck | us | us | 39973.0117
light duty trucks | Reference Gasoline Light-Duty Truck | 2020 | CAPITAL | REPLACEMENT | N/A | USD/truck | us | us | 39973.0117
light duty trucks | Reference Gasoline Light-Duty Truck | 2020 | FIXED_OM | NEW | N/A | USD/truck | us | us | 618.1601
light duty trucks | Reference Gasoline Light-Duty Truck | 2020 | FIXED_OM | REPLACEMENT | N/A | USD/truck | us | us | 618.1601
light duty trucks | Reference Gasoline Light-Duty Truck | 2021 | CAPITAL | NEW | N/A | USD/truck | us | us | 40526.6934
light duty trucks | Reference Gasoline Light-Duty Truck | 2021 | CAPITAL | REPLACEMENT | N/A | USD/truck | us | us | 40526.6934
light duty trucks | Reference Gasoline Light-Duty Truck | 2021 | FIXED_OM | NEW | N/A | USD/truck | us | us | 618.1601
light duty trucks | Reference Gasoline Light-Duty Truck | 2021 | FIXED_OM | REPLACEMENT | N/A | USD/truck | us | us | 618.1601
light duty trucks | Reference Gasoline Light-Duty Truck | 2022 | CAPITAL | NEW | N/A | USD/truck | us | us | 40904.3236
light duty trucks | Reference Gasoline Light-Duty Truck | 2022 | CAPITAL | REPLACEMENT | N/A | USD/truck | us | us | 40904.3236
light duty trucks | Reference Gasoline Light-Duty Truck | 2022 | FIXED_OM | NEW | N/A | USD/truck | us | us | 618.1601
light duty trucks | Reference Gasoline Light-Duty Truck | 2022 | FIXED_OM | REPLACEMENT | N/A | USD/truck | us | us | 618.1601
light duty trucks | Reference Gasoline Light-Duty Truck | 2023 | CAPITAL | NEW | N/A | USD/truck | us | us | 41222.7722
light duty trucks | Reference Gasoline Light-Duty Truck | 2023 | CAPITAL | REPLACEMENT | N/A | USD/truck | us | us | 41222.7722
light duty trucks | Reference Gasoline Light-Duty Truck | 2023 | FIXED_OM | NEW | N/A | USD/truck | us | us | 618.1601
light duty trucks | Reference Gasoline Light-Duty Truck | 2023 | FIXED_OM | REPLACEMENT | N/A | USD/truck | us | us | 618.1601
light duty trucks | Reference Gasoline Light-Duty Truck | 2024 | CAPITAL | NEW | N/A | USD/truck | us | us | 41550.2604
light duty trucks | Reference Gasoline Light-Duty Truck | 2024 | CAPITAL | REPLACEMENT | N/A | USD/truck | us | us | 41550.2604
light duty trucks | Reference Gasoline Light-Duty Truck | 2024 | FIXED_OM | NEW | N/A | USD/truck | us | us | 618.1601
light duty trucks | Reference Gasoline Light-Duty Truck | 2024 | FIXED_OM | REPLACEMENT | N/A | USD/truck | us | us | 618.1601
light duty trucks | Reference Gasoline Light-Duty Truck | 2025 | CAPITAL | NEW | N/A | USD/truck | us | us | 42046.1724
light duty trucks | Reference Gasoline Light-Duty Truck | 2025 | CAPITAL | REPLACEMENT | N/A | USD/truck | us | us | 42046.1724
light duty trucks | Reference Gasoline Light-Duty Truck | 2025 | FIXED_OM | NEW | N/A | USD/truck | us | us | 618.1601
light duty trucks | Reference Gasoline Light-Duty Truck | 2025 | FIXED_OM | REPLACEMENT | N/A | USD/truck | us | us | 618.1601
light duty trucks | Reference Gasoline Light-Duty Truck | 2026 | CAPITAL | NEW | N/A | USD/truck | us | us | 42100.0541
light duty trucks | Reference Gasoline Light-Duty Truck | 2026 | CAPITAL | REPLACEMENT | N/A | USD/truck | us | us | 42100.0541
light duty trucks | Reference Gasoline Light-Duty Truck | 2026 | FIXED_OM | NEW | N/A | USD/truck | us | us | 618.1601
light duty trucks | Reference Gasoline Light-Duty Truck | 2026 | FIXED_OM | REPLACEMENT | N/A | USD/truck | us | us | 618.1601
light duty trucks | Reference Gasoline Light-Duty Truck | 2027 | CAPITAL | NEW | N/A | USD/truck | us | us | 42193.7924
light duty trucks | Reference Gasoline Light-Duty Truck | 2027 | CAPITAL | REPLACEMENT | N/A | USD/truck | us | us | 42193.7924
light duty trucks | Reference Gasoline Light-Duty Truck | 2027 | FIXED_OM | NEW | N/A | USD/truck | us | us | 618.1601
light duty trucks | Reference Gasoline Light-Duty Truck | 2027 | FIXED_OM | REPLACEMENT | N/A | USD/truck | us | us | 618.1601
light duty trucks | Reference Gasoline Light-Duty Truck | 2028 | CAPITAL | NEW | N/A | USD/truck | us | us | 42285.304
light duty trucks | Reference Gasoline Light-Duty Truck | 2028 | CAPITAL | REPLACEMENT | N/A | USD/truck | us | us | 42285.304
light duty trucks | Reference Gasoline Light-Duty Truck | 2028 | FIXED_OM | NEW | N/A | USD/truck | us | us | 618.1601
light duty trucks | Reference Gasoline Light-Duty Truck | 2028 | FIXED_OM | REPLACEMENT | N/A | USD/truck | us | us | 618.1601
light duty trucks | Reference Gasoline Light-Duty Truck | 2029 | CAPITAL | NEW | N/A | USD/truck | us | us | 42381.1549
light duty trucks | Reference Gasoline Light-Duty Truck | 2029 | CAPITAL | REPLACEMENT | N/A | USD/truck | us | us | 42381.1549
light duty trucks | Reference Gasoline Light-Duty Truck | 2029 | FIXED_OM | NEW | N/A | USD/truck | us | us | 618.1601
light duty trucks | Reference Gasoline Light-Duty Truck | 2029 | FIXED_OM | REPLACEMENT | N/A | USD/truck | us | us | 618.1601
light duty trucks | Reference Gasoline Light-Duty Truck | 2030 | CAPITAL | NEW | N/A | USD/truck | us | us | 42465.6772
light duty trucks | Reference Gasoline Light-Duty Truck | 2030 | CAPITAL | REPLACEMENT | N/A | USD/truck | us | us | 42465.6772
light duty trucks | Reference Gasoline Light-Duty Truck | 2030 | FIXED_OM | NEW | N/A | USD/truck | us | us | 618.1601
light duty trucks | Reference Gasoline Light-Duty Truck | 2030 | FIXED_OM | REPLACEMENT | N/A | USD/truck | us | us | 618.1601
light duty trucks | Reference Gasoline Light-Duty Truck | 2031 | CAPITAL | NEW | N/A | USD/truck | us | us | 42561.502
light duty trucks | Reference Gasoline Light-Duty Truck | 2031 | CAPITAL | REPLACEMENT | N/A | USD/truck | us | us | 42561.502
light duty trucks | Reference Gasoline Light-Duty Truck | 2031 | FIXED_OM | NEW | N/A | USD/truck | us | us | 618.1601
light duty trucks | Reference Gasoline Light-Duty Truck | 2031 | FIXED_OM | REPLACEMENT | N/A | USD/truck | us | us | 618.1601
light duty trucks | Reference Gasoline Light-Duty Truck | 2032 | CAPITAL | NEW | N/A | USD/truck | us | us | 42667.3654
light duty trucks | Reference Gasoline Light-Duty Truck | 2032 | CAPITAL | REPLACEMENT | N/A | USD/truck | us | us | 42667.3654
light duty trucks | Reference Gasoline Light-Duty Truck | 2032 | FIXED_OM | NEW | N/A | USD/truck | us | us | 618.1601
light duty trucks | Reference Gasoline Light-Duty Truck | 2032 | FIXED_OM | REPLACEMENT | N/A | USD/truck | us | us | 618.1601
light duty trucks | Reference Gasoline Light-Duty Truck | 2033 | CAPITAL | NEW | N/A | USD/truck | us | us | 42806.1788
light duty trucks | Reference Gasoline Light-Duty Truck | 2033 | CAPITAL | REPLACEMENT | N/A | USD/truck | us | us | 42806.1788
light duty trucks | Reference Gasoline Light-Duty Truck | 2033 | FIXED_OM | NEW | N/A | USD/truck | us | us | 618.1601
light duty trucks | Reference Gasoline Light-Duty Truck | 2033 | FIXED_OM | REPLACEMENT | N/A | USD/truck | us | us | 618.1601
light duty trucks | Reference Gasoline Light-Duty Truck | 2034 | CAPITAL | NEW | N/A | USD/truck | us | us | 42843.4556
light duty trucks | Reference Gasoline Light-Duty Truck | 2034 | CAPITAL | REPLACEMENT | N/A | USD/truck | us | us | 42843.4556
light duty trucks | Reference Gasoline Light-Duty Truck | 2034 | FIXED_OM | NEW | N/A | USD/truck | us | us | 618.1601
light duty trucks | Reference Gasoline Light-Duty Truck | 2034 | FIXED_OM | REPLACEMENT | N/A | USD/truck | us | us | 618.1601
light duty trucks | Reference Gasoline Light-Duty Truck | 2035 | CAPITAL | NEW | N/A | USD/truck | us | us | 42867.5356
light duty trucks | Reference Gasoline Light-Duty Truck | 2035 | CAPITAL | REPLACEMENT | N/A | USD/truck | us | us | 42867.5356
light duty trucks | Reference Gasoline Light-Duty Truck | 2035 | FIXED_OM | NEW | N/A | USD/truck | us | us | 618.1601
light duty trucks | Reference Gasoline Light-Duty Truck | 2035 | FIXED_OM | REPLACEMENT | N/A | USD/truck | us | us | 618.1601
light duty trucks | Reference Gasoline Light-Duty Truck | 2036 | CAPITAL | NEW | N/A | USD/truck | us | us | 42892.682
light duty trucks | Reference Gasoline Light-Duty Truck | 2036 | CAPITAL | REPLACEMENT | N/A | USD/truck | us | us | 42892.682
light duty trucks | Reference Gasoline Light-Duty Truck | 2036 | FIXED_OM | NEW | N/A | USD/truck | us | us | 618.1601
light duty trucks | Reference Gasoline Light-Duty Truck | 2036 | FIXED_OM | REPLACEMENT | N/A | USD/truck | us | us | 618.1601
light duty trucks | Reference Gasoline Light-Duty Truck | 2037 | CAPITAL | NEW | N/A | USD/truck | us | us | 42916.211
light duty trucks | Reference Gasoline Light-Duty Truck | 2037 | CAPITAL | REPLACEMENT | N/A | USD/truck | us | us | 42916.211
light duty trucks | Reference Gasoline Light-Duty Truck | 2037 | FIXED_OM | NEW | N/A | USD/truck | us | us | 618.1601
light duty trucks | Reference Gasoline Light-Duty Truck | 2037 | FIXED_OM | REPLACEMENT | N/A | USD/truck | us | us | 618.1601
light duty trucks | Reference Gasoline Light-Duty Truck | 2038 | CAPITAL | NEW | N/A | USD/truck | us | us | 42958.1545
light duty trucks | Reference Gasoline Light-Duty Truck | 2038 | CAPITAL | REPLACEMENT | N/A | USD/truck | us | us | 42958.1545
light duty trucks | Reference Gasoline Light-Duty Truck | 2038 | FIXED_OM | NEW | N/A | USD/truck | us | us | 618.1601
light duty trucks | Reference Gasoline Light-Duty Truck | 2038 | FIXED_OM | REPLACEMENT | N/A | USD/truck | us | us | 618.1601
light duty trucks | Reference Gasoline Light-Duty Truck | 2039 | CAPITAL | NEW | N/A | USD/truck | us | us | 42984.8793
light duty trucks | Reference Gasoline Light-Duty Truck | 2039 | CAPITAL | REPLACEMENT | N/A | USD/truck | us | us | 42984.8793
light duty trucks | Reference Gasoline Light-Duty Truck | 2039 | FIXED_OM | NEW | N/A | USD/truck | us | us | 618.1601
light duty trucks | Reference Gasoline Light-Duty Truck | 2039 | FIXED_OM | REPLACEMENT | N/A | USD/truck | us | us | 618.1601
light duty trucks | Reference Gasoline Light-Duty Truck | 2040 | CAPITAL | NEW | N/A | USD/truck | us | us | 43010.4395
light duty trucks | Reference Gasoline Light-Duty Truck | 2040 | CAPITAL | REPLACEMENT | N/A | USD/truck | us | us | 43010.4395
light duty trucks | Reference Gasoline Light-Duty Truck | 2040 | FIXED_OM | NEW | N/A | USD/truck | us | us | 618.1601
light duty trucks | Reference Gasoline Light-Duty Truck | 2040 | FIXED_OM | REPLACEMENT | N/A | USD/truck | us | us | 618.1601
light duty trucks | Reference Gasoline Light-Duty Truck | 2041 | CAPITAL | NEW | N/A | USD/truck | us | us | 43067.6475
light duty trucks | Reference Gasoline Light-Duty Truck | 2041 | CAPITAL | REPLACEMENT | N/A | USD/truck | us | us | 43067.6475
light duty trucks | Reference Gasoline Light-Duty Truck | 2041 | FIXED_OM | NEW | N/A | USD/truck | us | us | 618.1601
light duty trucks | Reference Gasoline Light-Duty Truck | 2041 | FIXED_OM | REPLACEMENT | N/A | USD/truck | us | us | 618.1601
light duty trucks | Reference Gasoline Light-Duty Truck | 2042 | CAPITAL | NEW | N/A | USD/truck | us | us | 43094.9746
light duty trucks | Reference Gasoline Light-Duty Truck | 2042 | CAPITAL | REPLACEMENT | N/A | USD/truck | us | us | 43094.9746
light duty trucks | Reference Gasoline Light-Duty Truck | 2042 | FIXED_OM | NEW | N/A | USD/truck | us | us | 618.1601
light duty trucks | Reference Gasoline Light-Duty Truck | 2042 | FIXED_OM | REPLACEMENT | N/A | USD/truck | us | us | 618.1601
light duty trucks | Reference Gasoline Light-Duty Truck | 2043 | CAPITAL | NEW | N/A | USD/truck | us | us | 43122.2343
light duty trucks | Reference Gasoline Light-Duty Truck | 2043 | CAPITAL | REPLACEMENT | N/A | USD/truck | us | us | 43122.2343
light duty trucks | Reference Gasoline Light-Duty Truck | 2043 | FIXED_OM | NEW | N/A | USD/truck | us | us | 618.1601
light duty trucks | Reference Gasoline Light-Duty Truck | 2043 | FIXED_OM | REPLACEMENT | N/A | USD/truck | us | us | 618.1601
light duty trucks | Reference Gasoline Light-Duty Truck | 2044 | CAPITAL | NEW | N/A | USD/truck | us | us | 43151.5306
light duty trucks | Reference Gasoline Light-Duty Truck | 2044 | CAPITAL | REPLACEMENT | N/A | USD/truck | us | us | 43151.5306
light duty trucks | Reference Gasoline Light-Duty Truck | 2044 | FIXED_OM | NEW | N/A | USD/truck | us | us | 618.1601
light duty trucks | Reference Gasoline Light-Duty Truck | 2044 | FIXED_OM | REPLACEMENT | N/A | USD/truck | us | us | 618.1601
light duty trucks | Reference Gasoline Light-Duty Truck | 2045 | CAPITAL | NEW | N/A | USD/truck | us | us | 43207.6327
light duty trucks | Reference Gasoline Light-Duty Truck | 2045 | CAPITAL | REPLACEMENT | N/A | USD/truck | us | us | 43207.6327
light duty trucks | Reference Gasoline Light-Duty Truck | 2045 | FIXED_OM | NEW | N/A | USD/truck | us | us | 618.1601
light duty trucks | Reference Gasoline Light-Duty Truck | 2045 | FIXED_OM | REPLACEMENT | N/A | USD/truck | us | us | 618.1601
light duty trucks | Reference Gasoline Light-Duty Truck | 2046 | CAPITAL | NEW | N/A | USD/truck | us | us | 43235.2938
light duty trucks | Reference Gasoline Light-Duty Truck | 2046 | CAPITAL | REPLACEMENT | N/A | USD/truck | us | us | 43235.2938
light duty trucks | Reference Gasoline Light-Duty Truck | 2046 | FIXED_OM | NEW | N/A | USD/truck | us | us | 618.1601
light duty trucks | Reference Gasoline Light-Duty Truck | 2046 | FIXED_OM | REPLACEMENT | N/A | USD/truck | us | us | 618.1601
light duty trucks | Reference Gasoline Light-Duty Truck | 2047 | CAPITAL | NEW | N/A | USD/truck | us | us | 43264.283
light duty trucks | Reference Gasoline Light-Duty Truck | 2047 | CAPITAL | REPLACEMENT | N/A | USD/truck | us | us | 43264.283
light duty trucks | Reference Gasoline Light-Duty Truck | 2047 | FIXED_OM | NEW | N/A | USD/truck | us | us | 618.1601
light duty trucks | Reference Gasoline Light-Duty Truck | 2047 | FIXED_OM | REPLACEMENT | N/A | USD/truck | us | us | 618.1601
light duty trucks | Reference Gasoline Light-Duty Truck | 2048 | CAPITAL | NEW | N/A | USD/truck | us | us | 43296.0674
light duty trucks | Reference Gasoline Light-Duty Truck | 2048 | CAPITAL | REPLACEMENT | N/A | USD/truck | us | us | 43296.0674
light duty trucks | Reference Gasoline Light-Duty Truck | 2048 | FIXED_OM | NEW | N/A | USD/truck | us | us | 618.1601
light duty trucks | Reference Gasoline Light-Duty Truck | 2048 | FIXED_OM | REPLACEMENT | N/A | USD/truck | us | us | 618.1601
light duty trucks | Reference Gasoline Light-Duty Truck | 2049 | CAPITAL | NEW | N/A | USD/truck | us | us | 43326.5623
light duty trucks | Reference Gasoline Light-Duty Truck | 2049 | CAPITAL | REPLACEMENT | N/A | USD/truck | us | us | 43326.5623
light duty trucks | Reference Gasoline Light-Duty Truck | 2049 | FIXED_OM | NEW | N/A | USD/truck | us | us | 618.1601
light duty trucks | Reference Gasoline Light-Duty Truck | 2049 | FIXED_OM | REPLACEMENT | N/A | USD/truck | us | us | 618.1601
light duty trucks | Reference Gasoline Light-Duty Truck | 2050 | CAPITAL | NEW | N/A | USD/truck | us | us | 43351.7665
light duty trucks | Reference Gasoline Light-Duty Truck | 2050 | CAPITAL | REPLACEMENT | N/A | USD/truck | us | us | 43351.7665
light duty trucks | Reference Gasoline Light-Duty Truck | 2050 | FIXED_OM | NEW | N/A | USD/truck | us | us | 618.1601
light duty trucks | Reference Gasoline Light-Duty Truck | 2050 | FIXED_OM | REPLACEMENT | N/A | USD/truck | us | us | 618.1601
light duty trucks | Reference TDI Light-Duty Truck | 2020 | CAPITAL | NEW | N/A | USD/truck | us | us | 39973.0117
light duty trucks | Reference TDI Light-Duty Truck | 2020 | CAPITAL | REPLACEMENT | N/A | USD/truck | us | us | 39973.0117
light duty trucks | Reference TDI Light-Duty Truck | 2020 | FIXED_OM | NEW | N/A | USD/truck | us | us | 618.1601
light duty trucks | Reference TDI Light-Duty Truck | 2020 | FIXED_OM | REPLACEMENT | N/A | USD/truck | us | us | 618.1601
light duty trucks | Reference TDI Light-Duty Truck | 2021 | CAPITAL | NEW | N/A | USD/truck | us | us | 40526.6934
light duty trucks | Reference TDI Light-Duty Truck | 2021 | CAPITAL | REPLACEMENT | N/A | USD/truck | us | us | 40526.6934
light duty trucks | Reference TDI Light-Duty Truck | 2021 | FIXED_OM | NEW | N/A | USD/truck | us | us | 618.1601
light duty trucks | Reference TDI Light-Duty Truck | 2021 | FIXED_OM | REPLACEMENT | N/A | USD/truck | us | us | 618.1601
light duty trucks | Reference TDI Light-Duty Truck | 2022 | CAPITAL | NEW | N/A | USD/truck | us | us | 40904.3236
light duty trucks | Reference TDI Light-Duty Truck | 2022 | CAPITAL | REPLACEMENT | N/A | USD/truck | us | us | 40904.3236
light duty trucks | Reference TDI Light-Duty Truck | 2022 | FIXED_OM | NEW | N/A | USD/truck | us | us | 618.1601
light duty trucks | Reference TDI Light-Duty Truck | 2022 | FIXED_OM | REPLACEMENT | N/A | USD/truck | us | us | 618.1601
light duty trucks | Reference TDI Light-Duty Truck | 2023 | CAPITAL | NEW | N/A | USD/truck | us | us | 41222.7722
light duty trucks | Reference TDI Light-Duty Truck | 2023 | CAPITAL | REPLACEMENT | N/A | USD/truck | us | us | 41222.7722
light duty trucks | Reference TDI Light-Duty Truck | 2023 | FIXED_OM | NEW | N/A | USD/truck | us | us | 618.1601
light duty trucks | Reference TDI Light-Duty Truck | 2023 | FIXED_OM | REPLACEMENT | N/A | USD/truck | us | us | 618.1601
light duty trucks | Reference TDI Light-Duty Truck | 2024 | CAPITAL | NEW | N/A | USD/truck | us | us | 41550.2604
light duty trucks | Reference TDI Light-Duty Truck | 2024 | CAPITAL | REPLACEMENT | N/A | USD/truck | us | us | 41550.2604
light duty trucks | Reference TDI Light-Duty Truck | 2024 | FIXED_OM | NEW | N/A | USD/truck | us | us | 618.1601
light duty trucks | Reference TDI Light-Duty Truck | 2024 | FIXED_OM | REPLACEMENT | N/A | USD/truck | us | us | 618.1601
light duty trucks | Reference TDI Light-Duty Truck | 2025 | CAPITAL | NEW | N/A | USD/truck | us | us | 42046.1724
light duty trucks | Reference TDI Light-Duty Truck | 2025 | CAPITAL | REPLACEMENT | N/A | USD/truck | us | us | 42046.1724
light duty trucks | Reference TDI Light-Duty Truck | 2025 | FIXED_OM | NEW | N/A | USD/truck | us | us | 618.1601
light duty trucks | Reference TDI Light-Duty Truck | 2025 | FIXED_OM | REPLACEMENT | N/A | USD/truck | us | us | 618.1601
light duty trucks | Reference TDI Light-Duty Truck | 2026 | CAPITAL | NEW | N/A | USD/truck | us | us | 42100.0541
light duty trucks | Reference TDI Light-Duty Truck | 2026 | CAPITAL | REPLACEMENT | N/A | USD/truck | us | us | 42100.0541
light duty trucks | Reference TDI Light-Duty Truck | 2026 | FIXED_OM | NEW | N/A | USD/truck | us | us | 618.1601
light duty trucks | Reference TDI Light-Duty Truck | 2026 | FIXED_OM | REPLACEMENT | N/A | USD/truck | us | us | 618.1601
light duty trucks | Reference TDI Light-Duty Truck | 2027 | CAPITAL | NEW | N/A | USD/truck | us | us | 42193.7924
light duty trucks | Reference TDI Light-Duty Truck | 2027 | CAPITAL | REPLACEMENT | N/A | USD/truck | us | us | 42193.7924
light duty trucks | Reference TDI Light-Duty Truck | 2027 | FIXED_OM | NEW | N/A | USD/truck | us | us | 618.1601
light duty trucks | Reference TDI Light-Duty Truck | 2027 | FIXED_OM | REPLACEMENT | N/A | USD/truck | us | us | 618.1601
light duty trucks | Reference TDI Light-Duty Truck | 2028 | CAPITAL | NEW | N/A | USD/truck | us | us | 42285.304
light duty trucks | Reference TDI Light-Duty Truck | 2028 | CAPITAL | REPLACEMENT | N/A | USD/truck | us | us | 42285.304
light duty trucks | Reference TDI Light-Duty Truck | 2028 | FIXED_OM | NEW | N/A | USD/truck | us | us | 618.1601
light duty trucks | Reference TDI Light-Duty Truck | 2028 | FIXED_OM | REPLACEMENT | N/A | USD/truck | us | us | 618.1601
light duty trucks | Reference TDI Light-Duty Truck | 2029 | CAPITAL | NEW | N/A | USD/truck | us | us | 42381.1549
light duty trucks | Reference TDI Light-Duty Truck | 2029 | CAPITAL | REPLACEMENT | N/A | USD/truck | us | us | 42381.1549
light duty trucks | Reference TDI Light-Duty Truck | 2029 | FIXED_OM | NEW | N/A | USD/truck | us | us | 618.1601
light duty trucks | Reference TDI Light-Duty Truck | 2029 | FIXED_OM | REPLACEMENT | N/A | USD/truck | us | us | 618.1601
light duty trucks | Reference TDI Light-Duty Truck | 2030 | CAPITAL | NEW | N/A | USD/truck | us | us | 42465.6772
light duty trucks | Reference TDI Light-Duty Truck | 2030 | CAPITAL | REPLACEMENT | N/A | USD/truck | us | us | 42465.6772
light duty trucks | Reference TDI Light-Duty Truck | 2030 | FIXED_OM | NEW | N/A | USD/truck | us | us | 618.1601
light duty trucks | Reference TDI Light-Duty Truck | 2030 | FIXED_OM | REPLACEMENT | N/A | USD/truck | us | us | 618.1601
light duty trucks | Reference TDI Light-Duty Truck | 2031 | CAPITAL | NEW | N/A | USD/truck | us | us | 42561.502
light duty trucks | Reference TDI Light-Duty Truck | 2031 | CAPITAL | REPLACEMENT | N/A | USD/truck | us | us | 42561.502
light duty trucks | Reference TDI Light-Duty Truck | 2031 | FIXED_OM | NEW | N/A | USD/truck | us | us | 618.1601
light duty trucks | Reference TDI Light-Duty Truck | 2031 | FIXED_OM | REPLACEMENT | N/A | USD/truck | us | us | 618.1601
light duty trucks | Reference TDI Light-Duty Truck | 2032 | CAPITAL | NEW | N/A | USD/truck | us | us | 42667.3654
light duty trucks | Reference TDI Light-Duty Truck | 2032 | CAPITAL | REPLACEMENT | N/A | USD/truck | us | us | 42667.3654
light duty trucks | Reference TDI Light-Duty Truck | 2032 | FIXED_OM | NEW | N/A | USD/truck | us | us | 618.1601
light duty trucks | Reference TDI Light-Duty Truck | 2032 | FIXED_OM | REPLACEMENT | N/A | USD/truck | us | us | 618.1601
light duty trucks | Reference TDI Light-Duty Truck | 2033 | CAPITAL | NEW | N/A | USD/truck | us | us | 42806.1788
light duty trucks | Reference TDI Light-Duty Truck | 2033 | CAPITAL | REPLACEMENT | N/A | USD/truck | us | us | 42806.1788
light duty trucks | Reference TDI Light-Duty Truck | 2033 | FIXED_OM | NEW | N/A | USD/truck | us | us | 618.1601
light duty trucks | Reference TDI Light-Duty Truck | 2033 | FIXED_OM | REPLACEMENT | N/A | USD/truck | us | us | 618.1601
light duty trucks | Reference TDI Light-Duty Truck | 2034 | CAPITAL | NEW | N/A | USD/truck | us | us | 42843.4556
light duty trucks | Reference TDI Light-Duty Truck | 2034 | CAPITAL | REPLACEMENT | N/A | USD/truck | us | us | 42843.4556
light duty trucks | Reference TDI Light-Duty Truck | 2034 | FIXED_OM | NEW | N/A | USD/truck | us | us | 618.1601
light duty trucks | Reference TDI Light-Duty Truck | 2034 | FIXED_OM | REPLACEMENT | N/A | USD/truck | us | us | 618.1601
light duty trucks | Reference TDI Light-Duty Truck | 2035 | CAPITAL | NEW | N/A | USD/truck | us | us | 42867.5356
light duty trucks | Reference TDI Light-Duty Truck | 2035 | CAPITAL | REPLACEMENT | N/A | USD/truck | us | us | 42867.5356
light duty trucks | Reference TDI Light-Duty Truck | 2035 | FIXED_OM | NEW | N/A | USD/truck | us | us | 618.1601
light duty trucks | Reference TDI Light-Duty Truck | 2035 | FIXED_OM | REPLACEMENT | N/A | USD/truck | us | us | 618.1601
light duty trucks | Reference TDI Light-Duty Truck | 2036 | CAPITAL | NEW | N/A | USD/truck | us | us | 42892.682
light duty trucks | Reference TDI Light-Duty Truck | 2036 | CAPITAL | REPLACEMENT | N/A | USD/truck | us | us | 42892.682
light duty trucks | Reference TDI Light-Duty Truck | 2036 | FIXED_OM | NEW | N/A | USD/truck | us | us | 618.1601
light duty trucks | Reference TDI Light-Duty Truck | 2036 | FIXED_OM | REPLACEMENT | N/A | USD/truck | us | us | 618.1601
light duty trucks | Reference TDI Light-Duty Truck | 2037 | CAPITAL | NEW | N/A | USD/truck | us | us | 42916.211
light duty trucks | Reference TDI Light-Duty Truck | 2037 | CAPITAL | REPLACEMENT | N/A | USD/truck | us | us | 42916.211
light duty trucks | Reference TDI Light-Duty Truck | 2037 | FIXED_OM | NEW | N/A | USD/truck | us | us | 618.1601
light duty trucks | Reference TDI Light-Duty Truck | 2037 | FIXED_OM | REPLACEMENT | N/A | USD/truck | us | us | 618.1601
light duty trucks | Reference TDI Light-Duty Truck | 2038 | CAPITAL | NEW | N/A | USD/truck | us | us | 42958.1545
light duty trucks | Reference TDI Light-Duty Truck | 2038 | CAPITAL | REPLACEMENT | N/A | USD/truck | us | us | 42958.1545
light duty trucks | Reference TDI Light-Duty Truck | 2038 | FIXED_OM | NEW | N/A | USD/truck | us | us | 618.1601
light duty trucks | Reference TDI Light-Duty Truck | 2038 | FIXED_OM | REPLACEMENT | N/A | USD/truck | us | us | 618.1601
light duty trucks | Reference TDI Light-Duty Truck | 2039 | CAPITAL | NEW | N/A | USD/truck | us | us | 42984.8793
light duty trucks | Reference TDI Light-Duty Truck | 2039 | CAPITAL | REPLACEMENT | N/A | USD/truck | us | us | 42984.8793
light duty trucks | Reference TDI Light-Duty Truck | 2039 | FIXED_OM | NEW | N/A | USD/truck | us | us | 618.1601
light duty trucks | Reference TDI Light-Duty Truck | 2039 | FIXED_OM | REPLACEMENT | N/A | USD/truck | us | us | 618.1601
light duty trucks | Reference TDI Light-Duty Truck | 2040 | CAPITAL | NEW | N/A | USD/truck | us | us | 43010.4395
light duty trucks | Reference TDI Light-Duty Truck | 2040 | CAPITAL | REPLACEMENT | N/A | USD/truck | us | us | 43010.4395
light duty trucks | Reference TDI Light-Duty Truck | 2040 | FIXED_OM | NEW | N/A | USD/truck | us | us | 618.1601
light duty trucks | Reference TDI Light-Duty Truck | 2040 | FIXED_OM | REPLACEMENT | N/A | USD/truck | us | us | 618.1601
light duty trucks | Reference TDI Light-Duty Truck | 2041 | CAPITAL | NEW | N/A | USD/truck | us | us | 43067.6475
light duty trucks | Reference TDI Light-Duty Truck | 2041 | CAPITAL | REPLACEMENT | N/A | USD/truck | us | us | 43067.6475
light duty trucks | Reference TDI Light-Duty Truck | 2041 | FIXED_OM | NEW | N/A | USD/truck | us | us | 618.1601
light duty trucks | Reference TDI Light-Duty Truck | 2041 | FIXED_OM | REPLACEMENT | N/A | USD/truck | us | us | 618.1601
light duty trucks | Reference TDI Light-Duty Truck | 2042 | CAPITAL | NEW | N/A | USD/truck | us | us | 43094.9746
light duty trucks | Reference TDI Light-Duty Truck | 2042 | CAPITAL | REPLACEMENT | N/A | USD/truck | us | us | 43094.9746
light duty trucks | Reference TDI Light-Duty Truck | 2042 | FIXED_OM | NEW | N/A | USD/truck | us | us | 618.1601
light duty trucks | Reference TDI Light-Duty Truck | 2042 | FIXED_OM | REPLACEMENT | N/A | USD/truck | us | us | 618.1601
light duty trucks | Reference TDI Light-Duty Truck | 2043 | CAPITAL | NEW | N/A | USD/truck | us | us | 43122.2343
light duty trucks | Reference TDI Light-Duty Truck | 2043 | CAPITAL | REPLACEMENT | N/A | USD/truck | us | us | 43122.2343
light duty trucks | Reference TDI Light-Duty Truck | 2043 | FIXED_OM | NEW | N/A | USD/truck | us | us | 618.1601
light duty trucks | Reference TDI Light-Duty Truck | 2043 | FIXED_OM | REPLACEMENT | N/A | USD/truck | us | us | 618.1601
light duty trucks | Reference TDI Light-Duty Truck | 2044 | CAPITAL | NEW | N/A | USD/truck | us | us | 43151.5306
light duty trucks | Reference TDI Light-Duty Truck | 2044 | CAPITAL | REPLACEMENT | N/A | USD/truck | us | us | 43151.5306
light duty trucks | Reference TDI Light-Duty Truck | 2044 | FIXED_OM | NEW | N/A | USD/truck | us | us | 618.1601
light duty trucks | Reference TDI Light-Duty Truck | 2044 | FIXED_OM | REPLACEMENT | N/A | USD/truck | us | us | 618.1601
light duty trucks | Reference TDI Light-Duty Truck | 2045 | CAPITAL | NEW | N/A | USD/truck | us | us | 43207.6327
light duty trucks | Reference TDI Light-Duty Truck | 2045 | CAPITAL | REPLACEMENT | N/A | USD/truck | us | us | 43207.6327
light duty trucks | Reference TDI Light-Duty Truck | 2045 | FIXED_OM | NEW | N/A | USD/truck | us | us | 618.1601
light duty trucks | Reference TDI Light-Duty Truck | 2045 | FIXED_OM | REPLACEMENT | N/A | USD/truck | us | us | 618.1601
light duty trucks | Reference TDI Light-Duty Truck | 2046 | CAPITAL | NEW | N/A | USD/truck | us | us | 43235.2938
light duty trucks | Reference TDI Light-Duty Truck | 2046 | CAPITAL | REPLACEMENT | N/A | USD/truck | us | us | 43235.2938
light duty trucks | Reference TDI Light-Duty Truck | 2046 | FIXED_OM | NEW | N/A | USD/truck | us | us | 618.1601
light duty trucks | Reference TDI Light-Duty Truck | 2046 | FIXED_OM | REPLACEMENT | N/A | USD/truck | us | us | 618.1601
light duty trucks | Reference TDI Light-Duty Truck | 2047 | CAPITAL | NEW | N/A | USD/truck | us | us | 43264.283
light duty trucks | Reference TDI Light-Duty Truck | 2047 | CAPITAL | REPLACEMENT | N/A | USD/truck | us | us | 43264.283
light duty trucks | Reference TDI Light-Duty Truck | 2047 | FIXED_OM | NEW | N/A | USD/truck | us | us | 618.1601
light duty trucks | Reference TDI Light-Duty Truck | 2047 | FIXED_OM | REPLACEMENT | N/A | USD/truck | us | us | 618.1601
light duty trucks | Reference TDI Light-Duty Truck | 2048 | CAPITAL | NEW | N/A | USD/truck | us | us | 43296.0674
light duty trucks | Reference TDI Light-Duty Truck | 2048 | CAPITAL | REPLACEMENT | N/A | USD/truck | us | us | 43296.0674
light duty trucks | Reference TDI Light-Duty Truck | 2048 | FIXED_OM | NEW | N/A | USD/truck | us | us | 618.1601
light duty trucks | Reference TDI Light-Duty Truck | 2048 | FIXED_OM | REPLACEMENT | N/A | USD/truck | us | us | 618.1601
light duty trucks | Reference TDI Light-Duty Truck | 2049 | CAPITAL | NEW | N/A | USD/truck | us | us | 43326.5623
light duty trucks | Reference TDI Light-Duty Truck | 2049 | CAPITAL | REPLACEMENT | N/A | USD/truck | us | us | 43326.5623
light duty trucks | Reference TDI Light-Duty Truck | 2049 | FIXED_OM | NEW | N/A | USD/truck | us | us | 618.1601
light duty trucks | Reference TDI Light-Duty Truck | 2049 | FIXED_OM | REPLACEMENT | N/A | USD/truck | us | us | 618.1601
light duty trucks | Reference TDI Light-Duty Truck | 2050 | CAPITAL | NEW | N/A | USD/truck | us | us | 43351.7665
light duty trucks | Reference TDI Light-Duty Truck | 2050 | CAPITAL | REPLACEMENT | N/A | USD/truck | us | us | 43351.7665
light duty trucks | Reference TDI Light-Duty Truck | 2050 | FIXED_OM | NEW | N/A | USD/truck | us | us | 618.1601
light duty trucks | Reference TDI Light-Duty Truck | 2050 | FIXED_OM | REPLACEMENT | N/A | USD/truck | us | us | 618.1601
medium duty trucks | Battery Electric Medium-Duty Vehicle | 2020 | CAPITAL | NEW | N/A | USD/truck | us | us | 113505.5972
medium duty trucks | Battery Electric Medium-Duty Vehicle | 2020 | CAPITAL | REPLACEMENT | N/A | USD/truck | us | us | 113505.5972
medium duty trucks | Battery Electric Medium-Duty Vehicle | 2020 | FIXED_OM | NEW | N/A | USD/truck | us | us | 1289.535
medium duty trucks | Battery Electric Medium-Duty Vehicle | 2020 | FIXED_OM | REPLACEMENT | N/A | USD/truck | us | us | 1289.535
medium duty trucks | Battery Electric Medium-Duty Vehicle | 2020 | FUEL_SWITCHING | NEW | N/A | USD/truck | us | us | 7911.4333
medium duty trucks | Battery Electric Medium-Duty Vehicle | 2020 | FUEL_SWITCHING | REPLACEMENT | N/A | USD/truck | us | us | 0
medium duty trucks | Battery Electric Medium-Duty Vehicle | 2020 | INSTALLATION | NEW | N/A | USD/truck | us | us | 20850.5323
medium duty trucks | Battery Electric Medium-Duty Vehicle | 2020 | INSTALLATION | REPLACEMENT | N/A | USD/truck | us | us | 20850.5323
medium duty trucks | Battery Electric Medium-Duty Vehicle | 2021 | CAPITAL | NEW | N/A | USD/truck | us | us | 110641.4875
medium duty trucks | Battery Electric Medium-Duty Vehicle | 2021 | CAPITAL | REPLACEMENT | N/A | USD/truck | us | us | 110641.4875
medium duty trucks | Battery Electric Medium-Duty Vehicle | 2021 | FIXED_OM | NEW | N/A | USD/truck | us | us | 1289.535
medium duty trucks | Battery Electric Medium-Duty Vehicle | 2021 | FIXED_OM | REPLACEMENT | N/A | USD/truck | us | us | 1289.535
medium duty trucks | Battery Electric Medium-Duty Vehicle | 2021 | FUEL_SWITCHING | NEW | N/A | USD/truck | us | us | 7911.4333
medium duty trucks | Battery Electric Medium-Duty Vehicle | 2021 | FUEL_SWITCHING | REPLACEMENT | N/A | USD/truck | us | us | 0
medium duty trucks | Battery Electric Medium-Duty Vehicle | 2021 | INSTALLATION | NEW | N/A | USD/truck | us | us | 20850.5323
medium duty trucks | Battery Electric Medium-Duty Vehicle | 2021 | INSTALLATION | REPLACEMENT | N/A | USD/truck | us | us | 20850.5323
medium duty trucks | Battery Electric Medium-Duty Vehicle | 2022 | CAPITAL | NEW | N/A | USD/truck | us | us | 107777.3778
medium duty trucks | Battery Electric Medium-Duty Vehicle | 2022 | CAPITAL | REPLACEMENT | N/A | USD/truck | us | us | 107777.3778
medium duty trucks | Battery Electric Medium-Duty Vehicle | 2022 | FIXED_OM | NEW | N/A | USD/truck | us | us | 1289.535
medium duty trucks | Battery Electric Medium-Duty Vehicle | 2022 | FIXED_OM | REPLACEMENT | N/A | USD/truck | us | us | 1289.535
medium duty trucks | Battery Electric Medium-Duty Vehicle | 2022 | FUEL_SWITCHING | NEW | N/A | USD/truck | us | us | 7911.4333
medium duty trucks | Battery Electric Medium-Duty Vehicle | 2022 | FUEL_SWITCHING | REPLACEMENT | N/A | USD/truck | us | us | 0
medium duty trucks | Battery Electric Medium-Duty Vehicle | 2022 | INSTALLATION | NEW | N/A | USD/truck | us | us | 20850.5323
medium duty trucks | Battery Electric Medium-Duty Vehicle | 2022 | INSTALLATION | REPLACEMENT | N/A | USD/truck | us | us | 20850.5323
medium duty trucks | Battery Electric Medium-Duty Vehicle | 2023 | CAPITAL | NEW | N/A | USD/truck | us | us | 104913.268
medium duty trucks | Battery Electric Medium-Duty Vehicle | 2023 | CAPITAL | REPLACEMENT | N/A | USD/truck | us | us | 104913.268
medium duty trucks | Battery Electric Medium-Duty Vehicle | 2023 | FIXED_OM | NEW | N/A | USD/truck | us | us | 1289.535
medium duty trucks | Battery Electric Medium-Duty Vehicle | 2023 | FIXED_OM | REPLACEMENT | N/A | USD/truck | us | us | 1289.535
medium duty trucks | Battery Electric Medium-Duty Vehicle | 2023 | FUEL_SWITCHING | NEW | N/A | USD/truck | us | us | 7911.4333
medium duty trucks | Battery Electric Medium-Duty Vehicle | 2023 | FUEL_SWITCHING | REPLACEMENT | N/A | USD/truck | us | us | 0
medium duty trucks | Battery Electric Medium-Duty Vehicle | 2023 | INSTALLATION | NEW | N/A | USD/truck | us | us | 20850.5323
medium duty trucks | Battery Electric Medium-Duty Vehicle | 2023 | INSTALLATION | REPLACEMENT | N/A | USD/truck | us | us | 20850.5323
medium duty trucks | Battery Electric Medium-Duty Vehicle | 2024 | CAPITAL | NEW | N/A | USD/truck | us | us | 102049.1583
medium duty trucks | Battery Electric Medium-Duty Vehicle | 2024 | CAPITAL | REPLACEMENT | N/A | USD/truck | us | us | 102049.1583
medium duty trucks | Battery Electric Medium-Duty Vehicle | 2024 | FIXED_OM | NEW | N/A | USD/truck | us | us | 1289.535
medium duty trucks | Battery Electric Medium-Duty Vehicle | 2024 | FIXED_OM | REPLACEMENT | N/A | USD/truck | us | us | 1289.535
medium duty trucks | Battery Electric Medium-Duty Vehicle | 2024 | FUEL_SWITCHING | NEW | N/A | USD/truck | us | us | 7911.4333
medium duty trucks | Battery Electric Medium-Duty Vehicle | 2024 | FUEL_SWITCHING | REPLACEMENT | N/A | USD/truck | us | us | 0
medium duty trucks | Battery Electric Medium-Duty Vehicle | 2024 | INSTALLATION | NEW | N/A | USD/truck | us | us | 20850.5323
medium duty trucks | Battery Electric Medium-Duty Vehicle | 2024 | INSTALLATION | REPLACEMENT | N/A | USD/truck | us | us | 20850.5323
medium duty trucks | Battery Electric Medium-Duty Vehicle | 2025 | CAPITAL | NEW | N/A | USD/truck | us | us | 99185.0486
medium duty trucks | Battery Electric Medium-Duty Vehicle | 2025 | CAPITAL | REPLACEMENT | N/A | USD/truck | us | us | 99185.0486
medium duty trucks | Battery Electric Medium-Duty Vehicle | 2025 | FIXED_OM | NEW | N/A | USD/truck | us | us | 1289.535
medium duty trucks | Battery Electric Medium-Duty Vehicle | 2025 | FIXED_OM | REPLACEMENT | N/A | USD/truck | us | us | 1289.535
medium duty trucks | Battery Electric Medium-Duty Vehicle | 2025 | FUEL_SWITCHING | NEW | N/A | USD/truck | us | us | 7911.4333
medium duty trucks | Battery Electric Medium-Duty Vehicle | 2025 | FUEL_SWITCHING | REPLACEMENT | N/A | USD/truck | us | us | 0
medium duty trucks | Battery Electric Medium-Duty Vehicle | 2025 | INSTALLATION | NEW | N/A | USD/truck | us | us | 20850.5323
medium duty trucks | Battery Electric Medium-Duty Vehicle | 2025 | INSTALLATION | REPLACEMENT | N/A | USD/truck | us | us | 20850.5323
medium duty trucks | Battery Electric Medium-Duty Vehicle | 2026 | CAPITAL | NEW | N/A | USD/truck | us | us | 97460.4302
medium duty trucks | Battery Electric Medium-Duty Vehicle | 2026 | CAPITAL | REPLACEMENT | N/A | USD/truck | us | us | 97460.4302
medium duty trucks | Battery Electric Medium-Duty Vehicle | 2026 | FIXED_OM | NEW | N/A | USD/truck | us | us | 1289.535
medium duty trucks | Battery Electric Medium-Duty Vehicle | 2026 | FIXED_OM | REPLACEMENT | N/A | USD/truck | us | us | 1289.535
medium duty trucks | Battery Electric Medium-Duty Vehicle | 2026 | FUEL_SWITCHING | NEW | N/A | USD/truck | us | us | 7911.4333
medium duty trucks | Battery Electric Medium-Duty Vehicle | 2026 | FUEL_SWITCHING | REPLACEMENT | N/A | USD/truck | us | us | 0
medium duty trucks | Battery Electric Medium-Duty Vehicle | 2026 | INSTALLATION | NEW | N/A | USD/truck | us | us | 20850.5323
medium duty trucks | Battery Electric Medium-Duty Vehicle | 2026 | INSTALLATION | REPLACEMENT | N/A | USD/truck | us | us | 20850.5323
medium duty trucks | Battery Electric Medium-Duty Vehicle | 2027 | CAPITAL | NEW | N/A | USD/truck | us | us | 95735.8118
medium duty trucks | Battery Electric Medium-Duty Vehicle | 2027 | CAPITAL | REPLACEMENT | N/A | USD/truck | us | us | 95735.8118
medium duty trucks | Battery Electric Medium-Duty Vehicle | 2027 | FIXED_OM | NEW | N/A | USD/truck | us | us | 1289.535
medium duty trucks | Battery Electric Medium-Duty Vehicle | 2027 | FIXED_OM | REPLACEMENT | N/A | USD/truck | us | us | 1289.535
medium duty trucks | Battery Electric Medium-Duty Vehicle | 2027 | FUEL_SWITCHING | NEW | N/A | USD/truck | us | us | 7911.4333
medium duty trucks | Battery Electric Medium-Duty Vehicle | 2027 | FUEL_SWITCHING | REPLACEMENT | N/A | USD/truck | us | us | 0
medium duty trucks | Battery Electric Medium-Duty Vehicle | 2027 | INSTALLATION | NEW | N/A | USD/truck | us | us | 20850.5323
medium duty trucks | Battery Electric Medium-Duty Vehicle | 2027 | INSTALLATION | REPLACEMENT | N/A | USD/truck | us | us | 20850.5323
medium duty trucks | Battery Electric Medium-Duty Vehicle | 2028 | CAPITAL | NEW | N/A | USD/truck | us | us | 94011.1934
medium duty trucks | Battery Electric Medium-Duty Vehicle | 2028 | CAPITAL | REPLACEMENT | N/A | USD/truck | us | us | 94011.1934
medium duty trucks | Battery Electric Medium-Duty Vehicle | 2028 | FIXED_OM | NEW | N/A | USD/truck | us | us | 1289.535
medium duty trucks | Battery Electric Medium-Duty Vehicle | 2028 | FIXED_OM | REPLACEMENT | N/A | USD/truck | us | us | 1289.535
medium duty trucks | Battery Electric Medium-Duty Vehicle | 2028 | FUEL_SWITCHING | NEW | N/A | USD/truck | us | us | 7911.4333
medium duty trucks | Battery Electric Medium-Duty Vehicle | 2028 | FUEL_SWITCHING | REPLACEMENT | N/A | USD/truck | us | us | 0
medium duty trucks | Battery Electric Medium-Duty Vehicle | 2028 | INSTALLATION | NEW | N/A | USD/truck | us | us | 20850.5323
medium duty trucks | Battery Electric Medium-Duty Vehicle | 2028 | INSTALLATION | REPLACEMENT | N/A | USD/truck | us | us | 20850.5323
medium duty trucks | Battery Electric Medium-Duty Vehicle | 2029 | CAPITAL | NEW | N/A | USD/truck | us | us | 92286.575
medium duty trucks | Battery Electric Medium-Duty Vehicle | 2029 | CAPITAL | REPLACEMENT | N/A | USD/truck | us | us | 92286.575
medium duty trucks | Battery Electric Medium-Duty Vehicle | 2029 | FIXED_OM | NEW | N/A | USD/truck | us | us | 1289.535
medium duty trucks | Battery Electric Medium-Duty Vehicle | 2029 | FIXED_OM | REPLACEMENT | N/A | USD/truck | us | us | 1289.535
medium duty trucks | Battery Electric Medium-Duty Vehicle | 2029 | FUEL_SWITCHING | NEW | N/A | USD/truck | us | us | 7911.4333
medium duty trucks | Battery Electric Medium-Duty Vehicle | 2029 | FUEL_SWITCHING | REPLACEMENT | N/A | USD/truck | us | us | 0
medium duty trucks | Battery Electric Medium-Duty Vehicle | 2029 | INSTALLATION | NEW | N/A | USD/truck | us | us | 20850.5323
medium duty trucks | Battery Electric Medium-Duty Vehicle | 2029 | INSTALLATION | REPLACEMENT | N/A | USD/truck | us | us | 20850.5323
medium duty trucks | Battery Electric Medium-Duty Vehicle | 2030 | CAPITAL | NEW | N/A | USD/truck | us | us | 90561.9566
medium duty trucks | Battery Electric Medium-Duty Vehicle | 2030 | CAPITAL | REPLACEMENT | N/A | USD/truck | us | us | 90561.9566
medium duty trucks | Battery Electric Medium-Duty Vehicle | 2030 | FIXED_OM | NEW | N/A | USD/truck | us | us | 1289.535
medium duty trucks | Battery Electric Medium-Duty Vehicle | 2030 | FIXED_OM | REPLACEMENT | N/A | USD/truck | us | us | 1289.535
medium duty trucks | Battery Electric Medium-Duty Vehicle | 2030 | FUEL_SWITCHING | NEW | N/A | USD/truck | us | us | 7911.4333
medium duty trucks | Battery Electric Medium-Duty Vehicle | 2030 | FUEL_SWITCHING | REPLACEMENT | N/A | USD/truck | us | us | 0
medium duty trucks | Battery Electric Medium-Duty Vehicle | 2030 | INSTALLATION | NEW | N/A | USD/truck | us | us | 20850.5323
medium duty trucks | Battery Electric Medium-Duty Vehicle | 2030 | INSTALLATION | REPLACEMENT | N/A | USD/truck | us | us | 20850.5323
medium duty trucks | Battery Electric Medium-Duty Vehicle | 2031 | CAPITAL | NEW | N/A | USD/truck | us | us | 90422.154
medium duty trucks | Battery Electric Medium-Duty Vehicle | 2031 | CAPITAL | REPLACEMENT | N/A | USD/truck | us | us | 90422.154
medium duty trucks | Battery Electric Medium-Duty Vehicle | 2031 | FIXED_OM | NEW | N/A | USD/truck | us | us | 1289.535
medium duty trucks | Battery Electric Medium-Duty Vehicle | 2031 | FIXED_OM | REPLACEMENT | N/A | USD/truck | us | us | 1289.535
medium duty trucks | Battery Electric Medium-Duty Vehicle | 2031 | FUEL_SWITCHING | NEW | N/A | USD/truck | us | us | 7911.4333
medium duty trucks | Battery Electric Medium-Duty Vehicle | 2031 | FUEL_SWITCHING | REPLACEMENT | N/A | USD/truck | us | us | 0
medium duty trucks | Battery Electric Medium-Duty Vehicle | 2031 | INSTALLATION | NEW | N/A | USD/truck | us | us | 20850.5323
medium duty trucks | Battery Electric Medium-Duty Vehicle | 2031 | INSTALLATION | REPLACEMENT | N/A | USD/truck | us | us | 20850.5323
medium duty trucks | Battery Electric Medium-Duty Vehicle | 2032 | CAPITAL | NEW | N/A | USD/truck | us | us | 90282.3514
medium duty trucks | Battery Electric Medium-Duty Vehicle | 2032 | CAPITAL | REPLACEMENT | N/A | USD/truck | us | us | 90282.3514
medium duty trucks | Battery Electric Medium-Duty Vehicle | 2032 | FIXED_OM | NEW | N/A | USD/truck | us | us | 1289.535
medium duty trucks | Battery Electric Medium-Duty Vehicle | 2032 | FIXED_OM | REPLACEMENT | N/A | USD/truck | us | us | 1289.535
medium duty trucks | Battery Electric Medium-Duty Vehicle | 2032 | FUEL_SWITCHING | NEW | N/A | USD/truck | us | us | 7911.4333
medium duty trucks | Battery Electric Medium-Duty Vehicle | 2032 | FUEL_SWITCHING | REPLACEMENT | N/A | USD/truck | us | us | 0
medium duty trucks | Battery Electric Medium-Duty Vehicle | 2032 | INSTALLATION | NEW | N/A | USD/truck | us | us | 20850.5323
medium duty trucks | Battery Electric Medium-Duty Vehicle | 2032 | INSTALLATION | REPLACEMENT | N/A | USD/truck | us | us | 20850.5323
medium duty trucks | Battery Electric Medium-Duty Vehicle | 2033 | CAPITAL | NEW | N/A | USD/truck | us | us | 90142.5488
medium duty trucks | Battery Electric Medium-Duty Vehicle | 2033 | CAPITAL | REPLACEMENT | N/A | USD/truck | us | us | 90142.5488
medium duty trucks | Battery Electric Medium-Duty Vehicle | 2033 | FIXED_OM | NEW | N/A | USD/truck | us | us | 1289.535
medium duty trucks | Battery Electric Medium-Duty Vehicle | 2033 | FIXED_OM | REPLACEMENT | N/A | USD/truck | us | us | 1289.535
medium duty trucks | Battery Electric Medium-Duty Vehicle | 2033 | FUEL_SWITCHING | NEW | N/A | USD/truck | us | us | 7911.4333
medium duty trucks | Battery Electric Medium-Duty Vehicle | 2033 | FUEL_SWITCHING | REPLACEMENT | N/A | USD/truck | us | us | 0
medium duty trucks | Battery Electric Medium-Duty Vehicle | 2033 | INSTALLATION | NEW | N/A | USD/truck | us | us | 20850.5323
medium duty trucks | Battery Electric Medium-Duty Vehicle | 2033 | INSTALLATION | REPLACEMENT | N/A | USD/truck | us | us | 20850.5323
medium duty trucks | Battery Electric Medium-Duty Vehicle | 2034 | CAPITAL | NEW | N/A | USD/truck | us | us | 90002.7462
medium duty trucks | Battery Electric Medium-Duty Vehicle | 2034 | CAPITAL | REPLACEMENT | N/A | USD/truck | us | us | 90002.7462
medium duty trucks | Battery Electric Medium-Duty Vehicle | 2034 | FIXED_OM | NEW | N/A | USD/truck | us | us | 1289.535
medium duty trucks | Battery Electric Medium-Duty Vehicle | 2034 | FIXED_OM | REPLACEMENT | N/A | USD/truck | us | us | 1289.535
medium duty trucks | Battery Electric Medium-Duty Vehicle | 2034 | FUEL_SWITCHING | NEW | N/A | USD/truck | us | us | 7911.4333
medium duty trucks | Battery Electric Medium-Duty Vehicle | 2034 | FUEL_SWITCHING | REPLACEMENT | N/A | USD/truck | us | us | 0
medium duty trucks | Battery Electric Medium-Duty Vehicle | 2034 | INSTALLATION | NEW | N/A | USD/truck | us | us | 20850.5323
medium duty trucks | Battery Electric Medium-Duty Vehicle | 2034 | INSTALLATION | REPLACEMENT | N/A | USD/truck | us | us | 20850.5323
medium duty trucks | Battery Electric Medium-Duty Vehicle | 2035 | CAPITAL | NEW | N/A | USD/truck | us | us | 89862.9436
medium duty trucks | Battery Electric Medium-Duty Vehicle | 2035 | CAPITAL | REPLACEMENT | N/A | USD/truck | us | us | 89862.9436
medium duty trucks | Battery Electric Medium-Duty Vehicle | 2035 | FIXED_OM | NEW | N/A | USD/truck | us | us | 1289.535
medium duty trucks | Battery Electric Medium-Duty Vehicle | 2035 | FIXED_OM | REPLACEMENT | N/A | USD/truck | us | us | 1289.535
medium duty trucks | Battery Electric Medium-Duty Vehicle | 2035 | FUEL_SWITCHING | NEW | N/A | USD/truck | us | us | 7911.4333
medium duty trucks | Battery Electric Medium-Duty Vehicle | 2035 | FUEL_SWITCHING | REPLACEMENT | N/A | USD/truck | us | us | 0
medium duty trucks | Battery Electric Medium-Duty Vehicle | 2035 | INSTALLATION | NEW | N/A | USD/truck | us | us | 20850.5323
medium duty trucks | Battery Electric Medium-Duty Vehicle | 2035 | INSTALLATION | REPLACEMENT | N/A | USD/truck | us | us | 20850.5323
medium duty trucks | Battery Electric Medium-Duty Vehicle | 2036 | CAPITAL | NEW | N/A | USD/truck | us | us | 89723.141
medium duty trucks | Battery Electric Medium-Duty Vehicle | 2036 | CAPITAL | REPLACEMENT | N/A | USD/truck | us | us | 89723.141
medium duty trucks | Battery Electric Medium-Duty Vehicle | 2036 | FIXED_OM | NEW | N/A | USD/truck | us | us | 1289.535
medium duty trucks | Battery Electric Medium-Duty Vehicle | 2036 | FIXED_OM | REPLACEMENT | N/A | USD/truck | us | us | 1289.535
medium duty trucks | Battery Electric Medium-Duty Vehicle | 2036 | FUEL_SWITCHING | NEW | N/A | USD/truck | us | us | 7911.4333
medium duty trucks | Battery Electric Medium-Duty Vehicle | 2036 | FUEL_SWITCHING | REPLACEMENT | N/A | USD/truck | us | us | 0
medium duty trucks | Battery Electric Medium-Duty Vehicle | 2036 | INSTALLATION | NEW | N/A | USD/truck | us | us | 20850.5323
medium duty trucks | Battery Electric Medium-Duty Vehicle | 2036 | INSTALLATION | REPLACEMENT | N/A | USD/truck | us | us | 20850.5323
medium duty trucks | Battery Electric Medium-Duty Vehicle | 2037 | CAPITAL | NEW | N/A | USD/truck | us | us | 89583.3383
medium duty trucks | Battery Electric Medium-Duty Vehicle | 2037 | CAPITAL | REPLACEMENT | N/A | USD/truck | us | us | 89583.3383
medium duty trucks | Battery Electric Medium-Duty Vehicle | 2037 | FIXED_OM | NEW | N/A | USD/truck | us | us | 1289.535
medium duty trucks | Battery Electric Medium-Duty Vehicle | 2037 | FIXED_OM | REPLACEMENT | N/A | USD/truck | us | us | 1289.535
medium duty trucks | Battery Electric Medium-Duty Vehicle | 2037 | FUEL_SWITCHING | NEW | N/A | USD/truck | us | us | 7911.4333
medium duty trucks | Battery Electric Medium-Duty Vehicle | 2037 | FUEL_SWITCHING | REPLACEMENT | N/A | USD/truck | us | us | 0
medium duty trucks | Battery Electric Medium-Duty Vehicle | 2037 | INSTALLATION | NEW | N/A | USD/truck | us | us | 20850.5323
medium duty trucks | Battery Electric Medium-Duty Vehicle | 2037 | INSTALLATION | REPLACEMENT | N/A | USD/truck | us | us | 20850.5323
medium duty trucks | Battery Electric Medium-Duty Vehicle | 2038 | CAPITAL | NEW | N/A | USD/truck | us | us | 89443.5357
medium duty trucks | Battery Electric Medium-Duty Vehicle | 2038 | CAPITAL | REPLACEMENT | N/A | USD/truck | us | us | 89443.5357
medium duty trucks | Battery Electric Medium-Duty Vehicle | 2038 | FIXED_OM | NEW | N/A | USD/truck | us | us | 1289.535
medium duty trucks | Battery Electric Medium-Duty Vehicle | 2038 | FIXED_OM | REPLACEMENT | N/A | USD/truck | us | us | 1289.535
medium duty trucks | Battery Electric Medium-Duty Vehicle | 2038 | FUEL_SWITCHING | NEW | N/A | USD/truck | us | us | 7911.4333
medium duty trucks | Battery Electric Medium-Duty Vehicle | 2038 | FUEL_SWITCHING | REPLACEMENT | N/A | USD/truck | us | us | 0
medium duty trucks | Battery Electric Medium-Duty Vehicle | 2038 | INSTALLATION | NEW | N/A | USD/truck | us | us | 20850.5323
medium duty trucks | Battery Electric Medium-Duty Vehicle | 2038 | INSTALLATION | REPLACEMENT | N/A | USD/truck | us | us | 20850.5323
medium duty trucks | Battery Electric Medium-Duty Vehicle | 2039 | CAPITAL | NEW | N/A | USD/truck | us | us | 89303.7331
medium duty trucks | Battery Electric Medium-Duty Vehicle | 2039 | CAPITAL | REPLACEMENT | N/A | USD/truck | us | us | 89303.7331
medium duty trucks | Battery Electric Medium-Duty Vehicle | 2039 | FIXED_OM | NEW | N/A | USD/truck | us | us | 1289.535
medium duty trucks | Battery Electric Medium-Duty Vehicle | 2039 | FIXED_OM | REPLACEMENT | N/A | USD/truck | us | us | 1289.535
medium duty trucks | Battery Electric Medium-Duty Vehicle | 2039 | FUEL_SWITCHING | NEW | N/A | USD/truck | us | us | 7911.4333
medium duty trucks | Battery Electric Medium-Duty Vehicle | 2039 | FUEL_SWITCHING | REPLACEMENT | N/A | USD/truck | us | us | 0
medium duty trucks | Battery Electric Medium-Duty Vehicle | 2039 | INSTALLATION | NEW | N/A | USD/truck | us | us | 20850.5323
medium duty trucks | Battery Electric Medium-Duty Vehicle | 2039 | INSTALLATION | REPLACEMENT | N/A | USD/truck | us | us | 20850.5323
medium duty trucks | Battery Electric Medium-Duty Vehicle | 2040 | CAPITAL | NEW | N/A | USD/truck | us | us | 89163.9305
medium duty trucks | Battery Electric Medium-Duty Vehicle | 2040 | CAPITAL | REPLACEMENT | N/A | USD/truck | us | us | 89163.9305
medium duty trucks | Battery Electric Medium-Duty Vehicle | 2040 | FIXED_OM | NEW | N/A | USD/truck | us | us | 1289.535
medium duty trucks | Battery Electric Medium-Duty Vehicle | 2040 | FIXED_OM | REPLACEMENT | N/A | USD/truck | us | us | 1289.535
medium duty trucks | Battery Electric Medium-Duty Vehicle | 2040 | FUEL_SWITCHING | NEW | N/A | USD/truck | us | us | 7911.4333
medium duty trucks | Battery Electric Medium-Duty Vehicle | 2040 | FUEL_SWITCHING | REPLACEMENT | N/A | USD/truck | us | us | 0
medium duty trucks | Battery Electric Medium-Duty Vehicle | 2040 | INSTALLATION | NEW | N/A | USD/truck | us | us | 20850.5323
medium duty trucks | Battery Electric Medium-Duty Vehicle | 2040 | INSTALLATION | REPLACEMENT | N/A | USD/truck | us | us | 20850.5323
medium duty trucks | Battery Electric Medium-Duty Vehicle | 2041 | CAPITAL | NEW | N/A | USD/truck | us | us | 89024.1279
medium duty trucks | Battery Electric Medium-Duty Vehicle | 2041 | CAPITAL | REPLACEMENT | N/A | USD/truck | us | us | 89024.1279
medium duty trucks | Battery Electric Medium-Duty Vehicle | 2041 | FIXED_OM | NEW | N/A | USD/truck | us | us | 1289.535
medium duty trucks | Battery Electric Medium-Duty Vehicle | 2041 | FIXED_OM | REPLACEMENT | N/A | USD/truck | us | us | 1289.535
medium duty trucks | Battery Electric Medium-Duty Vehicle | 2041 | FUEL_SWITCHING | NEW | N/A | USD/truck | us | us | 7911.4333
medium duty trucks | Battery Electric Medium-Duty Vehicle | 2041 | FUEL_SWITCHING | REPLACEMENT | N/A | USD/truck | us | us | 0
medium duty trucks | Battery Electric Medium-Duty Vehicle | 2041 | INSTALLATION | NEW | N/A | USD/truck | us | us | 20850.5323
medium duty trucks | Battery Electric Medium-Duty Vehicle | 2041 | INSTALLATION | REPLACEMENT | N/A | USD/truck | us | us | 20850.5323
medium duty trucks | Battery Electric Medium-Duty Vehicle | 2042 | CAPITAL | NEW | N/A | USD/truck | us | us | 88884.3253
medium duty trucks | Battery Electric Medium-Duty Vehicle | 2042 | CAPITAL | REPLACEMENT | N/A | USD/truck | us | us | 88884.3253
medium duty trucks | Battery Electric Medium-Duty Vehicle | 2042 | FIXED_OM | NEW | N/A | USD/truck | us | us | 1289.535
medium duty trucks | Battery Electric Medium-Duty Vehicle | 2042 | FIXED_OM | REPLACEMENT | N/A | USD/truck | us | us | 1289.535
medium duty trucks | Battery Electric Medium-Duty Vehicle | 2042 | FUEL_SWITCHING | NEW | N/A | USD/truck | us | us | 7911.4333
medium duty trucks | Battery Electric Medium-Duty Vehicle | 2042 | FUEL_SWITCHING | REPLACEMENT | N/A | USD/truck | us | us | 0
medium duty trucks | Battery Electric Medium-Duty Vehicle | 2042 | INSTALLATION | NEW | N/A | USD/truck | us | us | 20850.5323
medium duty trucks | Battery Electric Medium-Duty Vehicle | 2042 | INSTALLATION | REPLACEMENT | N/A | USD/truck | us | us | 20850.5323
medium duty trucks | Battery Electric Medium-Duty Vehicle | 2043 | CAPITAL | NEW | N/A | USD/truck | us | us | 88744.5227
medium duty trucks | Battery Electric Medium-Duty Vehicle | 2043 | CAPITAL | REPLACEMENT | N/A | USD/truck | us | us | 88744.5227
medium duty trucks | Battery Electric Medium-Duty Vehicle | 2043 | FIXED_OM | NEW | N/A | USD/truck | us | us | 1289.535
medium duty trucks | Battery Electric Medium-Duty Vehicle | 2043 | FIXED_OM | REPLACEMENT | N/A | USD/truck | us | us | 1289.535
medium duty trucks | Battery Electric Medium-Duty Vehicle | 2043 | FUEL_SWITCHING | NEW | N/A | USD/truck | us | us | 7911.4333
medium duty trucks | Battery Electric Medium-Duty Vehicle | 2043 | FUEL_SWITCHING | REPLACEMENT | N/A | USD/truck | us | us | 0
medium duty trucks | Battery Electric Medium-Duty Vehicle | 2043 | INSTALLATION | NEW | N/A | USD/truck | us | us | 20850.5323
medium duty trucks | Battery Electric Medium-Duty Vehicle | 2043 | INSTALLATION | REPLACEMENT | N/A | USD/truck | us | us | 20850.5323
medium duty trucks | Battery Electric Medium-Duty Vehicle | 2044 | CAPITAL | NEW | N/A | USD/truck | us | us | 88604.7201
medium duty trucks | Battery Electric Medium-Duty Vehicle | 2044 | CAPITAL | REPLACEMENT | N/A | USD/truck | us | us | 88604.7201
medium duty trucks | Battery Electric Medium-Duty Vehicle | 2044 | FIXED_OM | NEW | N/A | USD/truck | us | us | 1289.535
medium duty trucks | Battery Electric Medium-Duty Vehicle | 2044 | FIXED_OM | REPLACEMENT | N/A | USD/truck | us | us | 1289.535
medium duty trucks | Battery Electric Medium-Duty Vehicle | 2044 | FUEL_SWITCHING | NEW | N/A | USD/truck | us | us | 7911.4333
medium duty trucks | Battery Electric Medium-Duty Vehicle | 2044 | FUEL_SWITCHING | REPLACEMENT | N/A | USD/truck | us | us | 0
medium duty trucks | Battery Electric Medium-Duty Vehicle | 2044 | INSTALLATION | NEW | N/A | USD/truck | us | us | 20850.5323
medium duty trucks | Battery Electric Medium-Duty Vehicle | 2044 | INSTALLATION | REPLACEMENT | N/A | USD/truck | us | us | 20850.5323
medium duty trucks | Battery Electric Medium-Duty Vehicle | 2045 | CAPITAL | NEW | N/A | USD/truck | us | us | 88464.9175
medium duty trucks | Battery Electric Medium-Duty Vehicle | 2045 | CAPITAL | REPLACEMENT | N/A | USD/truck | us | us | 88464.9175
medium duty trucks | Battery Electric Medium-Duty Vehicle | 2045 | FIXED_OM | NEW | N/A | USD/truck | us | us | 1289.535
medium duty trucks | Battery Electric Medium-Duty Vehicle | 2045 | FIXED_OM | REPLACEMENT | N/A | USD/truck | us | us | 1289.535
medium duty trucks | Battery Electric Medium-Duty Vehicle | 2045 | FUEL_SWITCHING | NEW | N/A | USD/truck | us | us | 7911.4333
medium duty trucks | Battery Electric Medium-Duty Vehicle | 2045 | FUEL_SWITCHING | REPLACEMENT | N/A | USD/truck | us | us | 0
medium duty trucks | Battery Electric Medium-Duty Vehicle | 2045 | INSTALLATION | NEW | N/A | USD/truck | us | us | 20850.5323
medium duty trucks | Battery Electric Medium-Duty Vehicle | 2045 | INSTALLATION | REPLACEMENT | N/A | USD/truck | us | us | 20850.5323
medium duty trucks | Battery Electric Medium-Duty Vehicle | 2046 | CAPITAL | NEW | N/A | USD/truck | us | us | 88325.1149
medium duty trucks | Battery Electric Medium-Duty Vehicle | 2046 | CAPITAL | REPLACEMENT | N/A | USD/truck | us | us | 88325.1149
medium duty trucks | Battery Electric Medium-Duty Vehicle | 2046 | FIXED_OM | NEW | N/A | USD/truck | us | us | 1289.535
medium duty trucks | Battery Electric Medium-Duty Vehicle | 2046 | FIXED_OM | REPLACEMENT | N/A | USD/truck | us | us | 1289.535
medium duty trucks | Battery Electric Medium-Duty Vehicle | 2046 | FUEL_SWITCHING | NEW | N/A | USD/truck | us | us | 7911.4333
medium duty trucks | Battery Electric Medium-Duty Vehicle | 2046 | FUEL_SWITCHING | REPLACEMENT | N/A | USD/truck | us | us | 0
medium duty trucks | Battery Electric Medium-Duty Vehicle | 2046 | INSTALLATION | NEW | N/A | USD/truck | us | us | 20850.5323
medium duty trucks | Battery Electric Medium-Duty Vehicle | 2046 | INSTALLATION | REPLACEMENT | N/A | USD/truck | us | us | 20850.5323
medium duty trucks | Battery Electric Medium-Duty Vehicle | 2047 | CAPITAL | NEW | N/A | USD/truck | us | us | 88185.3123
medium duty trucks | Battery Electric Medium-Duty Vehicle | 2047 | CAPITAL | REPLACEMENT | N/A | USD/truck | us | us | 88185.3123
medium duty trucks | Battery Electric Medium-Duty Vehicle | 2047 | FIXED_OM | NEW | N/A | USD/truck | us | us | 1289.535
medium duty trucks | Battery Electric Medium-Duty Vehicle | 2047 | FIXED_OM | REPLACEMENT | N/A | USD/truck | us | us | 1289.535
medium duty trucks | Battery Electric Medium-Duty Vehicle | 2047 | FUEL_SWITCHING | NEW | N/A | USD/truck | us | us | 7911.4333
medium duty trucks | Battery Electric Medium-Duty Vehicle | 2047 | FUEL_SWITCHING | REPLACEMENT | N/A | USD/truck | us | us | 0
medium duty trucks | Battery Electric Medium-Duty Vehicle | 2047 | INSTALLATION | NEW | N/A | USD/truck | us | us | 20850.5323
medium duty trucks | Battery Electric Medium-Duty Vehicle | 2047 | INSTALLATION | REPLACEMENT | N/A | USD/truck | us | us | 20850.5323
medium duty trucks | Battery Electric Medium-Duty Vehicle | 2048 | CAPITAL | NEW | N/A | USD/truck | us | us | 88045.5097
medium duty trucks | Battery Electric Medium-Duty Vehicle | 2048 | CAPITAL | REPLACEMENT | N/A | USD/truck | us | us | 88045.5097
medium duty trucks | Battery Electric Medium-Duty Vehicle | 2048 | FIXED_OM | NEW | N/A | USD/truck | us | us | 1289.535
medium duty trucks | Battery Electric Medium-Duty Vehicle | 2048 | FIXED_OM | REPLACEMENT | N/A | USD/truck | us | us | 1289.535
medium duty trucks | Battery Electric Medium-Duty Vehicle | 2048 | FUEL_SWITCHING | NEW | N/A | USD/truck | us | us | 7911.4333
medium duty trucks | Battery Electric Medium-Duty Vehicle | 2048 | FUEL_SWITCHING | REPLACEMENT | N/A | USD/truck | us | us | 0
medium duty trucks | Battery Electric Medium-Duty Vehicle | 2048 | INSTALLATION | NEW | N/A | USD/truck | us | us | 20850.5323
medium duty trucks | Battery Electric Medium-Duty Vehicle | 2048 | INSTALLATION | REPLACEMENT | N/A | USD/truck | us | us | 20850.5323
medium duty trucks | Battery Electric Medium-Duty Vehicle | 2049 | CAPITAL | NEW | N/A | USD/truck | us | us | 87905.7071
medium duty trucks | Battery Electric Medium-Duty Vehicle | 2049 | CAPITAL | REPLACEMENT | N/A | USD/truck | us | us | 87905.7071
medium duty trucks | Battery Electric Medium-Duty Vehicle | 2049 | FIXED_OM | NEW | N/A | USD/truck | us | us | 1289.535
medium duty trucks | Battery Electric Medium-Duty Vehicle | 2049 | FIXED_OM | REPLACEMENT | N/A | USD/truck | us | us | 1289.535
medium duty trucks | Battery Electric Medium-Duty Vehicle | 2049 | FUEL_SWITCHING | NEW | N/A | USD/truck | us | us | 7911.4333
medium duty trucks | Battery Electric Medium-Duty Vehicle | 2049 | FUEL_SWITCHING | REPLACEMENT | N/A | USD/truck | us | us | 0
medium duty trucks | Battery Electric Medium-Duty Vehicle | 2049 | INSTALLATION | NEW | N/A | USD/truck | us | us | 20850.5323
medium duty trucks | Battery Electric Medium-Duty Vehicle | 2049 | INSTALLATION | REPLACEMENT | N/A | USD/truck | us | us | 20850.5323
medium duty trucks | Battery Electric Medium-Duty Vehicle | 2050 | CAPITAL | NEW | N/A | USD/truck | us | us | 87765.9045
medium duty trucks | Battery Electric Medium-Duty Vehicle | 2050 | CAPITAL | REPLACEMENT | N/A | USD/truck | us | us | 87765.9045
medium duty trucks | Battery Electric Medium-Duty Vehicle | 2050 | FIXED_OM | NEW | N/A | USD/truck | us | us | 1289.535
medium duty trucks | Battery Electric Medium-Duty Vehicle | 2050 | FIXED_OM | REPLACEMENT | N/A | USD/truck | us | us | 1289.535
medium duty trucks | Battery Electric Medium-Duty Vehicle | 2050 | FUEL_SWITCHING | NEW | N/A | USD/truck | us | us | 7911.4333
medium duty trucks | Battery Electric Medium-Duty Vehicle | 2050 | FUEL_SWITCHING | REPLACEMENT | N/A | USD/truck | us | us | 0
medium duty trucks | Battery Electric Medium-Duty Vehicle | 2050 | INSTALLATION | NEW | N/A | USD/truck | us | us | 20850.5323
medium duty trucks | Battery Electric Medium-Duty Vehicle | 2050 | INSTALLATION | REPLACEMENT | N/A | USD/truck | us | us | 20850.5323
medium duty trucks | Hybrid Diesel Medium-Duty Vehicle | 2020 | CAPITAL | NEW | N/A | USD/truck | us | us | 93783.0008
medium duty trucks | Hybrid Diesel Medium-Duty Vehicle | 2020 | CAPITAL | REPLACEMENT | N/A | USD/truck | us | us | 93783.0008
medium duty trucks | Hybrid Diesel Medium-Duty Vehicle | 2020 | FIXED_OM | NEW | N/A | USD/truck | us | us | 1842.1929
medium duty trucks | Hybrid Diesel Medium-Duty Vehicle | 2020 | FIXED_OM | REPLACEMENT | N/A | USD/truck | us | us | 1842.1929
medium duty trucks | Hybrid Diesel Medium-Duty Vehicle | 2021 | CAPITAL | NEW | N/A | USD/truck | us | us | 93661.7199
medium duty trucks | Hybrid Diesel Medium-Duty Vehicle | 2021 | CAPITAL | REPLACEMENT | N/A | USD/truck | us | us | 93661.7199
medium duty trucks | Hybrid Diesel Medium-Duty Vehicle | 2021 | FIXED_OM | NEW | N/A | USD/truck | us | us | 1842.1929
medium duty trucks | Hybrid Diesel Medium-Duty Vehicle | 2021 | FIXED_OM | REPLACEMENT | N/A | USD/truck | us | us | 1842.1929
medium duty trucks | Hybrid Diesel Medium-Duty Vehicle | 2022 | CAPITAL | NEW | N/A | USD/truck | us | us | 93539.0822
medium duty trucks | Hybrid Diesel Medium-Duty Vehicle | 2022 | CAPITAL | REPLACEMENT | N/A | USD/truck | us | us | 93539.0822
medium duty trucks | Hybrid Diesel Medium-Duty Vehicle | 2022 | FIXED_OM | NEW | N/A | USD/truck | us | us | 1842.1929
medium duty trucks | Hybrid Diesel Medium-Duty Vehicle | 2022 | FIXED_OM | REPLACEMENT | N/A | USD/truck | us | us | 1842.1929
medium duty trucks | Hybrid Diesel Medium-Duty Vehicle | 2023 | CAPITAL | NEW | N/A | USD/truck | us | us | 93415.0876
medium duty trucks | Hybrid Diesel Medium-Duty Vehicle | 2023 | CAPITAL | REPLACEMENT | N/A | USD/truck | us | us | 93415.0876
medium duty trucks | Hybrid Diesel Medium-Duty Vehicle | 2023 | FIXED_OM | NEW | N/A | USD/truck | us | us | 1842.1929
medium duty trucks | Hybrid Diesel Medium-Duty Vehicle | 2023 | FIXED_OM | REPLACEMENT | N/A | USD/truck | us | us | 1842.1929
medium duty trucks | Hybrid Diesel Medium-Duty Vehicle | 2024 | CAPITAL | NEW | N/A | USD/truck | us | us | 93289.736
medium duty trucks | Hybrid Diesel Medium-Duty Vehicle | 2024 | CAPITAL | REPLACEMENT | N/A | USD/truck | us | us | 93289.736
medium duty trucks | Hybrid Diesel Medium-Duty Vehicle | 2024 | FIXED_OM | NEW | N/A | USD/truck | us | us | 1842.1929
medium duty trucks | Hybrid Diesel Medium-Duty Vehicle | 2024 | FIXED_OM | REPLACEMENT | N/A | USD/truck | us | us | 1842.1929
medium duty trucks | Hybrid Diesel Medium-Duty Vehicle | 2025 | CAPITAL | NEW | N/A | USD/truck | us | us | 93163.0276
medium duty trucks | Hybrid Diesel Medium-Duty Vehicle | 2025 | CAPITAL | REPLACEMENT | N/A | USD/truck | us | us | 93163.0276
medium duty trucks | Hybrid Diesel Medium-Duty Vehicle | 2025 | FIXED_OM | NEW | N/A | USD/truck | us | us | 1842.1929
medium duty trucks | Hybrid Diesel Medium-Duty Vehicle | 2025 | FIXED_OM | REPLACEMENT | N/A | USD/truck | us | us | 1842.1929
medium duty trucks | Hybrid Diesel Medium-Duty Vehicle | 2026 | CAPITAL | NEW | N/A | USD/truck | us | us | 93390.491
medium duty trucks | Hybrid Diesel Medium-Duty Vehicle | 2026 | CAPITAL | REPLACEMENT | N/A | USD/truck | us | us | 93390.491
medium duty trucks | Hybrid Diesel Medium-Duty Vehicle | 2026 | FIXED_OM | NEW | N/A | USD/truck | us | us | 1842.1929
medium duty trucks | Hybrid Diesel Medium-Duty Vehicle | 2026 | FIXED_OM | REPLACEMENT | N/A | USD/truck | us | us | 1842.1929
medium duty trucks | Hybrid Diesel Medium-Duty Vehicle | 2027 | CAPITAL | NEW | N/A | USD/truck | us | us | 93618.0886
medium duty trucks | Hybrid Diesel Medium-Duty Vehicle | 2027 | CAPITAL | REPLACEMENT | N/A | USD/truck | us | us | 93618.0886
medium duty trucks | Hybrid Diesel Medium-Duty Vehicle | 2027 | FIXED_OM | NEW | N/A | USD/truck | us | us | 1842.1929
medium duty trucks | Hybrid Diesel Medium-Duty Vehicle | 2027 | FIXED_OM | REPLACEMENT | N/A | USD/truck | us | us | 1842.1929
medium duty trucks | Hybrid Diesel Medium-Duty Vehicle | 2028 | CAPITAL | NEW | N/A | USD/truck | us | us | 93845.8203
medium duty trucks | Hybrid Diesel Medium-Duty Vehicle | 2028 | CAPITAL | REPLACEMENT | N/A | USD/truck | us | us | 93845.8203
medium duty trucks | Hybrid Diesel Medium-Duty Vehicle | 2028 | FIXED_OM | NEW | N/A | USD/truck | us | us | 1842.1929
medium duty trucks | Hybrid Diesel Medium-Duty Vehicle | 2028 | FIXED_OM | REPLACEMENT | N/A | USD/truck | us | us | 1842.1929
medium duty trucks | Hybrid Diesel Medium-Duty Vehicle | 2029 | CAPITAL | NEW | N/A | USD/truck | us | us | 94073.6862
medium duty trucks | Hybrid Diesel Medium-Duty Vehicle | 2029 | CAPITAL | REPLACEMENT | N/A | USD/truck | us | us | 94073.6862
medium duty trucks | Hybrid Diesel Medium-Duty Vehicle | 2029 | FIXED_OM | NEW | N/A | USD/truck | us | us | 1842.1929
medium duty trucks | Hybrid Diesel Medium-Duty Vehicle | 2029 | FIXED_OM | REPLACEMENT | N/A | USD/truck | us | us | 1842.1929
medium duty trucks | Hybrid Diesel Medium-Duty Vehicle | 2030 | CAPITAL | NEW | N/A | USD/truck | us | us | 94301.6862
medium duty trucks | Hybrid Diesel Medium-Duty Vehicle | 2030 | CAPITAL | REPLACEMENT | N/A | USD/truck | us | us | 94301.6862
medium duty trucks | Hybrid Diesel Medium-Duty Vehicle | 2030 | FIXED_OM | NEW | N/A | USD/truck | us | us | 1842.1929
medium duty trucks | Hybrid Diesel Medium-Duty Vehicle | 2030 | FIXED_OM | REPLACEMENT | N/A | USD/truck | us | us | 1842.1929
medium duty trucks | Hybrid Diesel Medium-Duty Vehicle | 2031 | CAPITAL | NEW | N/A | USD/truck | us | us | 94270.5782
medium duty trucks | Hybrid Diesel Medium-Duty Vehicle | 2031 | CAPITAL | REPLACEMENT | N/A | USD/truck | us | us | 94270.5782
medium duty trucks | Hybrid Diesel Medium-Duty Vehicle | 2031 | FIXED_OM | NEW | N/A | USD/truck | us | us | 1842.1929
medium duty trucks | Hybrid Diesel Medium-Duty Vehicle | 2031 | FIXED_OM | REPLACEMENT | N/A | USD/truck | us | us | 1842.1929
medium duty trucks | Hybrid Diesel Medium-Duty Vehicle | 2032 | CAPITAL | NEW | N/A | USD/truck | us | us | 94239.4702
medium duty trucks | Hybrid Diesel Medium-Duty Vehicle | 2032 | CAPITAL | REPLACEMENT | N/A | USD/truck | us | us | 94239.4702
medium duty trucks | Hybrid Diesel Medium-Duty Vehicle | 2032 | FIXED_OM | NEW | N/A | USD/truck | us | us | 1842.1929
medium duty trucks | Hybrid Diesel Medium-Duty Vehicle | 2032 | FIXED_OM | REPLACEMENT | N/A | USD/truck | us | us | 1842.1929
medium duty trucks | Hybrid Diesel Medium-Duty Vehicle | 2033 | CAPITAL | NEW | N/A | USD/truck | us | us | 94208.3622
medium duty trucks | Hybrid Diesel Medium-Duty Vehicle | 2033 | CAPITAL | REPLACEMENT | N/A | USD/truck | us | us | 94208.3622
medium duty trucks | Hybrid Diesel Medium-Duty Vehicle | 2033 | FIXED_OM | NEW | N/A | USD/truck | us | us | 1842.1929
medium duty trucks | Hybrid Diesel Medium-Duty Vehicle | 2033 | FIXED_OM | REPLACEMENT | N/A | USD/truck | us | us | 1842.1929
medium duty trucks | Hybrid Diesel Medium-Duty Vehicle | 2034 | CAPITAL | NEW | N/A | USD/truck | us | us | 94177.2542
medium duty trucks | Hybrid Diesel Medium-Duty Vehicle | 2034 | CAPITAL | REPLACEMENT | N/A | USD/truck | us | us | 94177.2542
medium duty trucks | Hybrid Diesel Medium-Duty Vehicle | 2034 | FIXED_OM | NEW | N/A | USD/truck | us | us | 1842.1929
medium duty trucks | Hybrid Diesel Medium-Duty Vehicle | 2034 | FIXED_OM | REPLACEMENT | N/A | USD/truck | us | us | 1842.1929
medium duty trucks | Hybrid Diesel Medium-Duty Vehicle | 2035 | CAPITAL | NEW | N/A | USD/truck | us | us | 94146.1462
medium duty trucks | Hybrid Diesel Medium-Duty Vehicle | 2035 | CAPITAL | REPLACEMENT | N/A | USD/truck | us | us | 94146.1462
medium duty trucks | Hybrid Diesel Medium-Duty Vehicle | 2035 | FIXED_OM | NEW | N/A | USD/truck | us | us | 1842.1929
medium duty trucks | Hybrid Diesel Medium-Duty Vehicle | 2035 | FIXED_OM | REPLACEMENT | N/A | USD/truck | us | us | 1842.1929
medium duty trucks | Hybrid Diesel Medium-Duty Vehicle | 2036 | CAPITAL | NEW | N/A | USD/truck | us | us | 94115.0382
medium duty trucks | Hybrid Diesel Medium-Duty Vehicle | 2036 | CAPITAL | REPLACEMENT | N/A | USD/truck | us | us | 94115.0382
medium duty trucks | Hybrid Diesel Medium-Duty Vehicle | 2036 | FIXED_OM | NEW | N/A | USD/truck | us | us | 1842.1929
medium duty trucks | Hybrid Diesel Medium-Duty Vehicle | 2036 | FIXED_OM | REPLACEMENT | N/A | USD/truck | us | us | 1842.1929
medium duty trucks | Hybrid Diesel Medium-Duty Vehicle | 2037 | CAPITAL | NEW | N/A | USD/truck | us | us | 94083.9302
medium duty trucks | Hybrid Diesel Medium-Duty Vehicle | 2037 | CAPITAL | REPLACEMENT | N/A | USD/truck | us | us | 94083.9302
medium duty trucks | Hybrid Diesel Medium-Duty Vehicle | 2037 | FIXED_OM | NEW | N/A | USD/truck | us | us | 1842.1929
medium duty trucks | Hybrid Diesel Medium-Duty Vehicle | 2037 | FIXED_OM | REPLACEMENT | N/A | USD/truck | us | us | 1842.1929
medium duty trucks | Hybrid Diesel Medium-Duty Vehicle | 2038 | CAPITAL | NEW | N/A | USD/truck | us | us | 94052.8222
medium duty trucks | Hybrid Diesel Medium-Duty Vehicle | 2038 | CAPITAL | REPLACEMENT | N/A | USD/truck | us | us | 94052.8222
medium duty trucks | Hybrid Diesel Medium-Duty Vehicle | 2038 | FIXED_OM | NEW | N/A | USD/truck | us | us | 1842.1929
medium duty trucks | Hybrid Diesel Medium-Duty Vehicle | 2038 | FIXED_OM | REPLACEMENT | N/A | USD/truck | us | us | 1842.1929
medium duty trucks | Hybrid Diesel Medium-Duty Vehicle | 2039 | CAPITAL | NEW | N/A | USD/truck | us | us | 94021.7142
medium duty trucks | Hybrid Diesel Medium-Duty Vehicle | 2039 | CAPITAL | REPLACEMENT | N/A | USD/truck | us | us | 94021.7142
medium duty trucks | Hybrid Diesel Medium-Duty Vehicle | 2039 | FIXED_OM | NEW | N/A | USD/truck | us | us | 1842.1929
medium duty trucks | Hybrid Diesel Medium-Duty Vehicle | 2039 | FIXED_OM | REPLACEMENT | N/A | USD/truck | us | us | 1842.1929
medium duty trucks | Hybrid Diesel Medium-Duty Vehicle | 2040 | CAPITAL | NEW | N/A | USD/truck | us | us | 93990.6062
medium duty trucks | Hybrid Diesel Medium-Duty Vehicle | 2040 | CAPITAL | REPLACEMENT | N/A | USD/truck | us | us | 93990.6062
medium duty trucks | Hybrid Diesel Medium-Duty Vehicle | 2040 | FIXED_OM | NEW | N/A | USD/truck | us | us | 1842.1929
medium duty trucks | Hybrid Diesel Medium-Duty Vehicle | 2040 | FIXED_OM | REPLACEMENT | N/A | USD/truck | us | us | 1842.1929
medium duty trucks | Hybrid Diesel Medium-Duty Vehicle | 2041 | CAPITAL | NEW | N/A | USD/truck | us | us | 93959.4982
medium duty trucks | Hybrid Diesel Medium-Duty Vehicle | 2041 | CAPITAL | REPLACEMENT | N/A | USD/truck | us | us | 93959.4982
medium duty trucks | Hybrid Diesel Medium-Duty Vehicle | 2041 | FIXED_OM | NEW | N/A | USD/truck | us | us | 1842.1929
medium duty trucks | Hybrid Diesel Medium-Duty Vehicle | 2041 | FIXED_OM | REPLACEMENT | N/A | USD/truck | us | us | 1842.1929
medium duty trucks | Hybrid Diesel Medium-Duty Vehicle | 2042 | CAPITAL | NEW | N/A | USD/truck | us | us | 93928.3902
medium duty trucks | Hybrid Diesel Medium-Duty Vehicle | 2042 | CAPITAL | REPLACEMENT | N/A | USD/truck | us | us | 93928.3902
medium duty trucks | Hybrid Diesel Medium-Duty Vehicle | 2042 | FIXED_OM | NEW | N/A | USD/truck | us | us | 1842.1929
medium duty trucks | Hybrid Diesel Medium-Duty Vehicle | 2042 | FIXED_OM | REPLACEMENT | N/A | USD/truck | us | us | 1842.1929
medium duty trucks | Hybrid Diesel Medium-Duty Vehicle | 2043 | CAPITAL | NEW | N/A | USD/truck | us | us | 93897.2822
medium duty trucks | Hybrid Diesel Medium-Duty Vehicle | 2043 | CAPITAL | REPLACEMENT | N/A | USD/truck | us | us | 93897.2822
medium duty trucks | Hybrid Diesel Medium-Duty Vehicle | 2043 | FIXED_OM | NEW | N/A | USD/truck | us | us | 1842.1929
medium duty trucks | Hybrid Diesel Medium-Duty Vehicle | 2043 | FIXED_OM | REPLACEMENT | N/A | USD/truck | us | us | 1842.1929
medium duty trucks | Hybrid Diesel Medium-Duty Vehicle | 2044 | CAPITAL | NEW | N/A | USD/truck | us | us | 93866.1742
medium duty trucks | Hybrid Diesel Medium-Duty Vehicle | 2044 | CAPITAL | REPLACEMENT | N/A | USD/truck | us | us | 93866.1742
medium duty trucks | Hybrid Diesel Medium-Duty Vehicle | 2044 | FIXED_OM | NEW | N/A | USD/truck | us | us | 1842.1929
medium duty trucks | Hybrid Diesel Medium-Duty Vehicle | 2044 | FIXED_OM | REPLACEMENT | N/A | USD/truck | us | us | 1842.1929
medium duty trucks | Hybrid Diesel Medium-Duty Vehicle | 2045 | CAPITAL | NEW | N/A | USD/truck | us | us | 93835.0662
medium duty trucks | Hybrid Diesel Medium-Duty Vehicle | 2045 | CAPITAL | REPLACEMENT | N/A | USD/truck | us | us | 93835.0662
medium duty trucks | Hybrid Diesel Medium-Duty Vehicle | 2045 | FIXED_OM | NEW | N/A | USD/truck | us | us | 1842.1929
medium duty trucks | Hybrid Diesel Medium-Duty Vehicle | 2045 | FIXED_OM | REPLACEMENT | N/A | USD/truck | us | us | 1842.1929
medium duty trucks | Hybrid Diesel Medium-Duty Vehicle | 2046 | CAPITAL | NEW | N/A | USD/truck | us | us | 93803.9582
medium duty trucks | Hybrid Diesel Medium-Duty Vehicle | 2046 | CAPITAL | REPLACEMENT | N/A | USD/truck | us | us | 93803.9582
medium duty trucks | Hybrid Diesel Medium-Duty Vehicle | 2046 | FIXED_OM | NEW | N/A | USD/truck | us | us | 1842.1929
medium duty trucks | Hybrid Diesel Medium-Duty Vehicle | 2046 | FIXED_OM | REPLACEMENT | N/A | USD/truck | us | us | 1842.1929
medium duty trucks | Hybrid Diesel Medium-Duty Vehicle | 2047 | CAPITAL | NEW | N/A | USD/truck | us | us | 93772.8502
medium duty trucks | Hybrid Diesel Medium-Duty Vehicle | 2047 | CAPITAL | REPLACEMENT | N/A | USD/truck | us | us | 93772.8502
medium duty trucks | Hybrid Diesel Medium-Duty Vehicle | 2047 | FIXED_OM | NEW | N/A | USD/truck | us | us | 1842.1929
medium duty trucks | Hybrid Diesel Medium-Duty Vehicle | 2047 | FIXED_OM | REPLACEMENT | N/A | USD/truck | us | us | 1842.1929
medium duty trucks | Hybrid Diesel Medium-Duty Vehicle | 2048 | CAPITAL | NEW | N/A | USD/truck | us | us | 93741.7422
medium duty trucks | Hybrid Diesel Medium-Duty Vehicle | 2048 | CAPITAL | REPLACEMENT | N/A | USD/truck | us | us | 93741.7422
medium duty trucks | Hybrid Diesel Medium-Duty Vehicle | 2048 | FIXED_OM | NEW | N/A | USD/truck | us | us | 1842.1929
medium duty trucks | Hybrid Diesel Medium-Duty Vehicle | 2048 | FIXED_OM | REPLACEMENT | N/A | USD/truck | us | us | 1842.1929
medium duty trucks | Hybrid Diesel Medium-Duty Vehicle | 2049 | CAPITAL | NEW | N/A | USD/truck | us | us | 93710.6342
medium duty trucks | Hybrid Diesel Medium-Duty Vehicle | 2049 | CAPITAL | REPLACEMENT | N/A | USD/truck | us | us | 93710.6342
medium duty trucks | Hybrid Diesel Medium-Duty Vehicle | 2049 | FIXED_OM | NEW | N/A | USD/truck | us | us | 1842.1929
medium duty trucks | Hybrid Diesel Medium-Duty Vehicle | 2049 | FIXED_OM | REPLACEMENT | N/A | USD/truck | us | us | 1842.1929
medium duty trucks | Hybrid Diesel Medium-Duty Vehicle | 2050 | CAPITAL | NEW | N/A | USD/truck | us | us | 93679.5262
medium duty trucks | Hybrid Diesel Medium-Duty Vehicle | 2050 | CAPITAL | REPLACEMENT | N/A | USD/truck | us | us | 93679.5262
medium duty trucks | Hybrid Diesel Medium-Duty Vehicle | 2050 | FIXED_OM | NEW | N/A | USD/truck | us | us | 1842.1929
medium duty trucks | Hybrid Diesel Medium-Duty Vehicle | 2050 | FIXED_OM | REPLACEMENT | N/A | USD/truck | us | us | 1842.1929
medium duty trucks | Hybrid Gasoline Medium-Duty Vehicle | 2020 | CAPITAL | NEW | N/A | USD/truck | us | us | 82223.0215
medium duty trucks | Hybrid Gasoline Medium-Duty Vehicle | 2020 | CAPITAL | REPLACEMENT | N/A | USD/truck | us | us | 82223.0215
medium duty trucks | Hybrid Gasoline Medium-Duty Vehicle | 2020 | FIXED_OM | NEW | N/A | USD/truck | us | us | 1842.1929
medium duty trucks | Hybrid Gasoline Medium-Duty Vehicle | 2020 | FIXED_OM | REPLACEMENT | N/A | USD/truck | us | us | 1842.1929
medium duty trucks | Hybrid Gasoline Medium-Duty Vehicle | 2021 | CAPITAL | NEW | N/A | USD/truck | us | us | 82069.7076
medium duty trucks | Hybrid Gasoline Medium-Duty Vehicle | 2021 | CAPITAL | REPLACEMENT | N/A | USD/truck | us | us | 82069.7076
medium duty trucks | Hybrid Gasoline Medium-Duty Vehicle | 2021 | FIXED_OM | NEW | N/A | USD/truck | us | us | 1842.1929
medium duty trucks | Hybrid Gasoline Medium-Duty Vehicle | 2021 | FIXED_OM | REPLACEMENT | N/A | USD/truck | us | us | 1842.1929
medium duty trucks | Hybrid Gasoline Medium-Duty Vehicle | 2022 | CAPITAL | NEW | N/A | USD/truck | us | us | 81915.0797
medium duty trucks | Hybrid Gasoline Medium-Duty Vehicle | 2022 | CAPITAL | REPLACEMENT | N/A | USD/truck | us | us | 81915.0797
medium duty trucks | Hybrid Gasoline Medium-Duty Vehicle | 2022 | FIXED_OM | NEW | N/A | USD/truck | us | us | 1842.1929
medium duty trucks | Hybrid Gasoline Medium-Duty Vehicle | 2022 | FIXED_OM | REPLACEMENT | N/A | USD/truck | us | us | 1842.1929
medium duty trucks | Hybrid Gasoline Medium-Duty Vehicle | 2023 | CAPITAL | NEW | N/A | USD/truck | us | us | 81759.1384
medium duty trucks | Hybrid Gasoline Medium-Duty Vehicle | 2023 | CAPITAL | REPLACEMENT | N/A | USD/truck | us | us | 81759.1384
medium duty trucks | Hybrid Gasoline Medium-Duty Vehicle | 2023 | FIXED_OM | NEW | N/A | USD/truck | us | us | 1842.1929
medium duty trucks | Hybrid Gasoline Medium-Duty Vehicle | 2023 | FIXED_OM | REPLACEMENT | N/A | USD/truck | us | us | 1842.1929
medium duty trucks | Hybrid Gasoline Medium-Duty Vehicle | 2024 | CAPITAL | NEW | N/A | USD/truck | us | us | 81601.884
medium duty trucks | Hybrid Gasoline Medium-Duty Vehicle | 2024 | CAPITAL | REPLACEMENT | N/A | USD/truck | us | us | 81601.884
medium duty trucks | Hybrid Gasoline Medium-Duty Vehicle | 2024 | FIXED_OM | NEW | N/A | USD/truck | us | us | 1842.1929
medium duty trucks | Hybrid Gasoline Medium-Duty Vehicle | 2024 | FIXED_OM | REPLACEMENT | N/A | USD/truck | us | us | 1842.1929
medium duty trucks | Hybrid Gasoline Medium-Duty Vehicle | 2025 | CAPITAL | NEW | N/A | USD/truck | us | us | 81443.3171
medium duty trucks | Hybrid Gasoline Medium-Duty Vehicle | 2025 | CAPITAL | REPLACEMENT | N/A | USD/truck | us | us | 81443.3171
medium duty trucks | Hybrid Gasoline Medium-Duty Vehicle | 2025 | FIXED_OM | NEW | N/A | USD/truck | us | us | 1842.1929
medium duty trucks | Hybrid Gasoline Medium-Duty Vehicle | 2025 | FIXED_OM | REPLACEMENT | N/A | USD/truck | us | us | 1842.1929
medium duty trucks | Hybrid Gasoline Medium-Duty Vehicle | 2026 | CAPITAL | NEW | N/A | USD/truck | us | us | 81678.3975
medium duty trucks | Hybrid Gasoline Medium-Duty Vehicle | 2026 | CAPITAL | REPLACEMENT | N/A | USD/truck | us | us | 81678.3975
medium duty trucks | Hybrid Gasoline Medium-Duty Vehicle | 2026 | FIXED_OM | NEW | N/A | USD/truck | us | us | 1842.1929
medium duty trucks | Hybrid Gasoline Medium-Duty Vehicle | 2026 | FIXED_OM | REPLACEMENT | N/A | USD/truck | us | us | 1842.1929
medium duty trucks | Hybrid Gasoline Medium-Duty Vehicle | 2027 | CAPITAL | NEW | N/A | USD/truck | us | us | 81913.7712
medium duty trucks | Hybrid Gasoline Medium-Duty Vehicle | 2027 | CAPITAL | REPLACEMENT | N/A | USD/truck | us | us | 81913.7712
medium duty trucks | Hybrid Gasoline Medium-Duty Vehicle | 2027 | FIXED_OM | NEW | N/A | USD/truck | us | us | 1842.1929
medium duty trucks | Hybrid Gasoline Medium-Duty Vehicle | 2027 | FIXED_OM | REPLACEMENT | N/A | USD/truck | us | us | 1842.1929
medium duty trucks | Hybrid Gasoline Medium-Duty Vehicle | 2028 | CAPITAL | NEW | N/A | USD/truck | us | us | 82149.4386
medium duty trucks | Hybrid Gasoline Medium-Duty Vehicle | 2028 | CAPITAL | REPLACEMENT | N/A | USD/truck | us | us | 82149.4386
medium duty trucks | Hybrid Gasoline Medium-Duty Vehicle | 2028 | FIXED_OM | NEW | N/A | USD/truck | us | us | 1842.1929
medium duty trucks | Hybrid Gasoline Medium-Duty Vehicle | 2028 | FIXED_OM | REPLACEMENT | N/A | USD/truck | us | us | 1842.1929
medium duty trucks | Hybrid Gasoline Medium-Duty Vehicle | 2029 | CAPITAL | NEW | N/A | USD/truck | us | us | 82385.3996
medium duty trucks | Hybrid Gasoline Medium-Duty Vehicle | 2029 | CAPITAL | REPLACEMENT | N/A | USD/truck | us | us | 82385.3996
medium duty trucks | Hybrid Gasoline Medium-Duty Vehicle | 2029 | FIXED_OM | NEW | N/A | USD/truck | us | us | 1842.1929
medium duty trucks | Hybrid Gasoline Medium-Duty Vehicle | 2029 | FIXED_OM | REPLACEMENT | N/A | USD/truck | us | us | 1842.1929
medium duty trucks | Hybrid Gasoline Medium-Duty Vehicle | 2030 | CAPITAL | NEW | N/A | USD/truck | us | us | 82621.6544
medium duty trucks | Hybrid Gasoline Medium-Duty Vehicle | 2030 | CAPITAL | REPLACEMENT | N/A | USD/truck | us | us | 82621.6544
medium duty trucks | Hybrid Gasoline Medium-Duty Vehicle | 2030 | FIXED_OM | NEW | N/A | USD/truck | us | us | 1842.1929
medium duty trucks | Hybrid Gasoline Medium-Duty Vehicle | 2030 | FIXED_OM | REPLACEMENT | N/A | USD/truck | us | us | 1842.1929
medium duty trucks | Hybrid Gasoline Medium-Duty Vehicle | 2031 | CAPITAL | NEW | N/A | USD/truck | us | us | 82588.4786
medium duty trucks | Hybrid Gasoline Medium-Duty Vehicle | 2031 | CAPITAL | REPLACEMENT | N/A | USD/truck | us | us | 82588.4786
medium duty trucks | Hybrid Gasoline Medium-Duty Vehicle | 2031 | FIXED_OM | NEW | N/A | USD/truck | us | us | 1842.1929
medium duty trucks | Hybrid Gasoline Medium-Duty Vehicle | 2031 | FIXED_OM | REPLACEMENT | N/A | USD/truck | us | us | 1842.1929
medium duty trucks | Hybrid Gasoline Medium-Duty Vehicle | 2032 | CAPITAL | NEW | N/A | USD/truck | us | us | 82555.3027
medium duty trucks | Hybrid Gasoline Medium-Duty Vehicle | 2032 | CAPITAL | REPLACEMENT | N/A | USD/truck | us | us | 82555.3027
medium duty trucks | Hybrid Gasoline Medium-Duty Vehicle | 2032 | FIXED_OM | NEW | N/A | USD/truck | us | us | 1842.1929
medium duty trucks | Hybrid Gasoline Medium-Duty Vehicle | 2032 | FIXED_OM | REPLACEMENT | N/A | USD/truck | us | us | 1842.1929
medium duty trucks | Hybrid Gasoline Medium-Duty Vehicle | 2033 | CAPITAL | NEW | N/A | USD/truck | us | us | 82522.1269
medium duty trucks | Hybrid Gasoline Medium-Duty Vehicle | 2033 | CAPITAL | REPLACEMENT | N/A | USD/truck | us | us | 82522.1269
medium duty trucks | Hybrid Gasoline Medium-Duty Vehicle | 2033 | FIXED_OM | NEW | N/A | USD/truck | us | us | 1842.1929
medium duty trucks | Hybrid Gasoline Medium-Duty Vehicle | 2033 | FIXED_OM | REPLACEMENT | N/A | USD/truck | us | us | 1842.1929
medium duty trucks | Hybrid Gasoline Medium-Duty Vehicle | 2034 | CAPITAL | NEW | N/A | USD/truck | us | us | 82488.9511
medium duty trucks | Hybrid Gasoline Medium-Duty Vehicle | 2034 | CAPITAL | REPLACEMENT | N/A | USD/truck | us | us | 82488.9511
medium duty trucks | Hybrid Gasoline Medium-Duty Vehicle | 2034 | FIXED_OM | NEW | N/A | USD/truck | us | us | 1842.1929
medium duty trucks | Hybrid Gasoline Medium-Duty Vehicle | 2034 | FIXED_OM | REPLACEMENT | N/A | USD/truck | us | us | 1842.1929
medium duty trucks | Hybrid Gasoline Medium-Duty Vehicle | 2035 | CAPITAL | NEW | N/A | USD/truck | us | us | 82455.7752
medium duty trucks | Hybrid Gasoline Medium-Duty Vehicle | 2035 | CAPITAL | REPLACEMENT | N/A | USD/truck | us | us | 82455.7752
medium duty trucks | Hybrid Gasoline Medium-Duty Vehicle | 2035 | FIXED_OM | NEW | N/A | USD/truck | us | us | 1842.1929
medium duty trucks | Hybrid Gasoline Medium-Duty Vehicle | 2035 | FIXED_OM | REPLACEMENT | N/A | USD/truck | us | us | 1842.1929
medium duty trucks | Hybrid Gasoline Medium-Duty Vehicle | 2036 | CAPITAL | NEW | N/A | USD/truck | us | us | 82422.5994
medium duty trucks | Hybrid Gasoline Medium-Duty Vehicle | 2036 | CAPITAL | REPLACEMENT | N/A | USD/truck | us | us | 82422.5994
medium duty trucks | Hybrid Gasoline Medium-Duty Vehicle | 2036 | FIXED_OM | NEW | N/A | USD/truck | us | us | 1842.1929
medium duty trucks | Hybrid Gasoline Medium-Duty Vehicle | 2036 | FIXED_OM | REPLACEMENT | N/A | USD/truck | us | us | 1842.1929
medium duty trucks | Hybrid Gasoline Medium-Duty Vehicle | 2037 | CAPITAL | NEW | N/A | USD/truck | us | us | 82389.4235
medium duty trucks | Hybrid Gasoline Medium-Duty Vehicle | 2037 | CAPITAL | REPLACEMENT | N/A | USD/truck | us | us | 82389.4235
medium duty trucks | Hybrid Gasoline Medium-Duty Vehicle | 2037 | FIXED_OM | NEW | N/A | USD/truck | us | us | 1842.1929
medium duty trucks | Hybrid Gasoline Medium-Duty Vehicle | 2037 | FIXED_OM | REPLACEMENT | N/A | USD/truck | us | us | 1842.1929
medium duty trucks | Hybrid Gasoline Medium-Duty Vehicle | 2038 | CAPITAL | NEW | N/A | USD/truck | us | us | 82356.2477
medium duty trucks | Hybrid Gasoline Medium-Duty Vehicle | 2038 | CAPITAL | REPLACEMENT | N/A | USD/truck | us | us | 82356.2477
medium duty trucks | Hybrid Gasoline Medium-Duty Vehicle | 2038 | FIXED_OM | NEW | N/A | USD/truck | us | us | 1842.1929
medium duty trucks | Hybrid Gasoline Medium-Duty Vehicle | 2038 | FIXED_OM | REPLACEMENT | N/A | USD/truck | us | us | 1842.1929
medium duty trucks | Hybrid Gasoline Medium-Duty Vehicle | 2039 | CAPITAL | NEW | N/A | USD/truck | us | us | 82323.0719
medium duty trucks | Hybrid Gasoline Medium-Duty Vehicle | 2039 | CAPITAL | REPLACEMENT | N/A | USD/truck | us | us | 82323.0719
medium duty trucks | Hybrid Gasoline Medium-Duty Vehicle | 2039 | FIXED_OM | NEW | N/A | USD/truck | us | us | 1842.1929
medium duty trucks | Hybrid Gasoline Medium-Duty Vehicle | 2039 | FIXED_OM | REPLACEMENT | N/A | USD/truck | us | us | 1842.1929
medium duty trucks | Hybrid Gasoline Medium-Duty Vehicle | 2040 | CAPITAL | NEW | N/A | USD/truck | us | us | 82289.896
medium duty trucks | Hybrid Gasoline Medium-Duty Vehicle | 2040 | CAPITAL | REPLACEMENT | N/A | USD/truck | us | us | 82289.896
medium duty trucks | Hybrid Gasoline Medium-Duty Vehicle | 2040 | FIXED_OM | NEW | N/A | USD/truck | us | us | 1842.1929
medium duty trucks | Hybrid Gasoline Medium-Duty Vehicle | 2040 | FIXED_OM | REPLACEMENT | N/A | USD/truck | us | us | 1842.1929
medium duty trucks | Hybrid Gasoline Medium-Duty Vehicle | 2041 | CAPITAL | NEW | N/A | USD/truck | us | us | 82256.7202
medium duty trucks | Hybrid Gasoline Medium-Duty Vehicle | 2041 | CAPITAL | REPLACEMENT | N/A | USD/truck | us | us | 82256.7202
medium duty trucks | Hybrid Gasoline Medium-Duty Vehicle | 2041 | FIXED_OM | NEW | N/A | USD/truck | us | us | 1842.1929
medium duty trucks | Hybrid Gasoline Medium-Duty Vehicle | 2041 | FIXED_OM | REPLACEMENT | N/A | USD/truck | us | us | 1842.1929
medium duty trucks | Hybrid Gasoline Medium-Duty Vehicle | 2042 | CAPITAL | NEW | N/A | USD/truck | us | us | 82223.5444
medium duty trucks | Hybrid Gasoline Medium-Duty Vehicle | 2042 | CAPITAL | REPLACEMENT | N/A | USD/truck | us | us | 82223.5444
medium duty trucks | Hybrid Gasoline Medium-Duty Vehicle | 2042 | FIXED_OM | NEW | N/A | USD/truck | us | us | 1842.1929
medium duty trucks | Hybrid Gasoline Medium-Duty Vehicle | 2042 | FIXED_OM | REPLACEMENT | N/A | USD/truck | us | us | 1842.1929
medium duty trucks | Hybrid Gasoline Medium-Duty Vehicle | 2043 | CAPITAL | NEW | N/A | USD/truck | us | us | 82190.3685
medium duty trucks | Hybrid Gasoline Medium-Duty Vehicle | 2043 | CAPITAL | REPLACEMENT | N/A | USD/truck | us | us | 82190.3685
medium duty trucks | Hybrid Gasoline Medium-Duty Vehicle | 2043 | FIXED_OM | NEW | N/A | USD/truck | us | us | 1842.1929
medium duty trucks | Hybrid Gasoline Medium-Duty Vehicle | 2043 | FIXED_OM | REPLACEMENT | N/A | USD/truck | us | us | 1842.1929
medium duty trucks | Hybrid Gasoline Medium-Duty Vehicle | 2044 | CAPITAL | NEW | N/A | USD/truck | us | us | 82157.1927
medium duty trucks | Hybrid Gasoline Medium-Duty Vehicle | 2044 | CAPITAL | REPLACEMENT | N/A | USD/truck | us | us | 82157.1927
medium duty trucks | Hybrid Gasoline Medium-Duty Vehicle | 2044 | FIXED_OM | NEW | N/A | USD/truck | us | us | 1842.1929
medium duty trucks | Hybrid Gasoline Medium-Duty Vehicle | 2044 | FIXED_OM | REPLACEMENT | N/A | USD/truck | us | us | 1842.1929
medium duty trucks | Hybrid Gasoline Medium-Duty Vehicle | 2045 | CAPITAL | NEW | N/A | USD/truck | us | us | 82124.0169
medium duty trucks | Hybrid Gasoline Medium-Duty Vehicle | 2045 | CAPITAL | REPLACEMENT | N/A | USD/truck | us | us | 82124.0169
medium duty trucks | Hybrid Gasoline Medium-Duty Vehicle | 2045 | FIXED_OM | NEW | N/A | USD/truck | us | us | 1842.1929
medium duty trucks | Hybrid Gasoline Medium-Duty Vehicle | 2045 | FIXED_OM | REPLACEMENT | N/A | USD/truck | us | us | 1842.1929
medium duty trucks | Hybrid Gasoline Medium-Duty Vehicle | 2046 | CAPITAL | NEW | N/A | USD/truck | us | us | 82144.583
medium duty trucks | Hybrid Gasoline Medium-Duty Vehicle | 2046 | CAPITAL | REPLACEMENT | N/A | USD/truck | us | us | 82144.583
medium duty trucks | Hybrid Gasoline Medium-Duty Vehicle | 2046 | FIXED_OM | NEW | N/A | USD/truck | us | us | 1842.1929
medium duty trucks | Hybrid Gasoline Medium-Duty Vehicle | 2046 | FIXED_OM | REPLACEMENT | N/A | USD/truck | us | us | 1842.1929
medium duty trucks | Hybrid Gasoline Medium-Duty Vehicle | 2047 | CAPITAL | NEW | N/A | USD/truck | us | us | 82165.1057
medium duty trucks | Hybrid Gasoline Medium-Duty Vehicle | 2047 | CAPITAL | REPLACEMENT | N/A | USD/truck | us | us | 82165.1057
medium duty trucks | Hybrid Gasoline Medium-Duty Vehicle | 2047 | FIXED_OM | NEW | N/A | USD/truck | us | us | 1842.1929
medium duty trucks | Hybrid Gasoline Medium-Duty Vehicle | 2047 | FIXED_OM | REPLACEMENT | N/A | USD/truck | us | us | 1842.1929
medium duty trucks | Hybrid Gasoline Medium-Duty Vehicle | 2048 | CAPITAL | NEW | N/A | USD/truck | us | us | 82185.5849
medium duty trucks | Hybrid Gasoline Medium-Duty Vehicle | 2048 | CAPITAL | REPLACEMENT | N/A | USD/truck | us | us | 82185.5849
medium duty trucks | Hybrid Gasoline Medium-Duty Vehicle | 2048 | FIXED_OM | NEW | N/A | USD/truck | us | us | 1842.1929
medium duty trucks | Hybrid Gasoline Medium-Duty Vehicle | 2048 | FIXED_OM | REPLACEMENT | N/A | USD/truck | us | us | 1842.1929
medium duty trucks | Hybrid Gasoline Medium-Duty Vehicle | 2049 | CAPITAL | NEW | N/A | USD/truck | us | us | 82206.0207
medium duty trucks | Hybrid Gasoline Medium-Duty Vehicle | 2049 | CAPITAL | REPLACEMENT | N/A | USD/truck | us | us | 82206.0207
medium duty trucks | Hybrid Gasoline Medium-Duty Vehicle | 2049 | FIXED_OM | NEW | N/A | USD/truck | us | us | 1842.1929
medium duty trucks | Hybrid Gasoline Medium-Duty Vehicle | 2049 | FIXED_OM | REPLACEMENT | N/A | USD/truck | us | us | 1842.1929
medium duty trucks | Hybrid Gasoline Medium-Duty Vehicle | 2050 | CAPITAL | NEW | N/A | USD/truck | us | us | 82226.4131
medium duty trucks | Hybrid Gasoline Medium-Duty Vehicle | 2050 | CAPITAL | REPLACEMENT | N/A | USD/truck | us | us | 82226.4131
medium duty trucks | Hybrid Gasoline Medium-Duty Vehicle | 2050 | FIXED_OM | NEW | N/A | USD/truck | us | us | 1842.1929
medium duty trucks | Hybrid Gasoline Medium-Duty Vehicle | 2050 | FIXED_OM | REPLACEMENT | N/A | USD/truck | us | us | 1842.1929
medium duty trucks | Hydrogen Fuel Cell Medium-Duty Vehicle | 2020 | CAPITAL | NEW | N/A | USD/truck | us | us | 112138.1233
medium duty trucks | Hydrogen Fuel Cell Medium-Duty Vehicle | 2020 | CAPITAL | REPLACEMENT | N/A | USD/truck | us | us | 112138.1233
medium duty trucks | Hydrogen Fuel Cell Medium-Duty Vehicle | 2020 | FIXED_OM | NEW | N/A | USD/truck | us | us | 1842.1929
medium duty trucks | Hydrogen Fuel Cell Medium-Duty Vehicle | 2020 | FIXED_OM | REPLACEMENT | N/A | USD/truck | us | us | 1842.1929
medium duty trucks | Hydrogen Fuel Cell Medium-Duty Vehicle | 2021 | CAPITAL | NEW | N/A | USD/truck | us | us | 109229.3442
medium duty trucks | Hydrogen Fuel Cell Medium-Duty Vehicle | 2021 | CAPITAL | REPLACEMENT | N/A | USD/truck | us | us | 109229.3442
medium duty trucks | Hydrogen Fuel Cell Medium-Duty Vehicle | 2021 | FIXED_OM | NEW | N/A | USD/truck | us | us | 1842.1929
medium duty trucks | Hydrogen Fuel Cell Medium-Duty Vehicle | 2021 | FIXED_OM | REPLACEMENT | N/A | USD/truck | us | us | 1842.1929
medium duty trucks | Hydrogen Fuel Cell Medium-Duty Vehicle | 2022 | CAPITAL | NEW | N/A | USD/truck | us | us | 106320.5651
medium duty trucks | Hydrogen Fuel Cell Medium-Duty Vehicle | 2022 | CAPITAL | REPLACEMENT | N/A | USD/truck | us | us | 106320.5651
medium duty trucks | Hydrogen Fuel Cell Medium-Duty Vehicle | 2022 | FIXED_OM | NEW | N/A | USD/truck | us | us | 1842.1929
medium duty trucks | Hydrogen Fuel Cell Medium-Duty Vehicle | 2022 | FIXED_OM | REPLACEMENT | N/A | USD/truck | us | us | 1842.1929
medium duty trucks | Hydrogen Fuel Cell Medium-Duty Vehicle | 2023 | CAPITAL | NEW | N/A | USD/truck | us | us | 103411.786
medium duty trucks | Hydrogen Fuel Cell Medium-Duty Vehicle | 2023 | CAPITAL | REPLACEMENT | N/A | USD/truck | us | us | 103411.786
medium duty trucks | Hydrogen Fuel Cell Medium-Duty Vehicle | 2023 | FIXED_OM | NEW | N/A | USD/truck | us | us | 1842.1929
medium duty trucks | Hydrogen Fuel Cell Medium-Duty Vehicle | 2023 | FIXED_OM | REPLACEMENT | N/A | USD/truck | us | us | 1842.1929
medium duty trucks | Hydrogen Fuel Cell Medium-Duty Vehicle | 2024 | CAPITAL | NEW | N/A | USD/truck | us | us | 100503.0068
medium duty trucks | Hydrogen Fuel Cell Medium-Duty Vehicle | 2024 | CAPITAL | REPLACEMENT | N/A | USD/truck | us | us | 100503.0068
medium duty trucks | Hydrogen Fuel Cell Medium-Duty Vehicle | 2024 | FIXED_OM | NEW | N/A | USD/truck | us | us | 1842.1929
medium duty trucks | Hydrogen Fuel Cell Medium-Duty Vehicle | 2024 | FIXED_OM | REPLACEMENT | N/A | USD/truck | us | us | 1842.1929
medium duty trucks | Hydrogen Fuel Cell Medium-Duty Vehicle | 2025 | CAPITAL | NEW | N/A | USD/truck | us | us | 97594.2277
medium duty trucks | Hydrogen Fuel Cell Medium-Duty Vehicle | 2025 | CAPITAL | REPLACEMENT | N/A | USD/truck | us | us | 97594.2277
medium duty trucks | Hydrogen Fuel Cell Medium-Duty Vehicle | 2025 | FIXED_OM | NEW | N/A | USD/truck | us | us | 1842.1929
medium duty trucks | Hydrogen Fuel Cell Medium-Duty Vehicle | 2025 | FIXED_OM | REPLACEMENT | N/A | USD/truck | us | us | 1842.1929
medium duty trucks | Hydrogen Fuel Cell Medium-Duty Vehicle | 2026 | CAPITAL | NEW | N/A | USD/truck | us | us | 96215.1651
medium duty trucks | Hydrogen Fuel Cell Medium-Duty Vehicle | 2026 | CAPITAL | REPLACEMENT | N/A | USD/truck | us | us | 96215.1651
medium duty trucks | Hydrogen Fuel Cell Medium-Duty Vehicle | 2026 | FIXED_OM | NEW | N/A | USD/truck | us | us | 1842.1929
medium duty trucks | Hydrogen Fuel Cell Medium-Duty Vehicle | 2026 | FIXED_OM | REPLACEMENT | N/A | USD/truck | us | us | 1842.1929
medium duty trucks | Hydrogen Fuel Cell Medium-Duty Vehicle | 2027 | CAPITAL | NEW | N/A | USD/truck | us | us | 94836.1025
medium duty trucks | Hydrogen Fuel Cell Medium-Duty Vehicle | 2027 | CAPITAL | REPLACEMENT | N/A | USD/truck | us | us | 94836.1025
medium duty trucks | Hydrogen Fuel Cell Medium-Duty Vehicle | 2027 | FIXED_OM | NEW | N/A | USD/truck | us | us | 1842.1929
medium duty trucks | Hydrogen Fuel Cell Medium-Duty Vehicle | 2027 | FIXED_OM | REPLACEMENT | N/A | USD/truck | us | us | 1842.1929
medium duty trucks | Hydrogen Fuel Cell Medium-Duty Vehicle | 2028 | CAPITAL | NEW | N/A | USD/truck | us | us | 93457.0399
medium duty trucks | Hydrogen Fuel Cell Medium-Duty Vehicle | 2028 | CAPITAL | REPLACEMENT | N/A | USD/truck | us | us | 93457.0399
medium duty trucks | Hydrogen Fuel Cell Medium-Duty Vehicle | 2028 | FIXED_OM | NEW | N/A | USD/truck | us | us | 1842.1929
medium duty trucks | Hydrogen Fuel Cell Medium-Duty Vehicle | 2028 | FIXED_OM | REPLACEMENT | N/A | USD/truck | us | us | 1842.1929
medium duty trucks | Hydrogen Fuel Cell Medium-Duty Vehicle | 2029 | CAPITAL | NEW | N/A | USD/truck | us | us | 92077.9773
medium duty trucks | Hydrogen Fuel Cell Medium-Duty Vehicle | 2029 | CAPITAL | REPLACEMENT | N/A | USD/truck | us | us | 92077.9773
medium duty trucks | Hydrogen Fuel Cell Medium-Duty Vehicle | 2029 | FIXED_OM | NEW | N/A | USD/truck | us | us | 1842.1929
medium duty trucks | Hydrogen Fuel Cell Medium-Duty Vehicle | 2029 | FIXED_OM | REPLACEMENT | N/A | USD/truck | us | us | 1842.1929
medium duty trucks | Hydrogen Fuel Cell Medium-Duty Vehicle | 2030 | CAPITAL | NEW | N/A | USD/truck | us | us | 90698.9147
medium duty trucks | Hydrogen Fuel Cell Medium-Duty Vehicle | 2030 | CAPITAL | REPLACEMENT | N/A | USD/truck | us | us | 90698.9147
medium duty trucks | Hydrogen Fuel Cell Medium-Duty Vehicle | 2030 | FIXED_OM | NEW | N/A | USD/truck | us | us | 1842.1929
medium duty trucks | Hydrogen Fuel Cell Medium-Duty Vehicle | 2030 | FIXED_OM | REPLACEMENT | N/A | USD/truck | us | us | 1842.1929
medium duty trucks | Hydrogen Fuel Cell Medium-Duty Vehicle | 2031 | CAPITAL | NEW | N/A | USD/truck | us | us | 90615.8443
medium duty trucks | Hydrogen Fuel Cell Medium-Duty Vehicle | 2031 | CAPITAL | REPLACEMENT | N/A | USD/truck | us | us | 90615.8443
medium duty trucks | Hydrogen Fuel Cell Medium-Duty Vehicle | 2031 | FIXED_OM | NEW | N/A | USD/truck | us | us | 1842.1929
medium duty trucks | Hydrogen Fuel Cell Medium-Duty Vehicle | 2031 | FIXED_OM | REPLACEMENT | N/A | USD/truck | us | us | 1842.1929
medium duty trucks | Hydrogen Fuel Cell Medium-Duty Vehicle | 2032 | CAPITAL | NEW | N/A | USD/truck | us | us | 90532.774
medium duty trucks | Hydrogen Fuel Cell Medium-Duty Vehicle | 2032 | CAPITAL | REPLACEMENT | N/A | USD/truck | us | us | 90532.774
medium duty trucks | Hydrogen Fuel Cell Medium-Duty Vehicle | 2032 | FIXED_OM | NEW | N/A | USD/truck | us | us | 1842.1929
medium duty trucks | Hydrogen Fuel Cell Medium-Duty Vehicle | 2032 | FIXED_OM | REPLACEMENT | N/A | USD/truck | us | us | 1842.1929
medium duty trucks | Hydrogen Fuel Cell Medium-Duty Vehicle | 2033 | CAPITAL | NEW | N/A | USD/truck | us | us | 90449.7036
medium duty trucks | Hydrogen Fuel Cell Medium-Duty Vehicle | 2033 | CAPITAL | REPLACEMENT | N/A | USD/truck | us | us | 90449.7036
medium duty trucks | Hydrogen Fuel Cell Medium-Duty Vehicle | 2033 | FIXED_OM | NEW | N/A | USD/truck | us | us | 1842.1929
medium duty trucks | Hydrogen Fuel Cell Medium-Duty Vehicle | 2033 | FIXED_OM | REPLACEMENT | N/A | USD/truck | us | us | 1842.1929
medium duty trucks | Hydrogen Fuel Cell Medium-Duty Vehicle | 2034 | CAPITAL | NEW | N/A | USD/truck | us | us | 90366.6333
medium duty trucks | Hydrogen Fuel Cell Medium-Duty Vehicle | 2034 | CAPITAL | REPLACEMENT | N/A | USD/truck | us | us | 90366.6333
medium duty trucks | Hydrogen Fuel Cell Medium-Duty Vehicle | 2034 | FIXED_OM | NEW | N/A | USD/truck | us | us | 1842.1929
medium duty trucks | Hydrogen Fuel Cell Medium-Duty Vehicle | 2034 | FIXED_OM | REPLACEMENT | N/A | USD/truck | us | us | 1842.1929
medium duty trucks | Hydrogen Fuel Cell Medium-Duty Vehicle | 2035 | CAPITAL | NEW | N/A | USD/truck | us | us | 90283.5629
medium duty trucks | Hydrogen Fuel Cell Medium-Duty Vehicle | 2035 | CAPITAL | REPLACEMENT | N/A | USD/truck | us | us | 90283.5629
medium duty trucks | Hydrogen Fuel Cell Medium-Duty Vehicle | 2035 | FIXED_OM | NEW | N/A | USD/truck | us | us | 1842.1929
medium duty trucks | Hydrogen Fuel Cell Medium-Duty Vehicle | 2035 | FIXED_OM | REPLACEMENT | N/A | USD/truck | us | us | 1842.1929
medium duty trucks | Hydrogen Fuel Cell Medium-Duty Vehicle | 2036 | CAPITAL | NEW | N/A | USD/truck | us | us | 90200.4926
medium duty trucks | Hydrogen Fuel Cell Medium-Duty Vehicle | 2036 | CAPITAL | REPLACEMENT | N/A | USD/truck | us | us | 90200.4926
medium duty trucks | Hydrogen Fuel Cell Medium-Duty Vehicle | 2036 | FIXED_OM | NEW | N/A | USD/truck | us | us | 1842.1929
medium duty trucks | Hydrogen Fuel Cell Medium-Duty Vehicle | 2036 | FIXED_OM | REPLACEMENT | N/A | USD/truck | us | us | 1842.1929
medium duty trucks | Hydrogen Fuel Cell Medium-Duty Vehicle | 2037 | CAPITAL | NEW | N/A | USD/truck | us | us | 90117.4222
medium duty trucks | Hydrogen Fuel Cell Medium-Duty Vehicle | 2037 | CAPITAL | REPLACEMENT | N/A | USD/truck | us | us | 90117.4222
medium duty trucks | Hydrogen Fuel Cell Medium-Duty Vehicle | 2037 | FIXED_OM | NEW | N/A | USD/truck | us | us | 1842.1929
medium duty trucks | Hydrogen Fuel Cell Medium-Duty Vehicle | 2037 | FIXED_OM | REPLACEMENT | N/A | USD/truck | us | us | 1842.1929
medium duty trucks | Hydrogen Fuel Cell Medium-Duty Vehicle | 2038 | CAPITAL | NEW | N/A | USD/truck | us | us | 90034.3519
medium duty trucks | Hydrogen Fuel Cell Medium-Duty Vehicle | 2038 | CAPITAL | REPLACEMENT | N/A | USD/truck | us | us | 90034.3519
medium duty trucks | Hydrogen Fuel Cell Medium-Duty Vehicle | 2038 | FIXED_OM | NEW | N/A | USD/truck | us | us | 1842.1929
medium duty trucks | Hydrogen Fuel Cell Medium-Duty Vehicle | 2038 | FIXED_OM | REPLACEMENT | N/A | USD/truck | us | us | 1842.1929
medium duty trucks | Hydrogen Fuel Cell Medium-Duty Vehicle | 2039 | CAPITAL | NEW | N/A | USD/truck | us | us | 89951.2815
medium duty trucks | Hydrogen Fuel Cell Medium-Duty Vehicle | 2039 | CAPITAL | REPLACEMENT | N/A | USD/truck | us | us | 89951.2815
medium duty trucks | Hydrogen Fuel Cell Medium-Duty Vehicle | 2039 | FIXED_OM | NEW | N/A | USD/truck | us | us | 1842.1929
medium duty trucks | Hydrogen Fuel Cell Medium-Duty Vehicle | 2039 | FIXED_OM | REPLACEMENT | N/A | USD/truck | us | us | 1842.1929
medium duty trucks | Hydrogen Fuel Cell Medium-Duty Vehicle | 2040 | CAPITAL | NEW | N/A | USD/truck | us | us | 89868.2112
medium duty trucks | Hydrogen Fuel Cell Medium-Duty Vehicle | 2040 | CAPITAL | REPLACEMENT | N/A | USD/truck | us | us | 89868.2112
medium duty trucks | Hydrogen Fuel Cell Medium-Duty Vehicle | 2040 | FIXED_OM | NEW | N/A | USD/truck | us | us | 1842.1929
medium duty trucks | Hydrogen Fuel Cell Medium-Duty Vehicle | 2040 | FIXED_OM | REPLACEMENT | N/A | USD/truck | us | us | 1842.1929
medium duty trucks | Hydrogen Fuel Cell Medium-Duty Vehicle | 2041 | CAPITAL | NEW | N/A | USD/truck | us | us | 89785.1408
medium duty trucks | Hydrogen Fuel Cell Medium-Duty Vehicle | 2041 | CAPITAL | REPLACEMENT | N/A | USD/truck | us | us | 89785.1408
medium duty trucks | Hydrogen Fuel Cell Medium-Duty Vehicle | 2041 | FIXED_OM | NEW | N/A | USD/truck | us | us | 1842.1929
medium duty trucks | Hydrogen Fuel Cell Medium-Duty Vehicle | 2041 | FIXED_OM | REPLACEMENT | N/A | USD/truck | us | us | 1842.1929
medium duty trucks | Hydrogen Fuel Cell Medium-Duty Vehicle | 2042 | CAPITAL | NEW | N/A | USD/truck | us | us | 89702.0705
medium duty trucks | Hydrogen Fuel Cell Medium-Duty Vehicle | 2042 | CAPITAL | REPLACEMENT | N/A | USD/truck | us | us | 89702.0705
medium duty trucks | Hydrogen Fuel Cell Medium-Duty Vehicle | 2042 | FIXED_OM | NEW | N/A | USD/truck | us | us | 1842.1929
medium duty trucks | Hydrogen Fuel Cell Medium-Duty Vehicle | 2042 | FIXED_OM | REPLACEMENT | N/A | USD/truck | us | us | 1842.1929
medium duty trucks | Hydrogen Fuel Cell Medium-Duty Vehicle | 2043 | CAPITAL | NEW | N/A | USD/truck | us | us | 89619.0001
medium duty trucks | Hydrogen Fuel Cell Medium-Duty Vehicle | 2043 | CAPITAL | REPLACEMENT | N/A | USD/truck | us | us | 89619.0001
medium duty trucks | Hydrogen Fuel Cell Medium-Duty Vehicle | 2043 | FIXED_OM | NEW | N/A | USD/truck | us | us | 1842.1929
medium duty trucks | Hydrogen Fuel Cell Medium-Duty Vehicle | 2043 | FIXED_OM | REPLACEMENT | N/A | USD/truck | us | us | 1842.1929
medium duty trucks | Hydrogen Fuel Cell Medium-Duty Vehicle | 2044 | CAPITAL | NEW | N/A | USD/truck | us | us | 89535.9298
medium duty trucks | Hydrogen Fuel Cell Medium-Duty Vehicle | 2044 | CAPITAL | REPLACEMENT | N/A | USD/truck | us | us | 89535.9298
medium duty trucks | Hydrogen Fuel Cell Medium-Duty Vehicle | 2044 | FIXED_OM | NEW | N/A | USD/truck | us | us | 1842.1929
medium duty trucks | Hydrogen Fuel Cell Medium-Duty Vehicle | 2044 | FIXED_OM | REPLACEMENT | N/A | USD/truck | us | us | 1842.1929
medium duty trucks | Hydrogen Fuel Cell Medium-Duty Vehicle | 2045 | CAPITAL | NEW | N/A | USD/truck | us | us | 89452.8594
medium duty trucks | Hydrogen Fuel Cell Medium-Duty Vehicle | 2045 | CAPITAL | REPLACEMENT | N/A | USD/truck | us | us | 89452.8594
medium duty trucks | Hydrogen Fuel Cell Medium-Duty Vehicle | 2045 | FIXED_OM | NEW | N/A | USD/truck | us | us | 1842.1929
medium duty trucks | Hydrogen Fuel Cell Medium-Duty Vehicle | 2045 | FIXED_OM | REPLACEMENT | N/A | USD/truck | us | us | 1842.1929
medium duty trucks | Hydrogen Fuel Cell Medium-Duty Vehicle | 2046 | CAPITAL | NEW | N/A | USD/truck | us | us | 89369.7891
medium duty trucks | Hydrogen Fuel Cell Medium-Duty Vehicle | 2046 | CAPITAL | REPLACEMENT | N/A | USD/truck | us | us | 89369.7891
medium duty trucks | Hydrogen Fuel Cell Medium-Duty Vehicle | 2046 | FIXED_OM | NEW | N/A | USD/truck | us | us | 1842.1929
medium duty trucks | Hydrogen Fuel Cell Medium-Duty Vehicle | 2046 | FIXED_OM | REPLACEMENT | N/A | USD/truck | us | us | 1842.1929
medium duty trucks | Hydrogen Fuel Cell Medium-Duty Vehicle | 2047 | CAPITAL | NEW | N/A | USD/truck | us | us | 89286.7187
medium duty trucks | Hydrogen Fuel Cell Medium-Duty Vehicle | 2047 | CAPITAL | REPLACEMENT | N/A | USD/truck | us | us | 89286.7187
medium duty trucks | Hydrogen Fuel Cell Medium-Duty Vehicle | 2047 | FIXED_OM | NEW | N/A | USD/truck | us | us | 1842.1929
medium duty trucks | Hydrogen Fuel Cell Medium-Duty Vehicle | 2047 | FIXED_OM | REPLACEMENT | N/A | USD/truck | us | us | 1842.1929
medium duty trucks | Hydrogen Fuel Cell Medium-Duty Vehicle | 2048 | CAPITAL | NEW | N/A | USD/truck | us | us | 89203.6484
medium duty trucks | Hydrogen Fuel Cell Medium-Duty Vehicle | 2048 | CAPITAL | REPLACEMENT | N/A | USD/truck | us | us | 89203.6484
medium duty trucks | Hydrogen Fuel Cell Medium-Duty Vehicle | 2048 | FIXED_OM | NEW | N/A | USD/truck | us | us | 1842.1929
medium duty trucks | Hydrogen Fuel Cell Medium-Duty Vehicle | 2048 | FIXED_OM | REPLACEMENT | N/A | USD/truck | us | us | 1842.1929
medium duty trucks | Hydrogen Fuel Cell Medium-Duty Vehicle | 2049 | CAPITAL | NEW | N/A | USD/truck | us | us | 89120.578
medium duty trucks | Hydrogen Fuel Cell Medium-Duty Vehicle | 2049 | CAPITAL | REPLACEMENT | N/A | USD/truck | us | us | 89120.578
medium duty trucks | Hydrogen Fuel Cell Medium-Duty Vehicle | 2049 | FIXED_OM | NEW | N/A | USD/truck | us | us | 1842.1929
medium duty trucks | Hydrogen Fuel Cell Medium-Duty Vehicle | 2049 | FIXED_OM | REPLACEMENT | N/A | USD/truck | us | us | 1842.1929
medium duty trucks | Hydrogen Fuel Cell Medium-Duty Vehicle | 2050 | CAPITAL | NEW | N/A | USD/truck | us | us | 89037.5077
medium duty trucks | Hydrogen Fuel Cell Medium-Duty Vehicle | 2050 | CAPITAL | REPLACEMENT | N/A | USD/truck | us | us | 89037.5077
medium duty trucks | Hydrogen Fuel Cell Medium-Duty Vehicle | 2050 | FIXED_OM | NEW | N/A | USD/truck | us | us | 1842.1929
medium duty trucks | Hydrogen Fuel Cell Medium-Duty Vehicle | 2050 | FIXED_OM | REPLACEMENT | N/A | USD/truck | us | us | 1842.1929
medium duty trucks | Reference LPG Medium-Duty Vehicle | 2020 | CAPITAL | NEW | N/A | USD/truck | us | us | 96291.16
medium duty trucks | Reference LPG Medium-Duty Vehicle | 2020 | CAPITAL | REPLACEMENT | N/A | USD/truck | us | us | 96291.16
medium duty trucks | Reference LPG Medium-Duty Vehicle | 2020 | FIXED_OM | NEW | N/A | USD/truck | us | us | 1842.1929
medium duty trucks | Reference LPG Medium-Duty Vehicle | 2020 | FIXED_OM | REPLACEMENT | N/A | USD/truck | us | us | 1842.1929
medium duty trucks | Reference LPG Medium-Duty Vehicle | 2021 | CAPITAL | NEW | N/A | USD/truck | us | us | 96122.8714
medium duty trucks | Reference LPG Medium-Duty Vehicle | 2021 | CAPITAL | REPLACEMENT | N/A | USD/truck | us | us | 96122.8714
medium duty trucks | Reference LPG Medium-Duty Vehicle | 2021 | FIXED_OM | NEW | N/A | USD/truck | us | us | 1842.1929
medium duty trucks | Reference LPG Medium-Duty Vehicle | 2021 | FIXED_OM | REPLACEMENT | N/A | USD/truck | us | us | 1842.1929
medium duty trucks | Reference LPG Medium-Duty Vehicle | 2022 | CAPITAL | NEW | N/A | USD/truck | us | us | 95953.0042
medium duty trucks | Reference LPG Medium-Duty Vehicle | 2022 | CAPITAL | REPLACEMENT | N/A | USD/truck | us | us | 95953.0042
medium duty trucks | Reference LPG Medium-Duty Vehicle | 2022 | FIXED_OM | NEW | N/A | USD/truck | us | us | 1842.1929
medium duty trucks | Reference LPG Medium-Duty Vehicle | 2022 | FIXED_OM | REPLACEMENT | N/A | USD/truck | us | us | 1842.1929
medium duty trucks | Reference LPG Medium-Duty Vehicle | 2023 | CAPITAL | NEW | N/A | USD/truck | us | us | 95781.5585
medium duty trucks | Reference LPG Medium-Duty Vehicle | 2023 | CAPITAL | REPLACEMENT | N/A | USD/truck | us | us | 95781.5585
medium duty trucks | Reference LPG Medium-Duty Vehicle | 2023 | FIXED_OM | NEW | N/A | USD/truck | us | us | 1842.1929
medium duty trucks | Reference LPG Medium-Duty Vehicle | 2023 | FIXED_OM | REPLACEMENT | N/A | USD/truck | us | us | 1842.1929
medium duty trucks | Reference LPG Medium-Duty Vehicle | 2024 | CAPITAL | NEW | N/A | USD/truck | us | us | 95608.5342
medium duty trucks | Reference LPG Medium-Duty Vehicle | 2024 | CAPITAL | REPLACEMENT | N/A | USD/truck | us | us | 95608.5342
medium duty trucks | Reference LPG Medium-Duty Vehicle | 2024 | FIXED_OM | NEW | N/A | USD/truck | us | us | 1842.1929
medium duty trucks | Reference LPG Medium-Duty Vehicle | 2024 | FIXED_OM | REPLACEMENT | N/A | USD/truck | us | us | 1842.1929
medium duty trucks | Reference LPG Medium-Duty Vehicle | 2025 | CAPITAL | NEW | N/A | USD/truck | us | us | 95433.9314
medium duty trucks | Reference LPG Medium-Duty Vehicle | 2025 | CAPITAL | REPLACEMENT | N/A | USD/truck | us | us | 95433.9314
medium duty trucks | Reference LPG Medium-Duty Vehicle | 2025 | FIXED_OM | NEW | N/A | USD/truck | us | us | 1842.1929
medium duty trucks | Reference LPG Medium-Duty Vehicle | 2025 | FIXED_OM | REPLACEMENT | N/A | USD/truck | us | us | 1842.1929
medium duty trucks | Reference LPG Medium-Duty Vehicle | 2026 | CAPITAL | NEW | N/A | USD/truck | us | us | 95664.5555
medium duty trucks | Reference LPG Medium-Duty Vehicle | 2026 | CAPITAL | REPLACEMENT | N/A | USD/truck | us | us | 95664.5555
medium duty trucks | Reference LPG Medium-Duty Vehicle | 2026 | FIXED_OM | NEW | N/A | USD/truck | us | us | 1842.1929
medium duty trucks | Reference LPG Medium-Duty Vehicle | 2026 | FIXED_OM | REPLACEMENT | N/A | USD/truck | us | us | 1842.1929
medium duty trucks | Reference LPG Medium-Duty Vehicle | 2027 | CAPITAL | NEW | N/A | USD/truck | us | us | 95895.307
medium duty trucks | Reference LPG Medium-Duty Vehicle | 2027 | CAPITAL | REPLACEMENT | N/A | USD/truck | us | us | 95895.307
medium duty trucks | Reference LPG Medium-Duty Vehicle | 2027 | FIXED_OM | NEW | N/A | USD/truck | us | us | 1842.1929
medium duty trucks | Reference LPG Medium-Duty Vehicle | 2027 | FIXED_OM | REPLACEMENT | N/A | USD/truck | us | us | 1842.1929
medium duty trucks | Reference LPG Medium-Duty Vehicle | 2028 | CAPITAL | NEW | N/A | USD/truck | us | us | 96126.186
medium duty trucks | Reference LPG Medium-Duty Vehicle | 2028 | CAPITAL | REPLACEMENT | N/A | USD/truck | us | us | 96126.186
medium duty trucks | Reference LPG Medium-Duty Vehicle | 2028 | FIXED_OM | NEW | N/A | USD/truck | us | us | 1842.1929
medium duty trucks | Reference LPG Medium-Duty Vehicle | 2028 | FIXED_OM | REPLACEMENT | N/A | USD/truck | us | us | 1842.1929
medium duty trucks | Reference LPG Medium-Duty Vehicle | 2029 | CAPITAL | NEW | N/A | USD/truck | us | us | 96357.1925
medium duty trucks | Reference LPG Medium-Duty Vehicle | 2029 | CAPITAL | REPLACEMENT | N/A | USD/truck | us | us | 96357.1925
medium duty trucks | Reference LPG Medium-Duty Vehicle | 2029 | FIXED_OM | NEW | N/A | USD/truck | us | us | 1842.1929
medium duty trucks | Reference LPG Medium-Duty Vehicle | 2029 | FIXED_OM | REPLACEMENT | N/A | USD/truck | us | us | 1842.1929
medium duty trucks | Reference LPG Medium-Duty Vehicle | 2030 | CAPITAL | NEW | N/A | USD/truck | us | us | 96588.3264
medium duty trucks | Reference LPG Medium-Duty Vehicle | 2030 | CAPITAL | REPLACEMENT | N/A | USD/truck | us | us | 96588.3264
medium duty trucks | Reference LPG Medium-Duty Vehicle | 2030 | FIXED_OM | NEW | N/A | USD/truck | us | us | 1842.1929
medium duty trucks | Reference LPG Medium-Duty Vehicle | 2030 | FIXED_OM | REPLACEMENT | N/A | USD/truck | us | us | 1842.1929
medium duty trucks | Reference LPG Medium-Duty Vehicle | 2031 | CAPITAL | NEW | N/A | USD/truck | us | us | 96549.5424
medium duty trucks | Reference LPG Medium-Duty Vehicle | 2031 | CAPITAL | REPLACEMENT | N/A | USD/truck | us | us | 96549.5424
medium duty trucks | Reference LPG Medium-Duty Vehicle | 2031 | FIXED_OM | NEW | N/A | USD/truck | us | us | 1842.1929
medium duty trucks | Reference LPG Medium-Duty Vehicle | 2031 | FIXED_OM | REPLACEMENT | N/A | USD/truck | us | us | 1842.1929
medium duty trucks | Reference LPG Medium-Duty Vehicle | 2032 | CAPITAL | NEW | N/A | USD/truck | us | us | 96510.7584
medium duty trucks | Reference LPG Medium-Duty Vehicle | 2032 | CAPITAL | REPLACEMENT | N/A | USD/truck | us | us | 96510.7584
medium duty trucks | Reference LPG Medium-Duty Vehicle | 2032 | FIXED_OM | NEW | N/A | USD/truck | us | us | 1842.1929
medium duty trucks | Reference LPG Medium-Duty Vehicle | 2032 | FIXED_OM | REPLACEMENT | N/A | USD/truck | us | us | 1842.1929
medium duty trucks | Reference LPG Medium-Duty Vehicle | 2033 | CAPITAL | NEW | N/A | USD/truck | us | us | 96471.9744
medium duty trucks | Reference LPG Medium-Duty Vehicle | 2033 | CAPITAL | REPLACEMENT | N/A | USD/truck | us | us | 96471.9744
medium duty trucks | Reference LPG Medium-Duty Vehicle | 2033 | FIXED_OM | NEW | N/A | USD/truck | us | us | 1842.1929
medium duty trucks | Reference LPG Medium-Duty Vehicle | 2033 | FIXED_OM | REPLACEMENT | N/A | USD/truck | us | us | 1842.1929
medium duty trucks | Reference LPG Medium-Duty Vehicle | 2034 | CAPITAL | NEW | N/A | USD/truck | us | us | 96433.1904
medium duty trucks | Reference LPG Medium-Duty Vehicle | 2034 | CAPITAL | REPLACEMENT | N/A | USD/truck | us | us | 96433.1904
medium duty trucks | Reference LPG Medium-Duty Vehicle | 2034 | FIXED_OM | NEW | N/A | USD/truck | us | us | 1842.1929
medium duty trucks | Reference LPG Medium-Duty Vehicle | 2034 | FIXED_OM | REPLACEMENT | N/A | USD/truck | us | us | 1842.1929
medium duty trucks | Reference LPG Medium-Duty Vehicle | 2035 | CAPITAL | NEW | N/A | USD/truck | us | us | 96394.4064
medium duty trucks | Reference LPG Medium-Duty Vehicle | 2035 | CAPITAL | REPLACEMENT | N/A | USD/truck | us | us | 96394.4064
medium duty trucks | Reference LPG Medium-Duty Vehicle | 2035 | FIXED_OM | NEW | N/A | USD/truck | us | us | 1842.1929
medium duty trucks | Reference LPG Medium-Duty Vehicle | 2035 | FIXED_OM | REPLACEMENT | N/A | USD/truck | us | us | 1842.1929
medium duty trucks | Reference LPG Medium-Duty Vehicle | 2036 | CAPITAL | NEW | N/A | USD/truck | us | us | 96355.6224
medium duty trucks | Reference LPG Medium-Duty Vehicle | 2036 | CAPITAL | REPLACEMENT | N/A | USD/truck | us | us | 96355.6224
medium duty trucks | Reference LPG Medium-Duty Vehicle | 2036 | FIXED_OM | NEW | N/A | USD/truck | us | us | 1842.1929
medium duty trucks | Reference LPG Medium-Duty Vehicle | 2036 | FIXED_OM | REPLACEMENT | N/A | USD/truck | us | us | 1842.1929
medium duty trucks | Reference LPG Medium-Duty Vehicle | 2037 | CAPITAL | NEW | N/A | USD/truck | us | us | 96316.8384
medium duty trucks | Reference LPG Medium-Duty Vehicle | 2037 | CAPITAL | REPLACEMENT | N/A | USD/truck | us | us | 96316.8384
medium duty trucks | Reference LPG Medium-Duty Vehicle | 2037 | FIXED_OM | NEW | N/A | USD/truck | us | us | 1842.1929
medium duty trucks | Reference LPG Medium-Duty Vehicle | 2037 | FIXED_OM | REPLACEMENT | N/A | USD/truck | us | us | 1842.1929
medium duty trucks | Reference LPG Medium-Duty Vehicle | 2038 | CAPITAL | NEW | N/A | USD/truck | us | us | 96278.0544
medium duty trucks | Reference LPG Medium-Duty Vehicle | 2038 | CAPITAL | REPLACEMENT | N/A | USD/truck | us | us | 96278.0544
medium duty trucks | Reference LPG Medium-Duty Vehicle | 2038 | FIXED_OM | NEW | N/A | USD/truck | us | us | 1842.1929
medium duty trucks | Reference LPG Medium-Duty Vehicle | 2038 | FIXED_OM | REPLACEMENT | N/A | USD/truck | us | us | 1842.1929
medium duty trucks | Reference LPG Medium-Duty Vehicle | 2039 | CAPITAL | NEW | N/A | USD/truck | us | us | 96239.2704
medium duty trucks | Reference LPG Medium-Duty Vehicle | 2039 | CAPITAL | REPLACEMENT | N/A | USD/truck | us | us | 96239.2704
medium duty trucks | Reference LPG Medium-Duty Vehicle | 2039 | FIXED_OM | NEW | N/A | USD/truck | us | us | 1842.1929
medium duty trucks | Reference LPG Medium-Duty Vehicle | 2039 | FIXED_OM | REPLACEMENT | N/A | USD/truck | us | us | 1842.1929
medium duty trucks | Reference LPG Medium-Duty Vehicle | 2040 | CAPITAL | NEW | N/A | USD/truck | us | us | 96200.4864
medium duty trucks | Reference LPG Medium-Duty Vehicle | 2040 | CAPITAL | REPLACEMENT | N/A | USD/truck | us | us | 96200.4864
medium duty trucks | Reference LPG Medium-Duty Vehicle | 2040 | FIXED_OM | NEW | N/A | USD/truck | us | us | 1842.1929
medium duty trucks | Reference LPG Medium-Duty Vehicle | 2040 | FIXED_OM | REPLACEMENT | N/A | USD/truck | us | us | 1842.1929
medium duty trucks | Reference LPG Medium-Duty Vehicle | 2041 | CAPITAL | NEW | N/A | USD/truck | us | us | 96161.7024
medium duty trucks | Reference LPG Medium-Duty Vehicle | 2041 | CAPITAL | REPLACEMENT | N/A | USD/truck | us | us | 96161.7024
medium duty trucks | Reference LPG Medium-Duty Vehicle | 2041 | FIXED_OM | NEW | N/A | USD/truck | us | us | 1842.1929
medium duty trucks | Reference LPG Medium-Duty Vehicle | 2041 | FIXED_OM | REPLACEMENT | N/A | USD/truck | us | us | 1842.1929
medium duty trucks | Reference LPG Medium-Duty Vehicle | 2042 | CAPITAL | NEW | N/A | USD/truck | us | us | 96122.9184
medium duty trucks | Reference LPG Medium-Duty Vehicle | 2042 | CAPITAL | REPLACEMENT | N/A | USD/truck | us | us | 96122.9184
medium duty trucks | Reference LPG Medium-Duty Vehicle | 2042 | FIXED_OM | NEW | N/A | USD/truck | us | us | 1842.1929
medium duty trucks | Reference LPG Medium-Duty Vehicle | 2042 | FIXED_OM | REPLACEMENT | N/A | USD/truck | us | us | 1842.1929
medium duty trucks | Reference LPG Medium-Duty Vehicle | 2043 | CAPITAL | NEW | N/A | USD/truck | us | us | 96084.1344
medium duty trucks | Reference LPG Medium-Duty Vehicle | 2043 | CAPITAL | REPLACEMENT | N/A | USD/truck | us | us | 96084.1344
medium duty trucks | Reference LPG Medium-Duty Vehicle | 2043 | FIXED_OM | NEW | N/A | USD/truck | us | us | 1842.1929
medium duty trucks | Reference LPG Medium-Duty Vehicle | 2043 | FIXED_OM | REPLACEMENT | N/A | USD/truck | us | us | 1842.1929
medium duty trucks | Reference LPG Medium-Duty Vehicle | 2044 | CAPITAL | NEW | N/A | USD/truck | us | us | 96045.3504
medium duty trucks | Reference LPG Medium-Duty Vehicle | 2044 | CAPITAL | REPLACEMENT | N/A | USD/truck | us | us | 96045.3504
medium duty trucks | Reference LPG Medium-Duty Vehicle | 2044 | FIXED_OM | NEW | N/A | USD/truck | us | us | 1842.1929
medium duty trucks | Reference LPG Medium-Duty Vehicle | 2044 | FIXED_OM | REPLACEMENT | N/A | USD/truck | us | us | 1842.1929
medium duty trucks | Reference LPG Medium-Duty Vehicle | 2045 | CAPITAL | NEW | N/A | USD/truck | us | us | 96006.5664
medium duty trucks | Reference LPG Medium-Duty Vehicle | 2045 | CAPITAL | REPLACEMENT | N/A | USD/truck | us | us | 96006.5664
medium duty trucks | Reference LPG Medium-Duty Vehicle | 2045 | FIXED_OM | NEW | N/A | USD/truck | us | us | 1842.1929
medium duty trucks | Reference LPG Medium-Duty Vehicle | 2045 | FIXED_OM | REPLACEMENT | N/A | USD/truck | us | us | 1842.1929
medium duty trucks | Reference LPG Medium-Duty Vehicle | 2046 | CAPITAL | NEW | N/A | USD/truck | us | us | 95967.7824
medium duty trucks | Reference LPG Medium-Duty Vehicle | 2046 | CAPITAL | REPLACEMENT | N/A | USD/truck | us | us | 95967.7824
medium duty trucks | Reference LPG Medium-Duty Vehicle | 2046 | FIXED_OM | NEW | N/A | USD/truck | us | us | 1842.1929
medium duty trucks | Reference LPG Medium-Duty Vehicle | 2046 | FIXED_OM | REPLACEMENT | N/A | USD/truck | us | us | 1842.1929
medium duty trucks | Reference LPG Medium-Duty Vehicle | 2047 | CAPITAL | NEW | N/A | USD/truck | us | us | 95928.9983
medium duty trucks | Reference LPG Medium-Duty Vehicle | 2047 | CAPITAL | REPLACEMENT | N/A | USD/truck | us | us | 95928.9983
medium duty trucks | Reference LPG Medium-Duty Vehicle | 2047 | FIXED_OM | NEW | N/A | USD/truck | us | us | 1842.1929
medium duty trucks | Reference LPG Medium-Duty Vehicle | 2047 | FIXED_OM | REPLACEMENT | N/A | USD/truck | us | us | 1842.1929
medium duty trucks | Reference LPG Medium-Duty Vehicle | 2048 | CAPITAL | NEW | N/A | USD/truck | us | us | 95890.2143
medium duty trucks | Reference LPG Medium-Duty Vehicle | 2048 | CAPITAL | REPLACEMENT | N/A | USD/truck | us | us | 95890.2143
medium duty trucks | Reference LPG Medium-Duty Vehicle | 2048 | FIXED_OM | NEW | N/A | USD/truck | us | us | 1842.1929
medium duty trucks | Reference LPG Medium-Duty Vehicle | 2048 | FIXED_OM | REPLACEMENT | N/A | USD/truck | us | us | 1842.1929
medium duty trucks | Reference LPG Medium-Duty Vehicle | 2049 | CAPITAL | NEW | N/A | USD/truck | us | us | 95851.4303
medium duty trucks | Reference LPG Medium-Duty Vehicle | 2049 | CAPITAL | REPLACEMENT | N/A | USD/truck | us | us | 95851.4303
medium duty trucks | Reference LPG Medium-Duty Vehicle | 2049 | FIXED_OM | NEW | N/A | USD/truck | us | us | 1842.1929
medium duty trucks | Reference LPG Medium-Duty Vehicle | 2049 | FIXED_OM | REPLACEMENT | N/A | USD/truck | us | us | 1842.1929
medium duty trucks | Reference LPG Medium-Duty Vehicle | 2050 | CAPITAL | NEW | N/A | USD/truck | us | us | 95812.6463
medium duty trucks | Reference LPG Medium-Duty Vehicle | 2050 | CAPITAL | REPLACEMENT | N/A | USD/truck | us | us | 95812.6463
medium duty trucks | Reference LPG Medium-Duty Vehicle | 2050 | FIXED_OM | NEW | N/A | USD/truck | us | us | 1842.1929
medium duty trucks | Reference LPG Medium-Duty Vehicle | 2050 | FIXED_OM | REPLACEMENT | N/A | USD/truck | us | us | 1842.1929
medium duty trucks | Reference Medium - Duty Diesel Vehicle | 2020 | CAPITAL | NEW | N/A | USD/truck | us | us | 79121.742
medium duty trucks | Reference Medium - Duty Diesel Vehicle | 2020 | CAPITAL | REPLACEMENT | N/A | USD/truck | us | us | 79121.742
medium duty trucks | Reference Medium - Duty Diesel Vehicle | 2020 | FIXED_OM | NEW | N/A | USD/truck | us | us | 1842.1929
medium duty trucks | Reference Medium - Duty Diesel Vehicle | 2020 | FIXED_OM | REPLACEMENT | N/A | USD/truck | us | us | 1842.1929
medium duty trucks | Reference Medium - Duty Diesel Vehicle | 2021 | CAPITAL | NEW | N/A | USD/truck | us | us | 79289.6737
medium duty trucks | Reference Medium - Duty Diesel Vehicle | 2021 | CAPITAL | REPLACEMENT | N/A | USD/truck | us | us | 79289.6737
medium duty trucks | Reference Medium - Duty Diesel Vehicle | 2021 | FIXED_OM | NEW | N/A | USD/truck | us | us | 1842.1929
medium duty trucks | Reference Medium - Duty Diesel Vehicle | 2021 | FIXED_OM | REPLACEMENT | N/A | USD/truck | us | us | 1842.1929
medium duty trucks | Reference Medium - Duty Diesel Vehicle | 2022 | CAPITAL | NEW | N/A | USD/truck | us | us | 79457.6054
medium duty trucks | Reference Medium - Duty Diesel Vehicle | 2022 | CAPITAL | REPLACEMENT | N/A | USD/truck | us | us | 79457.6054
medium duty trucks | Reference Medium - Duty Diesel Vehicle | 2022 | FIXED_OM | NEW | N/A | USD/truck | us | us | 1842.1929
medium duty trucks | Reference Medium - Duty Diesel Vehicle | 2022 | FIXED_OM | REPLACEMENT | N/A | USD/truck | us | us | 1842.1929
medium duty trucks | Reference Medium - Duty Diesel Vehicle | 2023 | CAPITAL | NEW | N/A | USD/truck | us | us | 79625.5371
medium duty trucks | Reference Medium - Duty Diesel Vehicle | 2023 | CAPITAL | REPLACEMENT | N/A | USD/truck | us | us | 79625.5371
medium duty trucks | Reference Medium - Duty Diesel Vehicle | 2023 | FIXED_OM | NEW | N/A | USD/truck | us | us | 1842.1929
medium duty trucks | Reference Medium - Duty Diesel Vehicle | 2023 | FIXED_OM | REPLACEMENT | N/A | USD/truck | us | us | 1842.1929
medium duty trucks | Reference Medium - Duty Diesel Vehicle | 2024 | CAPITAL | NEW | N/A | USD/truck | us | us | 79793.4687
medium duty trucks | Reference Medium - Duty Diesel Vehicle | 2024 | CAPITAL | REPLACEMENT | N/A | USD/truck | us | us | 79793.4687
medium duty trucks | Reference Medium - Duty Diesel Vehicle | 2024 | FIXED_OM | NEW | N/A | USD/truck | us | us | 1842.1929
medium duty trucks | Reference Medium - Duty Diesel Vehicle | 2024 | FIXED_OM | REPLACEMENT | N/A | USD/truck | us | us | 1842.1929
medium duty trucks | Reference Medium - Duty Diesel Vehicle | 2025 | CAPITAL | NEW | N/A | USD/truck | us | us | 79961.4004
medium duty trucks | Reference Medium - Duty Diesel Vehicle | 2025 | CAPITAL | REPLACEMENT | N/A | USD/truck | us | us | 79961.4004
medium duty trucks | Reference Medium - Duty Diesel Vehicle | 2025 | FIXED_OM | NEW | N/A | USD/truck | us | us | 1842.1929
medium duty trucks | Reference Medium - Duty Diesel Vehicle | 2025 | FIXED_OM | REPLACEMENT | N/A | USD/truck | us | us | 1842.1929
medium duty trucks | Reference Medium - Duty Diesel Vehicle | 2026 | CAPITAL | NEW | N/A | USD/truck | us | us | 80129.1214
medium duty trucks | Reference Medium - Duty Diesel Vehicle | 2026 | CAPITAL | REPLACEMENT | N/A | USD/truck | us | us | 80129.1214
medium duty trucks | Reference Medium - Duty Diesel Vehicle | 2026 | FIXED_OM | NEW | N/A | USD/truck | us | us | 1842.1929
medium duty trucks | Reference Medium - Duty Diesel Vehicle | 2026 | FIXED_OM | REPLACEMENT | N/A | USD/truck | us | us | 1842.1929
medium duty trucks | Reference Medium - Duty Diesel Vehicle | 2027 | CAPITAL | NEW | N/A | USD/truck | us | us | 80296.8424
medium duty trucks | Reference Medium - Duty Diesel Vehicle | 2027 | CAPITAL | REPLACEMENT | N/A | USD/truck | us | us | 80296.8424
medium duty trucks | Reference Medium - Duty Diesel Vehicle | 2027 | FIXED_OM | NEW | N/A | USD/truck | us | us | 1842.1929
medium duty trucks | Reference Medium - Duty Diesel Vehicle | 2027 | FIXED_OM | REPLACEMENT | N/A | USD/truck | us | us | 1842.1929
medium duty trucks | Reference Medium - Duty Diesel Vehicle | 2028 | CAPITAL | NEW | N/A | USD/truck | us | us | 80464.5634
medium duty trucks | Reference Medium - Duty Diesel Vehicle | 2028 | CAPITAL | REPLACEMENT | N/A | USD/truck | us | us | 80464.5634
medium duty trucks | Reference Medium - Duty Diesel Vehicle | 2028 | FIXED_OM | NEW | N/A | USD/truck | us | us | 1842.1929
medium duty trucks | Reference Medium - Duty Diesel Vehicle | 2028 | FIXED_OM | REPLACEMENT | N/A | USD/truck | us | us | 1842.1929
medium duty trucks | Reference Medium - Duty Diesel Vehicle | 2029 | CAPITAL | NEW | N/A | USD/truck | us | us | 80632.2844
medium duty trucks | Reference Medium - Duty Diesel Vehicle | 2029 | CAPITAL | REPLACEMENT | N/A | USD/truck | us | us | 80632.2844
medium duty trucks | Reference Medium - Duty Diesel Vehicle | 2029 | FIXED_OM | NEW | N/A | USD/truck | us | us | 1842.1929
medium duty trucks | Reference Medium - Duty Diesel Vehicle | 2029 | FIXED_OM | REPLACEMENT | N/A | USD/truck | us | us | 1842.1929
medium duty trucks | Reference Medium - Duty Diesel Vehicle | 2030 | CAPITAL | NEW | N/A | USD/truck | us | us | 80800.0053
medium duty trucks | Reference Medium - Duty Diesel Vehicle | 2030 | CAPITAL | REPLACEMENT | N/A | USD/truck | us | us | 80800.0053
medium duty trucks | Reference Medium - Duty Diesel Vehicle | 2030 | FIXED_OM | NEW | N/A | USD/truck | us | us | 1842.1929
medium duty trucks | Reference Medium - Duty Diesel Vehicle | 2030 | FIXED_OM | REPLACEMENT | N/A | USD/truck | us | us | 1842.1929
medium duty trucks | Reference Medium - Duty Diesel Vehicle | 2031 | CAPITAL | NEW | N/A | USD/truck | us | us | 80800.0053
medium duty trucks | Reference Medium - Duty Diesel Vehicle | 2031 | CAPITAL | REPLACEMENT | N/A | USD/truck | us | us | 80800.0053
medium duty trucks | Reference Medium - Duty Diesel Vehicle | 2031 | FIXED_OM | NEW | N/A | USD/truck | us | us | 1842.1929
medium duty trucks | Reference Medium - Duty Diesel Vehicle | 2031 | FIXED_OM | REPLACEMENT | N/A | USD/truck | us | us | 1842.1929
medium duty trucks | Reference Medium - Duty Diesel Vehicle | 2032 | CAPITAL | NEW | N/A | USD/truck | us | us | 80800.0053
medium duty trucks | Reference Medium - Duty Diesel Vehicle | 2032 | CAPITAL | REPLACEMENT | N/A | USD/truck | us | us | 80800.0053
medium duty trucks | Reference Medium - Duty Diesel Vehicle | 2032 | FIXED_OM | NEW | N/A | USD/truck | us | us | 1842.1929
medium duty trucks | Reference Medium - Duty Diesel Vehicle | 2032 | FIXED_OM | REPLACEMENT | N/A | USD/truck | us | us | 1842.1929
medium duty trucks | Reference Medium - Duty Diesel Vehicle | 2033 | CAPITAL | NEW | N/A | USD/truck | us | us | 80800.0053
medium duty trucks | Reference Medium - Duty Diesel Vehicle | 2033 | CAPITAL | REPLACEMENT | N/A | USD/truck | us | us | 80800.0053
medium duty trucks | Reference Medium - Duty Diesel Vehicle | 2033 | FIXED_OM | NEW | N/A | USD/truck | us | us | 1842.1929
medium duty trucks | Reference Medium - Duty Diesel Vehicle | 2033 | FIXED_OM | REPLACEMENT | N/A | USD/truck | us | us | 1842.1929
medium duty trucks | Reference Medium - Duty Diesel Vehicle | 2034 | CAPITAL | NEW | N/A | USD/truck | us | us | 80800.0053
medium duty trucks | Reference Medium - Duty Diesel Vehicle | 2034 | CAPITAL | REPLACEMENT | N/A | USD/truck | us | us | 80800.0053
medium duty trucks | Reference Medium - Duty Diesel Vehicle | 2034 | FIXED_OM | NEW | N/A | USD/truck | us | us | 1842.1929
medium duty trucks | Reference Medium - Duty Diesel Vehicle | 2034 | FIXED_OM | REPLACEMENT | N/A | USD/truck | us | us | 1842.1929
medium duty trucks | Reference Medium - Duty Diesel Vehicle | 2035 | CAPITAL | NEW | N/A | USD/truck | us | us | 80800.0053
medium duty trucks | Reference Medium - Duty Diesel Vehicle | 2035 | CAPITAL | REPLACEMENT | N/A | USD/truck | us | us | 80800.0053
medium duty trucks | Reference Medium - Duty Diesel Vehicle | 2035 | FIXED_OM | NEW | N/A | USD/truck | us | us | 1842.1929
medium duty trucks | Reference Medium - Duty Diesel Vehicle | 2035 | FIXED_OM | REPLACEMENT | N/A | USD/truck | us | us | 1842.1929
medium duty trucks | Reference Medium - Duty Diesel Vehicle | 2036 | CAPITAL | NEW | N/A | USD/truck | us | us | 80800.0053
medium duty trucks | Reference Medium - Duty Diesel Vehicle | 2036 | CAPITAL | REPLACEMENT | N/A | USD/truck | us | us | 80800.0053
medium duty trucks | Reference Medium - Duty Diesel Vehicle | 2036 | FIXED_OM | NEW | N/A | USD/truck | us | us | 1842.1929
medium duty trucks | Reference Medium - Duty Diesel Vehicle | 2036 | FIXED_OM | REPLACEMENT | N/A | USD/truck | us | us | 1842.1929
medium duty trucks | Reference Medium - Duty Diesel Vehicle | 2037 | CAPITAL | NEW | N/A | USD/truck | us | us | 80800.0053
medium duty trucks | Reference Medium - Duty Diesel Vehicle | 2037 | CAPITAL | REPLACEMENT | N/A | USD/truck | us | us | 80800.0053
medium duty trucks | Reference Medium - Duty Diesel Vehicle | 2037 | FIXED_OM | NEW | N/A | USD/truck | us | us | 1842.1929
medium duty trucks | Reference Medium - Duty Diesel Vehicle | 2037 | FIXED_OM | REPLACEMENT | N/A | USD/truck | us | us | 1842.1929
medium duty trucks | Reference Medium - Duty Diesel Vehicle | 2038 | CAPITAL | NEW | N/A | USD/truck | us | us | 80800.0053
medium duty trucks | Reference Medium - Duty Diesel Vehicle | 2038 | CAPITAL | REPLACEMENT | N/A | USD/truck | us | us | 80800.0053
medium duty trucks | Reference Medium - Duty Diesel Vehicle | 2038 | FIXED_OM | NEW | N/A | USD/truck | us | us | 1842.1929
medium duty trucks | Reference Medium - Duty Diesel Vehicle | 2038 | FIXED_OM | REPLACEMENT | N/A | USD/truck | us | us | 1842.1929
medium duty trucks | Reference Medium - Duty Diesel Vehicle | 2039 | CAPITAL | NEW | N/A | USD/truck | us | us | 80800.0053
medium duty trucks | Reference Medium - Duty Diesel Vehicle | 2039 | CAPITAL | REPLACEMENT | N/A | USD/truck | us | us | 80800.0053
medium duty trucks | Reference Medium - Duty Diesel Vehicle | 2039 | FIXED_OM | NEW | N/A | USD/truck | us | us | 1842.1929
medium duty trucks | Reference Medium - Duty Diesel Vehicle | 2039 | FIXED_OM | REPLACEMENT | N/A | USD/truck | us | us | 1842.1929
medium duty trucks | Reference Medium - Duty Diesel Vehicle | 2040 | CAPITAL | NEW | N/A | USD/truck | us | us | 80800.0053
medium duty trucks | Reference Medium - Duty Diesel Vehicle | 2040 | CAPITAL | REPLACEMENT | N/A | USD/truck | us | us | 80800.0053
medium duty trucks | Reference Medium - Duty Diesel Vehicle | 2040 | FIXED_OM | NEW | N/A | USD/truck | us | us | 1842.1929
medium duty trucks | Reference Medium - Duty Diesel Vehicle | 2040 | FIXED_OM | REPLACEMENT | N/A | USD/truck | us | us | 1842.1929
medium duty trucks | Reference Medium - Duty Diesel Vehicle | 2041 | CAPITAL | NEW | N/A | USD/truck | us | us | 80800.0053
medium duty trucks | Reference Medium - Duty Diesel Vehicle | 2041 | CAPITAL | REPLACEMENT | N/A | USD/truck | us | us | 80800.0053
medium duty trucks | Reference Medium - Duty Diesel Vehicle | 2041 | FIXED_OM | NEW | N/A | USD/truck | us | us | 1842.1929
medium duty trucks | Reference Medium - Duty Diesel Vehicle | 2041 | FIXED_OM | REPLACEMENT | N/A | USD/truck | us | us | 1842.1929
medium duty trucks | Reference Medium - Duty Diesel Vehicle | 2042 | CAPITAL | NEW | N/A | USD/truck | us | us | 80800.0053
medium duty trucks | Reference Medium - Duty Diesel Vehicle | 2042 | CAPITAL | REPLACEMENT | N/A | USD/truck | us | us | 80800.0053
medium duty trucks | Reference Medium - Duty Diesel Vehicle | 2042 | FIXED_OM | NEW | N/A | USD/truck | us | us | 1842.1929
medium duty trucks | Reference Medium - Duty Diesel Vehicle | 2042 | FIXED_OM | REPLACEMENT | N/A | USD/truck | us | us | 1842.1929
medium duty trucks | Reference Medium - Duty Diesel Vehicle | 2043 | CAPITAL | NEW | N/A | USD/truck | us | us | 80800.0053
medium duty trucks | Reference Medium - Duty Diesel Vehicle | 2043 | CAPITAL | REPLACEMENT | N/A | USD/truck | us | us | 80800.0053
medium duty trucks | Reference Medium - Duty Diesel Vehicle | 2043 | FIXED_OM | NEW | N/A | USD/truck | us | us | 1842.1929
medium duty trucks | Reference Medium - Duty Diesel Vehicle | 2043 | FIXED_OM | REPLACEMENT | N/A | USD/truck | us | us | 1842.1929
medium duty trucks | Reference Medium - Duty Diesel Vehicle | 2044 | CAPITAL | NEW | N/A | USD/truck | us | us | 80800.0053
medium duty trucks | Reference Medium - Duty Diesel Vehicle | 2044 | CAPITAL | REPLACEMENT | N/A | USD/truck | us | us | 80800.0053
medium duty trucks | Reference Medium - Duty Diesel Vehicle | 2044 | FIXED_OM | NEW | N/A | USD/truck | us | us | 1842.1929
medium duty trucks | Reference Medium - Duty Diesel Vehicle | 2044 | FIXED_OM | REPLACEMENT | N/A | USD/truck | us | us | 1842.1929
medium duty trucks | Reference Medium - Duty Diesel Vehicle | 2045 | CAPITAL | NEW | N/A | USD/truck | us | us | 80800.0053
medium duty trucks | Reference Medium - Duty Diesel Vehicle | 2045 | CAPITAL | REPLACEMENT | N/A | USD/truck | us | us | 80800.0053
medium duty trucks | Reference Medium - Duty Diesel Vehicle | 2045 | FIXED_OM | NEW | N/A | USD/truck | us | us | 1842.1929
medium duty trucks | Reference Medium - Duty Diesel Vehicle | 2045 | FIXED_OM | REPLACEMENT | N/A | USD/truck | us | us | 1842.1929
medium duty trucks | Reference Medium - Duty Diesel Vehicle | 2046 | CAPITAL | NEW | N/A | USD/truck | us | us | 80800.0053
medium duty trucks | Reference Medium - Duty Diesel Vehicle | 2046 | CAPITAL | REPLACEMENT | N/A | USD/truck | us | us | 80800.0053
medium duty trucks | Reference Medium - Duty Diesel Vehicle | 2046 | FIXED_OM | NEW | N/A | USD/truck | us | us | 1842.1929
medium duty trucks | Reference Medium - Duty Diesel Vehicle | 2046 | FIXED_OM | REPLACEMENT | N/A | USD/truck | us | us | 1842.1929
medium duty trucks | Reference Medium - Duty Diesel Vehicle | 2047 | CAPITAL | NEW | N/A | USD/truck | us | us | 80800.0053
medium duty trucks | Reference Medium - Duty Diesel Vehicle | 2047 | CAPITAL | REPLACEMENT | N/A | USD/truck | us | us | 80800.0053
medium duty trucks | Reference Medium - Duty Diesel Vehicle | 2047 | FIXED_OM | NEW | N/A | USD/truck | us | us | 1842.1929
medium duty trucks | Reference Medium - Duty Diesel Vehicle | 2047 | FIXED_OM | REPLACEMENT | N/A | USD/truck | us | us | 1842.1929
medium duty trucks | Reference Medium - Duty Diesel Vehicle | 2048 | CAPITAL | NEW | N/A | USD/truck | us | us | 80800.0053
medium duty trucks | Reference Medium - Duty Diesel Vehicle | 2048 | CAPITAL | REPLACEMENT | N/A | USD/truck | us | us | 80800.0053
medium duty trucks | Reference Medium - Duty Diesel Vehicle | 2048 | FIXED_OM | NEW | N/A | USD/truck | us | us | 1842.1929
medium duty trucks | Reference Medium - Duty Diesel Vehicle | 2048 | FIXED_OM | REPLACEMENT | N/A | USD/truck | us | us | 1842.1929
medium duty trucks | Reference Medium - Duty Diesel Vehicle | 2049 | CAPITAL | NEW | N/A | USD/truck | us | us | 80800.0053
medium duty trucks | Reference Medium - Duty Diesel Vehicle | 2049 | CAPITAL | REPLACEMENT | N/A | USD/truck | us | us | 80800.0053
medium duty trucks | Reference Medium - Duty Diesel Vehicle | 2049 | FIXED_OM | NEW | N/A | USD/truck | us | us | 1842.1929
medium duty trucks | Reference Medium - Duty Diesel Vehicle | 2049 | FIXED_OM | REPLACEMENT | N/A | USD/truck | us | us | 1842.1929
medium duty trucks | Reference Medium - Duty Diesel Vehicle | 2050 | CAPITAL | NEW | N/A | USD/truck | us | us | 80800.0053
medium duty trucks | Reference Medium - Duty Diesel Vehicle | 2050 | CAPITAL | REPLACEMENT | N/A | USD/truck | us | us | 80800.0053
medium duty trucks | Reference Medium - Duty Diesel Vehicle | 2050 | FIXED_OM | NEW | N/A | USD/truck | us | us | 1842.1929
medium duty trucks | Reference Medium - Duty Diesel Vehicle | 2050 | FIXED_OM | REPLACEMENT | N/A | USD/truck | us | us | 1842.1929
medium duty trucks | Reference Medium-Duty CNG Vehicle | 2020 | CAPITAL | NEW | N/A | USD/truck | us | us | 91298.5781
medium duty trucks | Reference Medium-Duty CNG Vehicle | 2020 | CAPITAL | REPLACEMENT | N/A | USD/truck | us | us | 91298.5781
medium duty trucks | Reference Medium-Duty CNG Vehicle | 2020 | FIXED_OM | NEW | N/A | USD/truck | us | us | 1842.1929
medium duty trucks | Reference Medium-Duty CNG Vehicle | 2020 | FIXED_OM | REPLACEMENT | N/A | USD/truck | us | us | 1842.1929
medium duty trucks | Reference Medium-Duty CNG Vehicle | 2021 | CAPITAL | NEW | N/A | USD/truck | us | us | 91072.1192
medium duty trucks | Reference Medium-Duty CNG Vehicle | 2021 | CAPITAL | REPLACEMENT | N/A | USD/truck | us | us | 91072.1192
medium duty trucks | Reference Medium-Duty CNG Vehicle | 2021 | FIXED_OM | NEW | N/A | USD/truck | us | us | 1842.1929
medium duty trucks | Reference Medium-Duty CNG Vehicle | 2021 | FIXED_OM | REPLACEMENT | N/A | USD/truck | us | us | 1842.1929
medium duty trucks | Reference Medium-Duty CNG Vehicle | 2022 | CAPITAL | NEW | N/A | USD/truck | us | us | 90843.8802
medium duty trucks | Reference Medium-Duty CNG Vehicle | 2022 | CAPITAL | REPLACEMENT | N/A | USD/truck | us | us | 90843.8802
medium duty trucks | Reference Medium-Duty CNG Vehicle | 2022 | FIXED_OM | NEW | N/A | USD/truck | us | us | 1842.1929
medium duty trucks | Reference Medium-Duty CNG Vehicle | 2022 | FIXED_OM | REPLACEMENT | N/A | USD/truck | us | us | 1842.1929
medium duty trucks | Reference Medium-Duty CNG Vehicle | 2023 | CAPITAL | NEW | N/A | USD/truck | us | us | 90613.8612
medium duty trucks | Reference Medium-Duty CNG Vehicle | 2023 | CAPITAL | REPLACEMENT | N/A | USD/truck | us | us | 90613.8612
medium duty trucks | Reference Medium-Duty CNG Vehicle | 2023 | FIXED_OM | NEW | N/A | USD/truck | us | us | 1842.1929
medium duty trucks | Reference Medium-Duty CNG Vehicle | 2023 | FIXED_OM | REPLACEMENT | N/A | USD/truck | us | us | 1842.1929
medium duty trucks | Reference Medium-Duty CNG Vehicle | 2024 | CAPITAL | NEW | N/A | USD/truck | us | us | 90382.062
medium duty trucks | Reference Medium-Duty CNG Vehicle | 2024 | CAPITAL | REPLACEMENT | N/A | USD/truck | us | us | 90382.062
medium duty trucks | Reference Medium-Duty CNG Vehicle | 2024 | FIXED_OM | NEW | N/A | USD/truck | us | us | 1842.1929
medium duty trucks | Reference Medium-Duty CNG Vehicle | 2024 | FIXED_OM | REPLACEMENT | N/A | USD/truck | us | us | 1842.1929
medium duty trucks | Reference Medium-Duty CNG Vehicle | 2025 | CAPITAL | NEW | N/A | USD/truck | us | us | 90148.4828
medium duty trucks | Reference Medium-Duty CNG Vehicle | 2025 | CAPITAL | REPLACEMENT | N/A | USD/truck | us | us | 90148.4828
medium duty trucks | Reference Medium-Duty CNG Vehicle | 2025 | FIXED_OM | NEW | N/A | USD/truck | us | us | 1842.1929
medium duty trucks | Reference Medium-Duty CNG Vehicle | 2025 | FIXED_OM | REPLACEMENT | N/A | USD/truck | us | us | 1842.1929
medium duty trucks | Reference Medium-Duty CNG Vehicle | 2026 | CAPITAL | NEW | N/A | USD/truck | us | us | 90124.428
medium duty trucks | Reference Medium-Duty CNG Vehicle | 2026 | CAPITAL | REPLACEMENT | N/A | USD/truck | us | us | 90124.428
medium duty trucks | Reference Medium-Duty CNG Vehicle | 2026 | FIXED_OM | NEW | N/A | USD/truck | us | us | 1842.1929
medium duty trucks | Reference Medium-Duty CNG Vehicle | 2026 | FIXED_OM | REPLACEMENT | N/A | USD/truck | us | us | 1842.1929
medium duty trucks | Reference Medium-Duty CNG Vehicle | 2027 | CAPITAL | NEW | N/A | USD/truck | us | us | 90099.4809
medium duty trucks | Reference Medium-Duty CNG Vehicle | 2027 | CAPITAL | REPLACEMENT | N/A | USD/truck | us | us | 90099.4809
medium duty trucks | Reference Medium-Duty CNG Vehicle | 2027 | FIXED_OM | NEW | N/A | USD/truck | us | us | 1842.1929
medium duty trucks | Reference Medium-Duty CNG Vehicle | 2027 | FIXED_OM | REPLACEMENT | N/A | USD/truck | us | us | 1842.1929
medium duty trucks | Reference Medium-Duty CNG Vehicle | 2028 | CAPITAL | NEW | N/A | USD/truck | us | us | 90073.6415
medium duty trucks | Reference Medium-Duty CNG Vehicle | 2028 | CAPITAL | REPLACEMENT | N/A | USD/truck | us | us | 90073.6415
medium duty trucks | Reference Medium-Duty CNG Vehicle | 2028 | FIXED_OM | NEW | N/A | USD/truck | us | us | 1842.1929
medium duty trucks | Reference Medium-Duty CNG Vehicle | 2028 | FIXED_OM | REPLACEMENT | N/A | USD/truck | us | us | 1842.1929
medium duty trucks | Reference Medium-Duty CNG Vehicle | 2029 | CAPITAL | NEW | N/A | USD/truck | us | us | 90046.9099
medium duty trucks | Reference Medium-Duty CNG Vehicle | 2029 | CAPITAL | REPLACEMENT | N/A | USD/truck | us | us | 90046.9099
medium duty trucks | Reference Medium-Duty CNG Vehicle | 2029 | FIXED_OM | NEW | N/A | USD/truck | us | us | 1842.1929
medium duty trucks | Reference Medium-Duty CNG Vehicle | 2029 | FIXED_OM | REPLACEMENT | N/A | USD/truck | us | us | 1842.1929
medium duty trucks | Reference Medium-Duty CNG Vehicle | 2030 | CAPITAL | NEW | N/A | USD/truck | us | us | 90019.286
medium duty trucks | Reference Medium-Duty CNG Vehicle | 2030 | CAPITAL | REPLACEMENT | N/A | USD/truck | us | us | 90019.286
medium duty trucks | Reference Medium-Duty CNG Vehicle | 2030 | FIXED_OM | NEW | N/A | USD/truck | us | us | 1842.1929
medium duty trucks | Reference Medium-Duty CNG Vehicle | 2030 | FIXED_OM | REPLACEMENT | N/A | USD/truck | us | us | 1842.1929
medium duty trucks | Reference Medium-Duty CNG Vehicle | 2031 | CAPITAL | NEW | N/A | USD/truck | us | us | 89882.7339
medium duty trucks | Reference Medium-Duty CNG Vehicle | 2031 | CAPITAL | REPLACEMENT | N/A | USD/truck | us | us | 89882.7339
medium duty trucks | Reference Medium-Duty CNG Vehicle | 2031 | FIXED_OM | NEW | N/A | USD/truck | us | us | 1842.1929
medium duty trucks | Reference Medium-Duty CNG Vehicle | 2031 | FIXED_OM | REPLACEMENT | N/A | USD/truck | us | us | 1842.1929
medium duty trucks | Reference Medium-Duty CNG Vehicle | 2032 | CAPITAL | NEW | N/A | USD/truck | us | us | 89746.1819
medium duty trucks | Reference Medium-Duty CNG Vehicle | 2032 | CAPITAL | REPLACEMENT | N/A | USD/truck | us | us | 89746.1819
medium duty trucks | Reference Medium-Duty CNG Vehicle | 2032 | FIXED_OM | NEW | N/A | USD/truck | us | us | 1842.1929
medium duty trucks | Reference Medium-Duty CNG Vehicle | 2032 | FIXED_OM | REPLACEMENT | N/A | USD/truck | us | us | 1842.1929
medium duty trucks | Reference Medium-Duty CNG Vehicle | 2033 | CAPITAL | NEW | N/A | USD/truck | us | us | 89609.6299
medium duty trucks | Reference Medium-Duty CNG Vehicle | 2033 | CAPITAL | REPLACEMENT | N/A | USD/truck | us | us | 89609.6299
medium duty trucks | Reference Medium-Duty CNG Vehicle | 2033 | FIXED_OM | NEW | N/A | USD/truck | us | us | 1842.1929
medium duty trucks | Reference Medium-Duty CNG Vehicle | 2033 | FIXED_OM | REPLACEMENT | N/A | USD/truck | us | us | 1842.1929
medium duty trucks | Reference Medium-Duty CNG Vehicle | 2034 | CAPITAL | NEW | N/A | USD/truck | us | us | 89473.0779
medium duty trucks | Reference Medium-Duty CNG Vehicle | 2034 | CAPITAL | REPLACEMENT | N/A | USD/truck | us | us | 89473.0779
medium duty trucks | Reference Medium-Duty CNG Vehicle | 2034 | FIXED_OM | NEW | N/A | USD/truck | us | us | 1842.1929
medium duty trucks | Reference Medium-Duty CNG Vehicle | 2034 | FIXED_OM | REPLACEMENT | N/A | USD/truck | us | us | 1842.1929
medium duty trucks | Reference Medium-Duty CNG Vehicle | 2035 | CAPITAL | NEW | N/A | USD/truck | us | us | 89336.5259
medium duty trucks | Reference Medium-Duty CNG Vehicle | 2035 | CAPITAL | REPLACEMENT | N/A | USD/truck | us | us | 89336.5259
medium duty trucks | Reference Medium-Duty CNG Vehicle | 2035 | FIXED_OM | NEW | N/A | USD/truck | us | us | 1842.1929
medium duty trucks | Reference Medium-Duty CNG Vehicle | 2035 | FIXED_OM | REPLACEMENT | N/A | USD/truck | us | us | 1842.1929
medium duty trucks | Reference Medium-Duty CNG Vehicle | 2036 | CAPITAL | NEW | N/A | USD/truck | us | us | 89199.9739
medium duty trucks | Reference Medium-Duty CNG Vehicle | 2036 | CAPITAL | REPLACEMENT | N/A | USD/truck | us | us | 89199.9739
medium duty trucks | Reference Medium-Duty CNG Vehicle | 2036 | FIXED_OM | NEW | N/A | USD/truck | us | us | 1842.1929
medium duty trucks | Reference Medium-Duty CNG Vehicle | 2036 | FIXED_OM | REPLACEMENT | N/A | USD/truck | us | us | 1842.1929
medium duty trucks | Reference Medium-Duty CNG Vehicle | 2037 | CAPITAL | NEW | N/A | USD/truck | us | us | 89063.4219
medium duty trucks | Reference Medium-Duty CNG Vehicle | 2037 | CAPITAL | REPLACEMENT | N/A | USD/truck | us | us | 89063.4219
medium duty trucks | Reference Medium-Duty CNG Vehicle | 2037 | FIXED_OM | NEW | N/A | USD/truck | us | us | 1842.1929
medium duty trucks | Reference Medium-Duty CNG Vehicle | 2037 | FIXED_OM | REPLACEMENT | N/A | USD/truck | us | us | 1842.1929
medium duty trucks | Reference Medium-Duty CNG Vehicle | 2038 | CAPITAL | NEW | N/A | USD/truck | us | us | 88926.8699
medium duty trucks | Reference Medium-Duty CNG Vehicle | 2038 | CAPITAL | REPLACEMENT | N/A | USD/truck | us | us | 88926.8699
medium duty trucks | Reference Medium-Duty CNG Vehicle | 2038 | FIXED_OM | NEW | N/A | USD/truck | us | us | 1842.1929
medium duty trucks | Reference Medium-Duty CNG Vehicle | 2038 | FIXED_OM | REPLACEMENT | N/A | USD/truck | us | us | 1842.1929
medium duty trucks | Reference Medium-Duty CNG Vehicle | 2039 | CAPITAL | NEW | N/A | USD/truck | us | us | 88790.3179
medium duty trucks | Reference Medium-Duty CNG Vehicle | 2039 | CAPITAL | REPLACEMENT | N/A | USD/truck | us | us | 88790.3179
medium duty trucks | Reference Medium-Duty CNG Vehicle | 2039 | FIXED_OM | NEW | N/A | USD/truck | us | us | 1842.1929
medium duty trucks | Reference Medium-Duty CNG Vehicle | 2039 | FIXED_OM | REPLACEMENT | N/A | USD/truck | us | us | 1842.1929
medium duty trucks | Reference Medium-Duty CNG Vehicle | 2040 | CAPITAL | NEW | N/A | USD/truck | us | us | 88653.7659
medium duty trucks | Reference Medium-Duty CNG Vehicle | 2040 | CAPITAL | REPLACEMENT | N/A | USD/truck | us | us | 88653.7659
medium duty trucks | Reference Medium-Duty CNG Vehicle | 2040 | FIXED_OM | NEW | N/A | USD/truck | us | us | 1842.1929
medium duty trucks | Reference Medium-Duty CNG Vehicle | 2040 | FIXED_OM | REPLACEMENT | N/A | USD/truck | us | us | 1842.1929
medium duty trucks | Reference Medium-Duty CNG Vehicle | 2041 | CAPITAL | NEW | N/A | USD/truck | us | us | 88517.2139
medium duty trucks | Reference Medium-Duty CNG Vehicle | 2041 | CAPITAL | REPLACEMENT | N/A | USD/truck | us | us | 88517.2139
medium duty trucks | Reference Medium-Duty CNG Vehicle | 2041 | FIXED_OM | NEW | N/A | USD/truck | us | us | 1842.1929
medium duty trucks | Reference Medium-Duty CNG Vehicle | 2041 | FIXED_OM | REPLACEMENT | N/A | USD/truck | us | us | 1842.1929
medium duty trucks | Reference Medium-Duty CNG Vehicle | 2042 | CAPITAL | NEW | N/A | USD/truck | us | us | 88380.6618
medium duty trucks | Reference Medium-Duty CNG Vehicle | 2042 | CAPITAL | REPLACEMENT | N/A | USD/truck | us | us | 88380.6618
medium duty trucks | Reference Medium-Duty CNG Vehicle | 2042 | FIXED_OM | NEW | N/A | USD/truck | us | us | 1842.1929
medium duty trucks | Reference Medium-Duty CNG Vehicle | 2042 | FIXED_OM | REPLACEMENT | N/A | USD/truck | us | us | 1842.1929
medium duty trucks | Reference Medium-Duty CNG Vehicle | 2043 | CAPITAL | NEW | N/A | USD/truck | us | us | 88244.1098
medium duty trucks | Reference Medium-Duty CNG Vehicle | 2043 | CAPITAL | REPLACEMENT | N/A | USD/truck | us | us | 88244.1098
medium duty trucks | Reference Medium-Duty CNG Vehicle | 2043 | FIXED_OM | NEW | N/A | USD/truck | us | us | 1842.1929
medium duty trucks | Reference Medium-Duty CNG Vehicle | 2043 | FIXED_OM | REPLACEMENT | N/A | USD/truck | us | us | 1842.1929
medium duty trucks | Reference Medium-Duty CNG Vehicle | 2044 | CAPITAL | NEW | N/A | USD/truck | us | us | 88107.5578
medium duty trucks | Reference Medium-Duty CNG Vehicle | 2044 | CAPITAL | REPLACEMENT | N/A | USD/truck | us | us | 88107.5578
medium duty trucks | Reference Medium-Duty CNG Vehicle | 2044 | FIXED_OM | NEW | N/A | USD/truck | us | us | 1842.1929
medium duty trucks | Reference Medium-Duty CNG Vehicle | 2044 | FIXED_OM | REPLACEMENT | N/A | USD/truck | us | us | 1842.1929
medium duty trucks | Reference Medium-Duty CNG Vehicle | 2045 | CAPITAL | NEW | N/A | USD/truck | us | us | 87971.0058
medium duty trucks | Reference Medium-Duty CNG Vehicle | 2045 | CAPITAL | REPLACEMENT | N/A | USD/truck | us | us | 87971.0058
medium duty trucks | Reference Medium-Duty CNG Vehicle | 2045 | FIXED_OM | NEW | N/A | USD/truck | us | us | 1842.1929
medium duty trucks | Reference Medium-Duty CNG Vehicle | 2045 | FIXED_OM | REPLACEMENT | N/A | USD/truck | us | us | 1842.1929
medium duty trucks | Reference Medium-Duty CNG Vehicle | 2046 | CAPITAL | NEW | N/A | USD/truck | us | us | 87834.4538
medium duty trucks | Reference Medium-Duty CNG Vehicle | 2046 | CAPITAL | REPLACEMENT | N/A | USD/truck | us | us | 87834.4538
medium duty trucks | Reference Medium-Duty CNG Vehicle | 2046 | FIXED_OM | NEW | N/A | USD/truck | us | us | 1842.1929
medium duty trucks | Reference Medium-Duty CNG Vehicle | 2046 | FIXED_OM | REPLACEMENT | N/A | USD/truck | us | us | 1842.1929
medium duty trucks | Reference Medium-Duty CNG Vehicle | 2047 | CAPITAL | NEW | N/A | USD/truck | us | us | 87697.9018
medium duty trucks | Reference Medium-Duty CNG Vehicle | 2047 | CAPITAL | REPLACEMENT | N/A | USD/truck | us | us | 87697.9018
medium duty trucks | Reference Medium-Duty CNG Vehicle | 2047 | FIXED_OM | NEW | N/A | USD/truck | us | us | 1842.1929
medium duty trucks | Reference Medium-Duty CNG Vehicle | 2047 | FIXED_OM | REPLACEMENT | N/A | USD/truck | us | us | 1842.1929
medium duty trucks | Reference Medium-Duty CNG Vehicle | 2048 | CAPITAL | NEW | N/A | USD/truck | us | us | 87561.3498
medium duty trucks | Reference Medium-Duty CNG Vehicle | 2048 | CAPITAL | REPLACEMENT | N/A | USD/truck | us | us | 87561.3498
medium duty trucks | Reference Medium-Duty CNG Vehicle | 2048 | FIXED_OM | NEW | N/A | USD/truck | us | us | 1842.1929
medium duty trucks | Reference Medium-Duty CNG Vehicle | 2048 | FIXED_OM | REPLACEMENT | N/A | USD/truck | us | us | 1842.1929
medium duty trucks | Reference Medium-Duty CNG Vehicle | 2049 | CAPITAL | NEW | N/A | USD/truck | us | us | 87424.7978
medium duty trucks | Reference Medium-Duty CNG Vehicle | 2049 | CAPITAL | REPLACEMENT | N/A | USD/truck | us | us | 87424.7978
medium duty trucks | Reference Medium-Duty CNG Vehicle | 2049 | FIXED_OM | NEW | N/A | USD/truck | us | us | 1842.1929
medium duty trucks | Reference Medium-Duty CNG Vehicle | 2049 | FIXED_OM | REPLACEMENT | N/A | USD/truck | us | us | 1842.1929
medium duty trucks | Reference Medium-Duty CNG Vehicle | 2050 | CAPITAL | NEW | N/A | USD/truck | us | us | 87288.2458
medium duty trucks | Reference Medium-Duty CNG Vehicle | 2050 | CAPITAL | REPLACEMENT | N/A | USD/truck | us | us | 87288.2458
medium duty trucks | Reference Medium-Duty CNG Vehicle | 2050 | FIXED_OM | NEW | N/A | USD/truck | us | us | 1842.1929
medium duty trucks | Reference Medium-Duty CNG Vehicle | 2050 | FIXED_OM | REPLACEMENT | N/A | USD/truck | us | us | 1842.1929
medium duty trucks | Reference Medium-Duty Gasoline Vehicle | 2020 | CAPITAL | NEW | N/A | USD/truck | us | us | 67562.0555
medium duty trucks | Reference Medium-Duty Gasoline Vehicle | 2020 | CAPITAL | REPLACEMENT | N/A | USD/truck | us | us | 67562.0555
medium duty trucks | Reference Medium-Duty Gasoline Vehicle | 2020 | FIXED_OM | NEW | N/A | USD/truck | us | us | 1842.1929
medium duty trucks | Reference Medium-Duty Gasoline Vehicle | 2020 | FIXED_OM | REPLACEMENT | N/A | USD/truck | us | us | 1842.1929
medium duty trucks | Reference Medium-Duty Gasoline Vehicle | 2021 | CAPITAL | NEW | N/A | USD/truck | us | us | 67697.5234
medium duty trucks | Reference Medium-Duty Gasoline Vehicle | 2021 | CAPITAL | REPLACEMENT | N/A | USD/truck | us | us | 67697.5234
medium duty trucks | Reference Medium-Duty Gasoline Vehicle | 2021 | FIXED_OM | NEW | N/A | USD/truck | us | us | 1842.1929
medium duty trucks | Reference Medium-Duty Gasoline Vehicle | 2021 | FIXED_OM | REPLACEMENT | N/A | USD/truck | us | us | 1842.1929
medium duty trucks | Reference Medium-Duty Gasoline Vehicle | 2022 | CAPITAL | NEW | N/A | USD/truck | us | us | 67832.9577
medium duty trucks | Reference Medium-Duty Gasoline Vehicle | 2022 | CAPITAL | REPLACEMENT | N/A | USD/truck | us | us | 67832.9577
medium duty trucks | Reference Medium-Duty Gasoline Vehicle | 2022 | FIXED_OM | NEW | N/A | USD/truck | us | us | 1842.1929
medium duty trucks | Reference Medium-Duty Gasoline Vehicle | 2022 | FIXED_OM | REPLACEMENT | N/A | USD/truck | us | us | 1842.1929
medium duty trucks | Reference Medium-Duty Gasoline Vehicle | 2023 | CAPITAL | NEW | N/A | USD/truck | us | us | 67968.3584
medium duty trucks | Reference Medium-Duty Gasoline Vehicle | 2023 | CAPITAL | REPLACEMENT | N/A | USD/truck | us | us | 67968.3584
medium duty trucks | Reference Medium-Duty Gasoline Vehicle | 2023 | FIXED_OM | NEW | N/A | USD/truck | us | us | 1842.1929
medium duty trucks | Reference Medium-Duty Gasoline Vehicle | 2023 | FIXED_OM | REPLACEMENT | N/A | USD/truck | us | us | 1842.1929
medium duty trucks | Reference Medium-Duty Gasoline Vehicle | 2024 | CAPITAL | NEW | N/A | USD/truck | us | us | 68103.7256
medium duty trucks | Reference Medium-Duty Gasoline Vehicle | 2024 | CAPITAL | REPLACEMENT | N/A | USD/truck | us | us | 68103.7256
medium duty trucks | Reference Medium-Duty Gasoline Vehicle | 2024 | FIXED_OM | NEW | N/A | USD/truck | us | us | 1842.1929
medium duty trucks | Reference Medium-Duty Gasoline Vehicle | 2024 | FIXED_OM | REPLACEMENT | N/A | USD/truck | us | us | 1842.1929
medium duty trucks | Reference Medium-Duty Gasoline Vehicle | 2025 | CAPITAL | NEW | N/A | USD/truck | us | us | 68239.0591
medium duty trucks | Reference Medium-Duty Gasoline Vehicle | 2025 | CAPITAL | REPLACEMENT | N/A | USD/truck | us | us | 68239.0591
medium duty trucks | Reference Medium-Duty Gasoline Vehicle | 2025 | FIXED_OM | NEW | N/A | USD/truck | us | us | 1842.1929
medium duty trucks | Reference Medium-Duty Gasoline Vehicle | 2025 | FIXED_OM | REPLACEMENT | N/A | USD/truck | us | us | 1842.1929
medium duty trucks | Reference Medium-Duty Gasoline Vehicle | 2026 | CAPITAL | NEW | N/A | USD/truck | us | us | 68414.2439
medium duty trucks | Reference Medium-Duty Gasoline Vehicle | 2026 | CAPITAL | REPLACEMENT | N/A | USD/truck | us | us | 68414.2439
medium duty trucks | Reference Medium-Duty Gasoline Vehicle | 2026 | FIXED_OM | NEW | N/A | USD/truck | us | us | 1842.1929
medium duty trucks | Reference Medium-Duty Gasoline Vehicle | 2026 | FIXED_OM | REPLACEMENT | N/A | USD/truck | us | us | 1842.1929
medium duty trucks | Reference Medium-Duty Gasoline Vehicle | 2027 | CAPITAL | NEW | N/A | USD/truck | us | us | 68589.5628
medium duty trucks | Reference Medium-Duty Gasoline Vehicle | 2027 | CAPITAL | REPLACEMENT | N/A | USD/truck | us | us | 68589.5628
medium duty trucks | Reference Medium-Duty Gasoline Vehicle | 2027 | FIXED_OM | NEW | N/A | USD/truck | us | us | 1842.1929
medium duty trucks | Reference Medium-Duty Gasoline Vehicle | 2027 | FIXED_OM | REPLACEMENT | N/A | USD/truck | us | us | 1842.1929
medium duty trucks | Reference Medium-Duty Gasoline Vehicle | 2028 | CAPITAL | NEW | N/A | USD/truck | us | us | 68765.0159
medium duty trucks | Reference Medium-Duty Gasoline Vehicle | 2028 | CAPITAL | REPLACEMENT | N/A | USD/truck | us | us | 68765.0159
medium duty trucks | Reference Medium-Duty Gasoline Vehicle | 2028 | FIXED_OM | NEW | N/A | USD/truck | us | us | 1842.1929
medium duty trucks | Reference Medium-Duty Gasoline Vehicle | 2028 | FIXED_OM | REPLACEMENT | N/A | USD/truck | us | us | 1842.1929
medium duty trucks | Reference Medium-Duty Gasoline Vehicle | 2029 | CAPITAL | NEW | N/A | USD/truck | us | us | 68940.6031
medium duty trucks | Reference Medium-Duty Gasoline Vehicle | 2029 | CAPITAL | REPLACEMENT | N/A | USD/truck | us | us | 68940.6031
medium duty trucks | Reference Medium-Duty Gasoline Vehicle | 2029 | FIXED_OM | NEW | N/A | USD/truck | us | us | 1842.1929
medium duty trucks | Reference Medium-Duty Gasoline Vehicle | 2029 | FIXED_OM | REPLACEMENT | N/A | USD/truck | us | us | 1842.1929
medium duty trucks | Reference Medium-Duty Gasoline Vehicle | 2030 | CAPITAL | NEW | N/A | USD/truck | us | us | 69116.3246
medium duty trucks | Reference Medium-Duty Gasoline Vehicle | 2030 | CAPITAL | REPLACEMENT | N/A | USD/truck | us | us | 69116.3246
medium duty trucks | Reference Medium-Duty Gasoline Vehicle | 2030 | FIXED_OM | NEW | N/A | USD/truck | us | us | 1842.1929
medium duty trucks | Reference Medium-Duty Gasoline Vehicle | 2030 | FIXED_OM | REPLACEMENT | N/A | USD/truck | us | us | 1842.1929
medium duty trucks | Reference Medium-Duty Gasoline Vehicle | 2031 | CAPITAL | NEW | N/A | USD/truck | us | us | 69116.3246
medium duty trucks | Reference Medium-Duty Gasoline Vehicle | 2031 | CAPITAL | REPLACEMENT | N/A | USD/truck | us | us | 69116.3246
medium duty trucks | Reference Medium-Duty Gasoline Vehicle | 2031 | FIXED_OM | NEW | N/A | USD/truck | us | us | 1842.1929
medium duty trucks | Reference Medium-Duty Gasoline Vehicle | 2031 | FIXED_OM | REPLACEMENT | N/A | USD/truck | us | us | 1842.1929
medium duty trucks | Reference Medium-Duty Gasoline Vehicle | 2032 | CAPITAL | NEW | N/A | USD/truck | us | us | 69116.3246
medium duty trucks | Reference Medium-Duty Gasoline Vehicle | 2032 | CAPITAL | REPLACEMENT | N/A | USD/truck | us | us | 69116.3246
medium duty trucks | Reference Medium-Duty Gasoline Vehicle | 2032 | FIXED_OM | NEW | N/A | USD/truck | us | us | 1842.1929
medium duty trucks | Reference Medium-Duty Gasoline Vehicle | 2032 | FIXED_OM | REPLACEMENT | N/A | USD/truck | us | us | 1842.1929
medium duty trucks | Reference Medium-Duty Gasoline Vehicle | 2033 | CAPITAL | NEW | N/A | USD/truck | us | us | 69116.3246
medium duty trucks | Reference Medium-Duty Gasoline Vehicle | 2033 | CAPITAL | REPLACEMENT | N/A | USD/truck | us | us | 69116.3246
medium duty trucks | Reference Medium-Duty Gasoline Vehicle | 2033 | FIXED_OM | NEW | N/A | USD/truck | us | us | 1842.1929
medium duty trucks | Reference Medium-Duty Gasoline Vehicle | 2033 | FIXED_OM | REPLACEMENT | N/A | USD/truck | us | us | 1842.1929
medium duty trucks | Reference Medium-Duty Gasoline Vehicle | 2034 | CAPITAL | NEW | N/A | USD/truck | us | us | 69116.3246
medium duty trucks | Reference Medium-Duty Gasoline Vehicle | 2034 | CAPITAL | REPLACEMENT | N/A | USD/truck | us | us | 69116.3246
medium duty trucks | Reference Medium-Duty Gasoline Vehicle | 2034 | FIXED_OM | NEW | N/A | USD/truck | us | us | 1842.1929
medium duty trucks | Reference Medium-Duty Gasoline Vehicle | 2034 | FIXED_OM | REPLACEMENT | N/A | USD/truck | us | us | 1842.1929
medium duty trucks | Reference Medium-Duty Gasoline Vehicle | 2035 | CAPITAL | NEW | N/A | USD/truck | us | us | 69116.3246
medium duty trucks | Reference Medium-Duty Gasoline Vehicle | 2035 | CAPITAL | REPLACEMENT | N/A | USD/truck | us | us | 69116.3246
medium duty trucks | Reference Medium-Duty Gasoline Vehicle | 2035 | FIXED_OM | NEW | N/A | USD/truck | us | us | 1842.1929
medium duty trucks | Reference Medium-Duty Gasoline Vehicle | 2035 | FIXED_OM | REPLACEMENT | N/A | USD/truck | us | us | 1842.1929
medium duty trucks | Reference Medium-Duty Gasoline Vehicle | 2036 | CAPITAL | NEW | N/A | USD/truck | us | us | 69116.3246
medium duty trucks | Reference Medium-Duty Gasoline Vehicle | 2036 | CAPITAL | REPLACEMENT | N/A | USD/truck | us | us | 69116.3246
medium duty trucks | Reference Medium-Duty Gasoline Vehicle | 2036 | FIXED_OM | NEW | N/A | USD/truck | us | us | 1842.1929
medium duty trucks | Reference Medium-Duty Gasoline Vehicle | 2036 | FIXED_OM | REPLACEMENT | N/A | USD/truck | us | us | 1842.1929
medium duty trucks | Reference Medium-Duty Gasoline Vehicle | 2037 | CAPITAL | NEW | N/A | USD/truck | us | us | 69116.3246
medium duty trucks | Reference Medium-Duty Gasoline Vehicle | 2037 | CAPITAL | REPLACEMENT | N/A | USD/truck | us | us | 69116.3246
medium duty trucks | Reference Medium-Duty Gasoline Vehicle | 2037 | FIXED_OM | NEW | N/A | USD/truck | us | us | 1842.1929
medium duty trucks | Reference Medium-Duty Gasoline Vehicle | 2037 | FIXED_OM | REPLACEMENT | N/A | USD/truck | us | us | 1842.1929
medium duty trucks | Reference Medium-Duty Gasoline Vehicle | 2038 | CAPITAL | NEW | N/A | USD/truck | us | us | 69116.3246
medium duty trucks | Reference Medium-Duty Gasoline Vehicle | 2038 | CAPITAL | REPLACEMENT | N/A | USD/truck | us | us | 69116.3246
medium duty trucks | Reference Medium-Duty Gasoline Vehicle | 2038 | FIXED_OM | NEW | N/A | USD/truck | us | us | 1842.1929
medium duty trucks | Reference Medium-Duty Gasoline Vehicle | 2038 | FIXED_OM | REPLACEMENT | N/A | USD/truck | us | us | 1842.1929
medium duty trucks | Reference Medium-Duty Gasoline Vehicle | 2039 | CAPITAL | NEW | N/A | USD/truck | us | us | 69116.3246
medium duty trucks | Reference Medium-Duty Gasoline Vehicle | 2039 | CAPITAL | REPLACEMENT | N/A | USD/truck | us | us | 69116.3246
medium duty trucks | Reference Medium-Duty Gasoline Vehicle | 2039 | FIXED_OM | NEW | N/A | USD/truck | us | us | 1842.1929
medium duty trucks | Reference Medium-Duty Gasoline Vehicle | 2039 | FIXED_OM | REPLACEMENT | N/A | USD/truck | us | us | 1842.1929
medium duty trucks | Reference Medium-Duty Gasoline Vehicle | 2040 | CAPITAL | NEW | N/A | USD/truck | us | us | 69116.3246
medium duty trucks | Reference Medium-Duty Gasoline Vehicle | 2040 | CAPITAL | REPLACEMENT | N/A | USD/truck | us | us | 69116.3246
medium duty trucks | Reference Medium-Duty Gasoline Vehicle | 2040 | FIXED_OM | NEW | N/A | USD/truck | us | us | 1842.1929
medium duty trucks | Reference Medium-Duty Gasoline Vehicle | 2040 | FIXED_OM | REPLACEMENT | N/A | USD/truck | us | us | 1842.1929
medium duty trucks | Reference Medium-Duty Gasoline Vehicle | 2041 | CAPITAL | NEW | N/A | USD/truck | us | us | 69116.3246
medium duty trucks | Reference Medium-Duty Gasoline Vehicle | 2041 | CAPITAL | REPLACEMENT | N/A | USD/truck | us | us | 69116.3246
medium duty trucks | Reference Medium-Duty Gasoline Vehicle | 2041 | FIXED_OM | NEW | N/A | USD/truck | us | us | 1842.1929
medium duty trucks | Reference Medium-Duty Gasoline Vehicle | 2041 | FIXED_OM | REPLACEMENT | N/A | USD/truck | us | us | 1842.1929
medium duty trucks | Reference Medium-Duty Gasoline Vehicle | 2042 | CAPITAL | NEW | N/A | USD/truck | us | us | 69116.3246
medium duty trucks | Reference Medium-Duty Gasoline Vehicle | 2042 | CAPITAL | REPLACEMENT | N/A | USD/truck | us | us | 69116.3246
medium duty trucks | Reference Medium-Duty Gasoline Vehicle | 2042 | FIXED_OM | NEW | N/A | USD/truck | us | us | 1842.1929
medium duty trucks | Reference Medium-Duty Gasoline Vehicle | 2042 | FIXED_OM | REPLACEMENT | N/A | USD/truck | us | us | 1842.1929
medium duty trucks | Reference Medium-Duty Gasoline Vehicle | 2043 | CAPITAL | NEW | N/A | USD/truck | us | us | 69116.3246
medium duty trucks | Reference Medium-Duty Gasoline Vehicle | 2043 | CAPITAL | REPLACEMENT | N/A | USD/truck | us | us | 69116.3246
medium duty trucks | Reference Medium-Duty Gasoline Vehicle | 2043 | FIXED_OM | NEW | N/A | USD/truck | us | us | 1842.1929
medium duty trucks | Reference Medium-Duty Gasoline Vehicle | 2043 | FIXED_OM | REPLACEMENT | N/A | USD/truck | us | us | 1842.1929
medium duty trucks | Reference Medium-Duty Gasoline Vehicle | 2044 | CAPITAL | NEW | N/A | USD/truck | us | us | 69116.3246
medium duty trucks | Reference Medium-Duty Gasoline Vehicle | 2044 | CAPITAL | REPLACEMENT | N/A | USD/truck | us | us | 69116.3246
medium duty trucks | Reference Medium-Duty Gasoline Vehicle | 2044 | FIXED_OM | NEW | N/A | USD/truck | us | us | 1842.1929
medium duty trucks | Reference Medium-Duty Gasoline Vehicle | 2044 | FIXED_OM | REPLACEMENT | N/A | USD/truck | us | us | 1842.1929
medium duty trucks | Reference Medium-Duty Gasoline Vehicle | 2045 | CAPITAL | NEW | N/A | USD/truck | us | us | 69116.3246
medium duty trucks | Reference Medium-Duty Gasoline Vehicle | 2045 | CAPITAL | REPLACEMENT | N/A | USD/truck | us | us | 69116.3246
medium duty trucks | Reference Medium-Duty Gasoline Vehicle | 2045 | FIXED_OM | NEW | N/A | USD/truck | us | us | 1842.1929
medium duty trucks | Reference Medium-Duty Gasoline Vehicle | 2045 | FIXED_OM | REPLACEMENT | N/A | USD/truck | us | us | 1842.1929
medium duty trucks | Reference Medium-Duty Gasoline Vehicle | 2046 | CAPITAL | NEW | N/A | USD/truck | us | us | 69161.5726
medium duty trucks | Reference Medium-Duty Gasoline Vehicle | 2046 | CAPITAL | REPLACEMENT | N/A | USD/truck | us | us | 69161.5726
medium duty trucks | Reference Medium-Duty Gasoline Vehicle | 2046 | FIXED_OM | NEW | N/A | USD/truck | us | us | 1842.1929
medium duty trucks | Reference Medium-Duty Gasoline Vehicle | 2046 | FIXED_OM | REPLACEMENT | N/A | USD/truck | us | us | 1842.1929
medium duty trucks | Reference Medium-Duty Gasoline Vehicle | 2047 | CAPITAL | NEW | N/A | USD/truck | us | us | 69206.8206
medium duty trucks | Reference Medium-Duty Gasoline Vehicle | 2047 | CAPITAL | REPLACEMENT | N/A | USD/truck | us | us | 69206.8206
medium duty trucks | Reference Medium-Duty Gasoline Vehicle | 2047 | FIXED_OM | NEW | N/A | USD/truck | us | us | 1842.1929
medium duty trucks | Reference Medium-Duty Gasoline Vehicle | 2047 | FIXED_OM | REPLACEMENT | N/A | USD/truck | us | us | 1842.1929
medium duty trucks | Reference Medium-Duty Gasoline Vehicle | 2048 | CAPITAL | NEW | N/A | USD/truck | us | us | 69252.0686
medium duty trucks | Reference Medium-Duty Gasoline Vehicle | 2048 | CAPITAL | REPLACEMENT | N/A | USD/truck | us | us | 69252.0686
medium duty trucks | Reference Medium-Duty Gasoline Vehicle | 2048 | FIXED_OM | NEW | N/A | USD/truck | us | us | 1842.1929
medium duty trucks | Reference Medium-Duty Gasoline Vehicle | 2048 | FIXED_OM | REPLACEMENT | N/A | USD/truck | us | us | 1842.1929
medium duty trucks | Reference Medium-Duty Gasoline Vehicle | 2049 | CAPITAL | NEW | N/A | USD/truck | us | us | 69297.3166
medium duty trucks | Reference Medium-Duty Gasoline Vehicle | 2049 | CAPITAL | REPLACEMENT | N/A | USD/truck | us | us | 69297.3166
medium duty trucks | Reference Medium-Duty Gasoline Vehicle | 2049 | FIXED_OM | NEW | N/A | USD/truck | us | us | 1842.1929
medium duty trucks | Reference Medium-Duty Gasoline Vehicle | 2049 | FIXED_OM | REPLACEMENT | N/A | USD/truck | us | us | 1842.1929
medium duty trucks | Reference Medium-Duty Gasoline Vehicle | 2050 | CAPITAL | NEW | N/A | USD/truck | us | us | 69342.5646
medium duty trucks | Reference Medium-Duty Gasoline Vehicle | 2050 | CAPITAL | REPLACEMENT | N/A | USD/truck | us | us | 69342.5646
medium duty trucks | Reference Medium-Duty Gasoline Vehicle | 2050 | FIXED_OM | NEW | N/A | USD/truck | us | us | 1842.1929
medium duty trucks | Reference Medium-Duty Gasoline Vehicle | 2050 | FIXED_OM | REPLACEMENT | N/A | USD/truck | us | us | 1842.1929
residential air conditioning | Ductless Mini-Split Heat Pump - Cooling | 2020 | CAPITAL | NEW | N/A | USD/air conditioner | us | us | 1580.2857
residential air conditioning | Ductless Mini-Split Heat Pump - Cooling | 2020 | CAPITAL | REPLACEMENT | N/A | USD/air conditioner | us | us | 1580.2857
residential air conditioning | Ductless Mini-Split Heat Pump - Cooling | 2020 | INSTALLATION | NEW | N/A | USD/air conditioner | us | us | 263.3809
residential air conditioning | Ductless Mini-Split Heat Pump - Cooling | 2020 | INSTALLATION | REPLACEMENT | N/A | USD/air conditioner | us | us | 263.3809
residential air conditioning | Ductless Mini-Split Heat Pump - Cooling | 2021 | CAPITAL | NEW | N/A | USD/air conditioner | us | us | 1580.2857
residential air conditioning | Ductless Mini-Split Heat Pump - Cooling | 2021 | CAPITAL | REPLACEMENT | N/A | USD/air conditioner | us | us | 1580.2857
residential air conditioning | Ductless Mini-Split Heat Pump - Cooling | 2021 | INSTALLATION | NEW | N/A | USD/air conditioner | us | us | 263.3809
residential air conditioning | Ductless Mini-Split Heat Pump - Cooling | 2021 | INSTALLATION | REPLACEMENT | N/A | USD/air conditioner | us | us | 263.3809
residential air conditioning | Ductless Mini-Split Heat Pump - Cooling | 2022 | CAPITAL | NEW | N/A | USD/air conditioner | us | us | 1580.2857
residential air conditioning | Ductless Mini-Split Heat Pump - Cooling | 2022 | CAPITAL | REPLACEMENT | N/A | USD/air conditioner | us | us | 1580.2857
residential air conditioning | Ductless Mini-Split Heat Pump - Cooling | 2022 | INSTALLATION | NEW | N/A | USD/air conditioner | us | us | 263.3809
residential air conditioning | Ductless Mini-Split Heat Pump - Cooling | 2022 | INSTALLATION | REPLACEMENT | N/A | USD/air conditioner | us | us | 263.3809
residential air conditioning | Ductless Mini-Split Heat Pump - Cooling | 2023 | CAPITAL | NEW | N/A | USD/air conditioner | us | us | 1580.2857
residential air conditioning | Ductless Mini-Split Heat Pump - Cooling | 2023 | CAPITAL | REPLACEMENT | N/A | USD/air conditioner | us | us | 1580.2857
residential air conditioning | Ductless Mini-Split Heat Pump - Cooling | 2023 | INSTALLATION | NEW | N/A | USD/air conditioner | us | us | 263.3809
residential air conditioning | Ductless Mini-Split Heat Pump - Cooling | 2023 | INSTALLATION | REPLACEMENT | N/A | USD/air conditioner | us | us | 263.3809
residential air conditioning | Ductless Mini-Split Heat Pump - Cooling | 2024 | CAPITAL | NEW | N/A | USD/air conditioner | us | us | 1580.2857
residential air conditioning | Ductless Mini-Split Heat Pump - Cooling | 2024 | CAPITAL | REPLACEMENT | N/A | USD/air conditioner | us | us | 1580.2857
residential air conditioning | Ductless Mini-Split Heat Pump - Cooling | 2024 | INSTALLATION | NEW | N/A | USD/air conditioner | us | us | 263.3809
residential air conditioning | Ductless Mini-Split Heat Pump - Cooling | 2024 | INSTALLATION | REPLACEMENT | N/A | USD/air conditioner | us | us | 263.3809
residential air conditioning | Ductless Mini-Split Heat Pump - Cooling | 2025 | CAPITAL | NEW | N/A | USD/air conditioner | us | us | 1580.2857
residential air conditioning | Ductless Mini-Split Heat Pump - Cooling | 2025 | CAPITAL | REPLACEMENT | N/A | USD/air conditioner | us | us | 1580.2857
residential air conditioning | Ductless Mini-Split Heat Pump - Cooling | 2025 | INSTALLATION | NEW | N/A | USD/air conditioner | us | us | 263.3809
residential air conditioning | Ductless Mini-Split Heat Pump - Cooling | 2025 | INSTALLATION | REPLACEMENT | N/A | USD/air conditioner | us | us | 263.3809
residential air conditioning | Ductless Mini-Split Heat Pump - Cooling | 2026 | CAPITAL | NEW | N/A | USD/air conditioner | us | us | 1580.2857
residential air conditioning | Ductless Mini-Split Heat Pump - Cooling | 2026 | CAPITAL | REPLACEMENT | N/A | USD/air conditioner | us | us | 1580.2857
residential air conditioning | Ductless Mini-Split Heat Pump - Cooling | 2026 | INSTALLATION | NEW | N/A | USD/air conditioner | us | us | 263.3809
residential air conditioning | Ductless Mini-Split Heat Pump - Cooling | 2026 | INSTALLATION | REPLACEMENT | N/A | USD/air conditioner | us | us | 263.3809
residential air conditioning | Ductless Mini-Split Heat Pump - Cooling | 2027 | CAPITAL | NEW | N/A | USD/air conditioner | us | us | 1580.2857
residential air conditioning | Ductless Mini-Split Heat Pump - Cooling | 2027 | CAPITAL | REPLACEMENT | N/A | USD/air conditioner | us | us | 1580.2857
residential air conditioning | Ductless Mini-Split Heat Pump - Cooling | 2027 | INSTALLATION | NEW | N/A | USD/air conditioner | us | us | 263.3809
residential air conditioning | Ductless Mini-Split Heat Pump - Cooling | 2027 | INSTALLATION | REPLACEMENT | N/A | USD/air conditioner | us | us | 263.3809
residential air conditioning | Ductless Mini-Split Heat Pump - Cooling | 2028 | CAPITAL | NEW | N/A | USD/air conditioner | us | us | 1580.2857
residential air conditioning | Ductless Mini-Split Heat Pump - Cooling | 2028 | CAPITAL | REPLACEMENT | N/A | USD/air conditioner | us | us | 1580.2857
residential air conditioning | Ductless Mini-Split Heat Pump - Cooling | 2028 | INSTALLATION | NEW | N/A | USD/air conditioner | us | us | 263.3809
residential air conditioning | Ductless Mini-Split Heat Pump - Cooling | 2028 | INSTALLATION | REPLACEMENT | N/A | USD/air conditioner | us | us | 263.3809
residential air conditioning | Ductless Mini-Split Heat Pump - Cooling | 2029 | CAPITAL | NEW | N/A | USD/air conditioner | us | us | 1580.2857
residential air conditioning | Ductless Mini-Split Heat Pump - Cooling | 2029 | CAPITAL | REPLACEMENT | N/A | USD/air conditioner | us | us | 1580.2857
residential air conditioning | Ductless Mini-Split Heat Pump - Cooling | 2029 | INSTALLATION | NEW | N/A | USD/air conditioner | us | us | 263.3809
residential air conditioning | Ductless Mini-Split Heat Pump - Cooling | 2029 | INSTALLATION | REPLACEMENT | N/A | USD/air conditioner | us | us | 263.3809
residential air conditioning | Ductless Mini-Split Heat Pump - Cooling | 2030 | CAPITAL | NEW | N/A | USD/air conditioner | us | us | 1580.2857
residential air conditioning | Ductless Mini-Split Heat Pump - Cooling | 2030 | CAPITAL | REPLACEMENT | N/A | USD/air conditioner | us | us | 1580.2857
residential air conditioning | Ductless Mini-Split Heat Pump - Cooling | 2030 | INSTALLATION | NEW | N/A | USD/air conditioner | us | us | 263.3809
residential air conditioning | Ductless Mini-Split Heat Pump - Cooling | 2030 | INSTALLATION | REPLACEMENT | N/A | USD/air conditioner | us | us | 263.3809
residential air conditioning | Ductless Mini-Split Heat Pump - Cooling | 2031 | CAPITAL | NEW | N/A | USD/air conditioner | us | us | 1580.2857
residential air conditioning | Ductless Mini-Split Heat Pump - Cooling | 2031 | CAPITAL | REPLACEMENT | N/A | USD/air conditioner | us | us | 1580.2857
residential air conditioning | Ductless Mini-Split Heat Pump - Cooling | 2031 | INSTALLATION | NEW | N/A | USD/air conditioner | us | us | 263.3809
residential air conditioning | Ductless Mini-Split Heat Pump - Cooling | 2031 | INSTALLATION | REPLACEMENT | N/A | USD/air conditioner | us | us | 263.3809
residential air conditioning | Ductless Mini-Split Heat Pump - Cooling | 2032 | CAPITAL | NEW | N/A | USD/air conditioner | us | us | 1580.2857
residential air conditioning | Ductless Mini-Split Heat Pump - Cooling | 2032 | CAPITAL | REPLACEMENT | N/A | USD/air conditioner | us | us | 1580.2857
residential air conditioning | Ductless Mini-Split Heat Pump - Cooling | 2032 | INSTALLATION | NEW | N/A | USD/air conditioner | us | us | 263.3809
residential air conditioning | Ductless Mini-Split Heat Pump - Cooling | 2032 | INSTALLATION | REPLACEMENT | N/A | USD/air conditioner | us | us | 263.3809
residential air conditioning | Ductless Mini-Split Heat Pump - Cooling | 2033 | CAPITAL | NEW | N/A | USD/air conditioner | us | us | 1580.2857
residential air conditioning | Ductless Mini-Split Heat Pump - Cooling | 2033 | CAPITAL | REPLACEMENT | N/A | USD/air conditioner | us | us | 1580.2857
residential air conditioning | Ductless Mini-Split Heat Pump - Cooling | 2033 | INSTALLATION | NEW | N/A | USD/air conditioner | us | us | 263.3809
residential air conditioning | Ductless Mini-Split Heat Pump - Cooling | 2033 | INSTALLATION | REPLACEMENT | N/A | USD/air conditioner | us | us | 263.3809
residential air conditioning | Ductless Mini-Split Heat Pump - Cooling | 2034 | CAPITAL | NEW | N/A | USD/air conditioner | us | us | 1580.2857
residential air conditioning | Ductless Mini-Split Heat Pump - Cooling | 2034 | CAPITAL | REPLACEMENT | N/A | USD/air conditioner | us | us | 1580.2857
residential air conditioning | Ductless Mini-Split Heat Pump - Cooling | 2034 | INSTALLATION | NEW | N/A | USD/air conditioner | us | us | 263.3809
residential air conditioning | Ductless Mini-Split Heat Pump - Cooling | 2034 | INSTALLATION | REPLACEMENT | N/A | USD/air conditioner | us | us | 263.3809
residential air conditioning | Ductless Mini-Split Heat Pump - Cooling | 2035 | CAPITAL | NEW | N/A | USD/air conditioner | us | us | 1580.2857
residential air conditioning | Ductless Mini-Split Heat Pump - Cooling | 2035 | CAPITAL | REPLACEMENT | N/A | USD/air conditioner | us | us | 1580.2857
residential air conditioning | Ductless Mini-Split Heat Pump - Cooling | 2035 | INSTALLATION | NEW | N/A | USD/air conditioner | us | us | 263.3809
residential air conditioning | Ductless Mini-Split Heat Pump - Cooling | 2035 | INSTALLATION | REPLACEMENT | N/A | USD/air conditioner | us | us | 263.3809
residential air conditioning | Ductless Mini-Split Heat Pump - Cooling | 2036 | CAPITAL | NEW | N/A | USD/air conditioner | us | us | 1580.2857
residential air conditioning | Ductless Mini-Split Heat Pump - Cooling | 2036 | CAPITAL | REPLACEMENT | N/A | USD/air conditioner | us | us | 1580.2857
residential air conditioning | Ductless Mini-Split Heat Pump - Cooling | 2036 | INSTALLATION | NEW | N/A | USD/air conditioner | us | us | 263.3809
residential air conditioning | Ductless Mini-Split Heat Pump - Cooling | 2036 | INSTALLATION | REPLACEMENT | N/A | USD/air conditioner | us | us | 263.3809
residential air conditioning | Ductless Mini-Split Heat Pump - Cooling | 2037 | CAPITAL | NEW | N/A | USD/air conditioner | us | us | 1580.2857
residential air conditioning | Ductless Mini-Split Heat Pump - Cooling | 2037 | CAPITAL | REPLACEMENT | N/A | USD/air conditioner | us | us | 1580.2857
residential air conditioning | Ductless Mini-Split Heat Pump - Cooling | 2037 | INSTALLATION | NEW | N/A | USD/air conditioner | us | us | 263.3809
residential air conditioning | Ductless Mini-Split Heat Pump - Cooling | 2037 | INSTALLATION | REPLACEMENT | N/A | USD/air conditioner | us | us | 263.3809
residential air conditioning | Ductless Mini-Split Heat Pump - Cooling | 2038 | CAPITAL | NEW | N/A | USD/air conditioner | us | us | 1580.2857
residential air conditioning | Ductless Mini-Split Heat Pump - Cooling | 2038 | CAPITAL | REPLACEMENT | N/A | USD/air conditioner | us | us | 1580.2857
residential air conditioning | Ductless Mini-Split Heat Pump - Cooling | 2038 | INSTALLATION | NEW | N/A | USD/air conditioner | us | us | 263.3809
residential air conditioning | Ductless Mini-Split Heat Pump - Cooling | 2038 | INSTALLATION | REPLACEMENT | N/A | USD/air conditioner | us | us | 263.3809
residential air conditioning | Ductless Mini-Split Heat Pump - Cooling | 2039 | CAPITAL | NEW | N/A | USD/air conditioner | us | us | 1580.2857
residential air conditioning | Ductless Mini-Split Heat Pump - Cooling | 2039 | CAPITAL | REPLACEMENT | N/A | USD/air conditioner | us | us | 1580.2857
residential air conditioning | Ductless Mini-Split Heat Pump - Cooling | 2039 | INSTALLATION | NEW | N/A | USD/air conditioner | us | us | 263.3809
residential air conditioning | Ductless Mini-Split Heat Pump - Cooling | 2039 | INSTALLATION | REPLACEMENT | N/A | USD/air conditioner | us | us | 263.3809
residential air conditioning | Ductless Mini-Split Heat Pump - Cooling | 2040 | CAPITAL | NEW | N/A | USD/air conditioner | us | us | 1580.2857
residential air conditioning | Ductless Mini-Split Heat Pump - Cooling | 2040 | CAPITAL | REPLACEMENT | N/A | USD/air conditioner | us | us | 1580.2857
residential air conditioning | Ductless Mini-Split Heat Pump - Cooling | 2040 | INSTALLATION | NEW | N/A | USD/air conditioner | us | us | 263.3809
residential air conditioning | Ductless Mini-Split Heat Pump - Cooling | 2040 | INSTALLATION | REPLACEMENT | N/A | USD/air conditioner | us | us | 263.3809
residential air conditioning | Ductless Mini-Split Heat Pump - Cooling | 2041 | CAPITAL | NEW | N/A | USD/air conditioner | us | us | 1580.2857
residential air conditioning | Ductless Mini-Split Heat Pump - Cooling | 2041 | CAPITAL | REPLACEMENT | N/A | USD/air conditioner | us | us | 1580.2857
residential air conditioning | Ductless Mini-Split Heat Pump - Cooling | 2041 | INSTALLATION | NEW | N/A | USD/air conditioner | us | us | 263.3809
residential air conditioning | Ductless Mini-Split Heat Pump - Cooling | 2041 | INSTALLATION | REPLACEMENT | N/A | USD/air conditioner | us | us | 263.3809
residential air conditioning | Ductless Mini-Split Heat Pump - Cooling | 2042 | CAPITAL | NEW | N/A | USD/air conditioner | us | us | 1580.2857
residential air conditioning | Ductless Mini-Split Heat Pump - Cooling | 2042 | CAPITAL | REPLACEMENT | N/A | USD/air conditioner | us | us | 1580.2857
residential air conditioning | Ductless Mini-Split Heat Pump - Cooling | 2042 | INSTALLATION | NEW | N/A | USD/air conditioner | us | us | 263.3809
residential air conditioning | Ductless Mini-Split Heat Pump - Cooling | 2042 | INSTALLATION | REPLACEMENT | N/A | USD/air conditioner | us | us | 263.3809
residential air conditioning | Ductless Mini-Split Heat Pump - Cooling | 2043 | CAPITAL | NEW | N/A | USD/air conditioner | us | us | 1580.2857
residential air conditioning | Ductless Mini-Split Heat Pump - Cooling | 2043 | CAPITAL | REPLACEMENT | N/A | USD/air conditioner | us | us | 1580.2857
residential air conditioning | Ductless Mini-Split Heat Pump - Cooling | 2043 | INSTALLATION | NEW | N/A | USD/air conditioner | us | us | 263.3809
residential air conditioning | Ductless Mini-Split Heat Pump - Cooling | 2043 | INSTALLATION | REPLACEMENT | N/A | USD/air conditioner | us | us | 263.3809
residential air conditioning | Ductless Mini-Split Heat Pump - Cooling | 2044 | CAPITAL | NEW | N/A | USD/air conditioner | us | us | 1580.2857
residential air conditioning | Ductless Mini-Split Heat Pump - Cooling | 2044 | CAPITAL | REPLACEMENT | N/A | USD/air conditioner | us | us | 1580.2857
residential air conditioning | Ductless Mini-Split Heat Pump - Cooling | 2044 | INSTALLATION | NEW | N/A | USD/air conditioner | us | us | 263.3809
residential air conditioning | Ductless Mini-Split Heat Pump - Cooling | 2044 | INSTALLATION | REPLACEMENT | N/A | USD/air conditioner | us | us | 263.3809
residential air conditioning | Ductless Mini-Split Heat Pump - Cooling | 2045 | CAPITAL | NEW | N/A | USD/air conditioner | us | us | 1580.2857
residential air conditioning | Ductless Mini-Split Heat Pump - Cooling | 2045 | CAPITAL | REPLACEMENT | N/A | USD/air conditioner | us | us | 1580.2857
residential air conditioning | Ductless Mini-Split Heat Pump - Cooling | 2045 | INSTALLATION | NEW | N/A | USD/air conditioner | us | us | 263.3809
residential air conditioning | Ductless Mini-Split Heat Pump - Cooling | 2045 | INSTALLATION | REPLACEMENT | N/A | USD/air conditioner | us | us | 263.3809
residential air conditioning | Ductless Mini-Split Heat Pump - Cooling | 2046 | CAPITAL | NEW | N/A | USD/air conditioner | us | us | 1580.2857
residential air conditioning | Ductless Mini-Split Heat Pump - Cooling | 2046 | CAPITAL | REPLACEMENT | N/A | USD/air conditioner | us | us | 1580.2857
residential air conditioning | Ductless Mini-Split Heat Pump - Cooling | 2046 | INSTALLATION | NEW | N/A | USD/air conditioner | us | us | 263.3809
residential air conditioning | Ductless Mini-Split Heat Pump - Cooling | 2046 | INSTALLATION | REPLACEMENT | N/A | USD/air conditioner | us | us | 263.3809
residential air conditioning | Ductless Mini-Split Heat Pump - Cooling | 2047 | CAPITAL | NEW | N/A | USD/air conditioner | us | us | 1580.2857
residential air conditioning | Ductless Mini-Split Heat Pump - Cooling | 2047 | CAPITAL | REPLACEMENT | N/A | USD/air conditioner | us | us | 1580.2857
residential air conditioning | Ductless Mini-Split Heat Pump - Cooling | 2047 | INSTALLATION | NEW | N/A | USD/air conditioner | us | us | 263.3809
residential air conditioning | Ductless Mini-Split Heat Pump - Cooling | 2047 | INSTALLATION | REPLACEMENT | N/A | USD/air conditioner | us | us | 263.3809
residential air conditioning | Ductless Mini-Split Heat Pump - Cooling | 2048 | CAPITAL | NEW | N/A | USD/air conditioner | us | us | 1580.2857
residential air conditioning | Ductless Mini-Split Heat Pump - Cooling | 2048 | CAPITAL | REPLACEMENT | N/A | USD/air conditioner | us | us | 1580.2857
residential air conditioning | Ductless Mini-Split Heat Pump - Cooling | 2048 | INSTALLATION | NEW | N/A | USD/air conditioner | us | us | 263.3809
residential air conditioning | Ductless Mini-Split Heat Pump - Cooling | 2048 | INSTALLATION | REPLACEMENT | N/A | USD/air conditioner | us | us | 263.3809
residential air conditioning | Ductless Mini-Split Heat Pump - Cooling | 2049 | CAPITAL | NEW | N/A | USD/air conditioner | us | us | 1580.2857
residential air conditioning | Ductless Mini-Split Heat Pump - Cooling | 2049 | CAPITAL | REPLACEMENT | N/A | USD/air conditioner | us | us | 1580.2857
residential air conditioning | Ductless Mini-Split Heat Pump - Cooling | 2049 | INSTALLATION | NEW | N/A | USD/air conditioner | us | us | 263.3809
residential air conditioning | Ductless Mini-Split Heat Pump - Cooling | 2049 | INSTALLATION | REPLACEMENT | N/A | USD/air conditioner | us | us | 263.3809
residential air conditioning | Ductless Mini-Split Heat Pump - Cooling | 2050 | CAPITAL | NEW | N/A | USD/air conditioner | us | us | 1580.2857
residential air conditioning | Ductless Mini-Split Heat Pump - Cooling | 2050 | CAPITAL | REPLACEMENT | N/A | USD/air conditioner | us | us | 1580.2857
residential air conditioning | Ductless Mini-Split Heat Pump - Cooling | 2050 | INSTALLATION | NEW | N/A | USD/air conditioner | us | us | 263.3809
residential air conditioning | Ductless Mini-Split Heat Pump - Cooling | 2050 | INSTALLATION | REPLACEMENT | N/A | USD/air conditioner | us | us | 263.3809
residential air conditioning | Ductless Mini-Split Heat Pump - Cooling (with flex cost) | 2020 | CAPITAL | NEW | N/A | USD/air conditioner | us | us | 1959.2567
residential air conditioning | Ductless Mini-Split Heat Pump - Cooling (with flex cost) | 2020 | CAPITAL | REPLACEMENT | N/A | USD/air conditioner | us | us | 1959.2567
residential air conditioning | Ductless Mini-Split Heat Pump - Cooling (with flex cost) | 2020 | INSTALLATION | NEW | N/A | USD/air conditioner | us | us | 263.3809
residential air conditioning | Ductless Mini-Split Heat Pump - Cooling (with flex cost) | 2021 | CAPITAL | NEW | N/A | USD/air conditioner | us | us | 1959.2567
residential air conditioning | Ductless Mini-Split Heat Pump - Cooling (with flex cost) | 2021 | CAPITAL | REPLACEMENT | N/A | USD/air conditioner | us | us | 1959.2567
residential air conditioning | Ductless Mini-Split Heat Pump - Cooling (with flex cost) | 2021 | INSTALLATION | NEW | N/A | USD/air conditioner | us | us | 263.3809
residential air conditioning | Ductless Mini-Split Heat Pump - Cooling (with flex cost) | 2022 | CAPITAL | NEW | N/A | USD/air conditioner | us | us | 1959.2567
residential air conditioning | Ductless Mini-Split Heat Pump - Cooling (with flex cost) | 2022 | CAPITAL | REPLACEMENT | N/A | USD/air conditioner | us | us | 1959.2567
residential air conditioning | Ductless Mini-Split Heat Pump - Cooling (with flex cost) | 2022 | INSTALLATION | NEW | N/A | USD/air conditioner | us | us | 263.3809
residential air conditioning | Ductless Mini-Split Heat Pump - Cooling (with flex cost) | 2023 | CAPITAL | NEW | N/A | USD/air conditioner | us | us | 1959.2567
residential air conditioning | Ductless Mini-Split Heat Pump - Cooling (with flex cost) | 2023 | CAPITAL | REPLACEMENT | N/A | USD/air conditioner | us | us | 1959.2567
residential air conditioning | Ductless Mini-Split Heat Pump - Cooling (with flex cost) | 2023 | INSTALLATION | NEW | N/A | USD/air conditioner | us | us | 263.3809
residential air conditioning | Ductless Mini-Split Heat Pump - Cooling (with flex cost) | 2024 | CAPITAL | NEW | N/A | USD/air conditioner | us | us | 1959.2567
residential air conditioning | Ductless Mini-Split Heat Pump - Cooling (with flex cost) | 2024 | CAPITAL | REPLACEMENT | N/A | USD/air conditioner | us | us | 1959.2567
residential air conditioning | Ductless Mini-Split Heat Pump - Cooling (with flex cost) | 2024 | INSTALLATION | NEW | N/A | USD/air conditioner | us | us | 263.3809
residential air conditioning | Ductless Mini-Split Heat Pump - Cooling (with flex cost) | 2025 | CAPITAL | NEW | N/A | USD/air conditioner | us | us | 1959.2567
residential air conditioning | Ductless Mini-Split Heat Pump - Cooling (with flex cost) | 2025 | CAPITAL | REPLACEMENT | N/A | USD/air conditioner | us | us | 1959.2567
residential air conditioning | Ductless Mini-Split Heat Pump - Cooling (with flex cost) | 2025 | INSTALLATION | NEW | N/A | USD/air conditioner | us | us | 263.3809
residential air conditioning | Ductless Mini-Split Heat Pump - Cooling (with flex cost) | 2026 | CAPITAL | NEW | N/A | USD/air conditioner | us | us | 1959.2567
residential air conditioning | Ductless Mini-Split Heat Pump - Cooling (with flex cost) | 2026 | CAPITAL | REPLACEMENT | N/A | USD/air conditioner | us | us | 1959.2567
residential air conditioning | Ductless Mini-Split Heat Pump - Cooling (with flex cost) | 2026 | INSTALLATION | NEW | N/A | USD/air conditioner | us | us | 263.3809
residential air conditioning | Ductless Mini-Split Heat Pump - Cooling (with flex cost) | 2027 | CAPITAL | NEW | N/A | USD/air conditioner | us | us | 1959.2567
residential air conditioning | Ductless Mini-Split Heat Pump - Cooling (with flex cost) | 2027 | CAPITAL | REPLACEMENT | N/A | USD/air conditioner | us | us | 1959.2567
residential air conditioning | Ductless Mini-Split Heat Pump - Cooling (with flex cost) | 2027 | INSTALLATION | NEW | N/A | USD/air conditioner | us | us | 263.3809
residential air conditioning | Ductless Mini-Split Heat Pump - Cooling (with flex cost) | 2028 | CAPITAL | NEW | N/A | USD/air conditioner | us | us | 1959.2567
residential air conditioning | Ductless Mini-Split Heat Pump - Cooling (with flex cost) | 2028 | CAPITAL | REPLACEMENT | N/A | USD/air conditioner | us | us | 1959.2567
residential air conditioning | Ductless Mini-Split Heat Pump - Cooling (with flex cost) | 2028 | INSTALLATION | NEW | N/A | USD/air conditioner | us | us | 263.3809
residential air conditioning | Ductless Mini-Split Heat Pump - Cooling (with flex cost) | 2029 | CAPITAL | NEW | N/A | USD/air conditioner | us | us | 1959.2567
residential air conditioning | Ductless Mini-Split Heat Pump - Cooling (with flex cost) | 2029 | CAPITAL | REPLACEMENT | N/A | USD/air conditioner | us | us | 1959.2567
residential air conditioning | Ductless Mini-Split Heat Pump - Cooling (with flex cost) | 2029 | INSTALLATION | NEW | N/A | USD/air conditioner | us | us | 263.3809
residential air conditioning | Ductless Mini-Split Heat Pump - Cooling (with flex cost) | 2030 | CAPITAL | NEW | N/A | USD/air conditioner | us | us | 1959.2567
residential air conditioning | Ductless Mini-Split Heat Pump - Cooling (with flex cost) | 2030 | CAPITAL | REPLACEMENT | N/A | USD/air conditioner | us | us | 1959.2567
residential air conditioning | Ductless Mini-Split Heat Pump - Cooling (with flex cost) | 2030 | INSTALLATION | NEW | N/A | USD/air conditioner | us | us | 263.3809
residential air conditioning | Ductless Mini-Split Heat Pump - Cooling (with flex cost) | 2031 | CAPITAL | NEW | N/A | USD/air conditioner | us | us | 1959.2567
residential air conditioning | Ductless Mini-Split Heat Pump - Cooling (with flex cost) | 2031 | CAPITAL | REPLACEMENT | N/A | USD/air conditioner | us | us | 1959.2567
residential air conditioning | Ductless Mini-Split Heat Pump - Cooling (with flex cost) | 2031 | INSTALLATION | NEW | N/A | USD/air conditioner | us | us | 263.3809
residential air conditioning | Ductless Mini-Split Heat Pump - Cooling (with flex cost) | 2032 | CAPITAL | NEW | N/A | USD/air conditioner | us | us | 1959.2567
residential air conditioning | Ductless Mini-Split Heat Pump - Cooling (with flex cost) | 2032 | CAPITAL | REPLACEMENT | N/A | USD/air conditioner | us | us | 1959.2567
residential air conditioning | Ductless Mini-Split Heat Pump - Cooling (with flex cost) | 2032 | INSTALLATION | NEW | N/A | USD/air conditioner | us | us | 263.3809
residential air conditioning | Ductless Mini-Split Heat Pump - Cooling (with flex cost) | 2033 | CAPITAL | NEW | N/A | USD/air conditioner | us | us | 1959.2567
residential air conditioning | Ductless Mini-Split Heat Pump - Cooling (with flex cost) | 2033 | CAPITAL | REPLACEMENT | N/A | USD/air conditioner | us | us | 1959.2567
residential air conditioning | Ductless Mini-Split Heat Pump - Cooling (with flex cost) | 2033 | INSTALLATION | NEW | N/A | USD/air conditioner | us | us | 263.3809
residential air conditioning | Ductless Mini-Split Heat Pump - Cooling (with flex cost) | 2034 | CAPITAL | NEW | N/A | USD/air conditioner | us | us | 1959.2567
residential air conditioning | Ductless Mini-Split Heat Pump - Cooling (with flex cost) | 2034 | CAPITAL | REPLACEMENT | N/A | USD/air conditioner | us | us | 1959.2567
residential air conditioning | Ductless Mini-Split Heat Pump - Cooling (with flex cost) | 2034 | INSTALLATION | NEW | N/A | USD/air conditioner | us | us | 263.3809
residential air conditioning | Ductless Mini-Split Heat Pump - Cooling (with flex cost) | 2035 | CAPITAL | NEW | N/A | USD/air conditioner | us | us | 1959.2567
residential air conditioning | Ductless Mini-Split Heat Pump - Cooling (with flex cost) | 2035 | CAPITAL | REPLACEMENT | N/A | USD/air conditioner | us | us | 1959.2567
residential air conditioning | Ductless Mini-Split Heat Pump - Cooling (with flex cost) | 2035 | INSTALLATION | NEW | N/A | USD/air conditioner | us | us | 263.3809
residential air conditioning | Ductless Mini-Split Heat Pump - Cooling (with flex cost) | 2036 | CAPITAL | NEW | N/A | USD/air conditioner | us | us | 1959.2567
residential air conditioning | Ductless Mini-Split Heat Pump - Cooling (with flex cost) | 2036 | CAPITAL | REPLACEMENT | N/A | USD/air conditioner | us | us | 1959.2567
residential air conditioning | Ductless Mini-Split Heat Pump - Cooling (with flex cost) | 2036 | INSTALLATION | NEW | N/A | USD/air conditioner | us | us | 263.3809
residential air conditioning | Ductless Mini-Split Heat Pump - Cooling (with flex cost) | 2037 | CAPITAL | NEW | N/A | USD/air conditioner | us | us | 1959.2567
residential air conditioning | Ductless Mini-Split Heat Pump - Cooling (with flex cost) | 2037 | CAPITAL | REPLACEMENT | N/A | USD/air conditioner | us | us | 1959.2567
residential air conditioning | Ductless Mini-Split Heat Pump - Cooling (with flex cost) | 2037 | INSTALLATION | NEW | N/A | USD/air conditioner | us | us | 263.3809
residential air conditioning | Ductless Mini-Split Heat Pump - Cooling (with flex cost) | 2038 | CAPITAL | NEW | N/A | USD/air conditioner | us | us | 1959.2567
residential air conditioning | Ductless Mini-Split Heat Pump - Cooling (with flex cost) | 2038 | CAPITAL | REPLACEMENT | N/A | USD/air conditioner | us | us | 1959.2567
residential air conditioning | Ductless Mini-Split Heat Pump - Cooling (with flex cost) | 2038 | INSTALLATION | NEW | N/A | USD/air conditioner | us | us | 263.3809
residential air conditioning | Ductless Mini-Split Heat Pump - Cooling (with flex cost) | 2039 | CAPITAL | NEW | N/A | USD/air conditioner | us | us | 1959.2567
residential air conditioning | Ductless Mini-Split Heat Pump - Cooling (with flex cost) | 2039 | CAPITAL | REPLACEMENT | N/A | USD/air conditioner | us | us | 1959.2567
residential air conditioning | Ductless Mini-Split Heat Pump - Cooling (with flex cost) | 2039 | INSTALLATION | NEW | N/A | USD/air conditioner | us | us | 263.3809
residential air conditioning | Ductless Mini-Split Heat Pump - Cooling (with flex cost) | 2040 | CAPITAL | NEW | N/A | USD/air conditioner | us | us | 1959.2567
residential air conditioning | Ductless Mini-Split Heat Pump - Cooling (with flex cost) | 2040 | CAPITAL | REPLACEMENT | N/A | USD/air conditioner | us | us | 1959.2567
residential air conditioning | Ductless Mini-Split Heat Pump - Cooling (with flex cost) | 2040 | INSTALLATION | NEW | N/A | USD/air conditioner | us | us | 263.3809
residential air conditioning | Ductless Mini-Split Heat Pump - Cooling (with flex cost) | 2041 | CAPITAL | NEW | N/A | USD/air conditioner | us | us | 1959.2567
residential air conditioning | Ductless Mini-Split Heat Pump - Cooling (with flex cost) | 2041 | CAPITAL | REPLACEMENT | N/A | USD/air conditioner | us | us | 1959.2567
residential air conditioning | Ductless Mini-Split Heat Pump - Cooling (with flex cost) | 2041 | INSTALLATION | NEW | N/A | USD/air conditioner | us | us | 263.3809
residential air conditioning | Ductless Mini-Split Heat Pump - Cooling (with flex cost) | 2042 | CAPITAL | NEW | N/A | USD/air conditioner | us | us | 1959.2567
residential air conditioning | Ductless Mini-Split Heat Pump - Cooling (with flex cost) | 2042 | CAPITAL | REPLACEMENT | N/A | USD/air conditioner | us | us | 1959.2567
residential air conditioning | Ductless Mini-Split Heat Pump - Cooling (with flex cost) | 2042 | INSTALLATION | NEW | N/A | USD/air conditioner | us | us | 263.3809
residential air conditioning | Ductless Mini-Split Heat Pump - Cooling (with flex cost) | 2043 | CAPITAL | NEW | N/A | USD/air conditioner | us | us | 1959.2567
residential air conditioning | Ductless Mini-Split Heat Pump - Cooling (with flex cost) | 2043 | CAPITAL | REPLACEMENT | N/A | USD/air conditioner | us | us | 1959.2567
residential air conditioning | Ductless Mini-Split Heat Pump - Cooling (with flex cost) | 2043 | INSTALLATION | NEW | N/A | USD/air conditioner | us | us | 263.3809
residential air conditioning | Ductless Mini-Split Heat Pump - Cooling (with flex cost) | 2044 | CAPITAL | NEW | N/A | USD/air conditioner | us | us | 1959.2567
residential air conditioning | Ductless Mini-Split Heat Pump - Cooling (with flex cost) | 2044 | CAPITAL | REPLACEMENT | N/A | USD/air conditioner | us | us | 1959.2567
residential air conditioning | Ductless Mini-Split Heat Pump - Cooling (with flex cost) | 2044 | INSTALLATION | NEW | N/A | USD/air conditioner | us | us | 263.3809
residential air conditioning | Ductless Mini-Split Heat Pump - Cooling (with flex cost) | 2045 | CAPITAL | NEW | N/A | USD/air conditioner | us | us | 1959.2567
residential air conditioning | Ductless Mini-Split Heat Pump - Cooling (with flex cost) | 2045 | CAPITAL | REPLACEMENT | N/A | USD/air conditioner | us | us | 1959.2567
residential air conditioning | Ductless Mini-Split Heat Pump - Cooling (with flex cost) | 2045 | INSTALLATION | NEW | N/A | USD/air conditioner | us | us | 263.3809
residential air conditioning | Ductless Mini-Split Heat Pump - Cooling (with flex cost) | 2046 | CAPITAL | NEW | N/A | USD/air conditioner | us | us | 1959.2567
residential air conditioning | Ductless Mini-Split Heat Pump - Cooling (with flex cost) | 2046 | CAPITAL | REPLACEMENT | N/A | USD/air conditioner | us | us | 1959.2567
residential air conditioning | Ductless Mini-Split Heat Pump - Cooling (with flex cost) | 2046 | INSTALLATION | NEW | N/A | USD/air conditioner | us | us | 263.3809
residential air conditioning | Ductless Mini-Split Heat Pump - Cooling (with flex cost) | 2047 | CAPITAL | NEW | N/A | USD/air conditioner | us | us | 1959.2567
residential air conditioning | Ductless Mini-Split Heat Pump - Cooling (with flex cost) | 2047 | CAPITAL | REPLACEMENT | N/A | USD/air conditioner | us | us | 1959.2567
residential air conditioning | Ductless Mini-Split Heat Pump - Cooling (with flex cost) | 2047 | INSTALLATION | NEW | N/A | USD/air conditioner | us | us | 263.3809
residential air conditioning | Ductless Mini-Split Heat Pump - Cooling (with flex cost) | 2048 | CAPITAL | NEW | N/A | USD/air conditioner | us | us | 1959.2567
residential air conditioning | Ductless Mini-Split Heat Pump - Cooling (with flex cost) | 2048 | CAPITAL | REPLACEMENT | N/A | USD/air conditioner | us | us | 1959.2567
residential air conditioning | Ductless Mini-Split Heat Pump - Cooling (with flex cost) | 2048 | INSTALLATION | NEW | N/A | USD/air conditioner | us | us | 263.3809
residential air conditioning | Ductless Mini-Split Heat Pump - Cooling (with flex cost) | 2049 | CAPITAL | NEW | N/A | USD/air conditioner | us | us | 1959.2567
residential air conditioning | Ductless Mini-Split Heat Pump - Cooling (with flex cost) | 2049 | CAPITAL | REPLACEMENT | N/A | USD/air conditioner | us | us | 1959.2567
residential air conditioning | Ductless Mini-Split Heat Pump - Cooling (with flex cost) | 2049 | INSTALLATION | NEW | N/A | USD/air conditioner | us | us | 263.3809
residential air conditioning | Ductless Mini-Split Heat Pump - Cooling (with flex cost) | 2050 | CAPITAL | NEW | N/A | USD/air conditioner | us | us | 1959.2567
residential air conditioning | Ductless Mini-Split Heat Pump - Cooling (with flex cost) | 2050 | CAPITAL | REPLACEMENT | N/A | USD/air conditioner | us | us | 1959.2567
residential air conditioning | Ductless Mini-Split Heat Pump - Cooling (with flex cost) | 2050 | INSTALLATION | NEW | N/A | USD/air conditioner | us | us | 263.3809
residential air conditioning | High Efficiency Air Source Heat Pump - Cooling | 2020 | CAPITAL | NEW | N/A | USD/air conditioner | us | us | 2344.7478
residential air conditioning | High Efficiency Air Source Heat Pump - Cooling | 2020 | CAPITAL | REPLACEMENT | N/A | USD/air conditioner | us | us | 2344.7478
residential air conditioning | High Efficiency Air Source Heat Pump - Cooling | 2020 | FIXED_OM | NEW | N/A | USD/air conditioner | us | us | 40.7316
residential air conditioning | High Efficiency Air Source Heat Pump - Cooling | 2020 | FIXED_OM | REPLACEMENT | N/A | USD/air conditioner | us | us | 40.7316
residential air conditioning | High Efficiency Air Source Heat Pump - Cooling | 2020 | INSTALLATION | NEW | N/A | USD/air conditioner | us | us | 267.9712
residential air conditioning | High Efficiency Air Source Heat Pump - Cooling | 2020 | INSTALLATION | REPLACEMENT | N/A | USD/air conditioner | us | us | 267.9712
residential air conditioning | High Efficiency Air Source Heat Pump - Cooling | 2021 | CAPITAL | NEW | N/A | USD/air conditioner | us | us | 2378.2442
residential air conditioning | High Efficiency Air Source Heat Pump - Cooling | 2021 | CAPITAL | REPLACEMENT | N/A | USD/air conditioner | us | us | 2378.2442
residential air conditioning | High Efficiency Air Source Heat Pump - Cooling | 2021 | FIXED_OM | NEW | N/A | USD/air conditioner | us | us | 40.7316
residential air conditioning | High Efficiency Air Source Heat Pump - Cooling | 2021 | FIXED_OM | REPLACEMENT | N/A | USD/air conditioner | us | us | 40.7316
residential air conditioning | High Efficiency Air Source Heat Pump - Cooling | 2021 | INSTALLATION | NEW | N/A | USD/air conditioner | us | us | 267.9712
residential air conditioning | High Efficiency Air Source Heat Pump - Cooling | 2021 | INSTALLATION | REPLACEMENT | N/A | USD/air conditioner | us | us | 267.9712
residential air conditioning | High Efficiency Air Source Heat Pump - Cooling | 2022 | CAPITAL | NEW | N/A | USD/air conditioner | us | us | 2411.7406
residential air conditioning | High Efficiency Air Source Heat Pump - Cooling | 2022 | CAPITAL | REPLACEMENT | N/A | USD/air conditioner | us | us | 2411.7406
residential air conditioning | High Efficiency Air Source Heat Pump - Cooling | 2022 | FIXED_OM | NEW | N/A | USD/air conditioner | us | us | 40.7316
residential air conditioning | High Efficiency Air Source Heat Pump - Cooling | 2022 | FIXED_OM | REPLACEMENT | N/A | USD/air conditioner | us | us | 40.7316
residential air conditioning | High Efficiency Air Source Heat Pump - Cooling | 2022 | INSTALLATION | NEW | N/A | USD/air conditioner | us | us | 267.9712
residential air conditioning | High Efficiency Air Source Heat Pump - Cooling | 2022 | INSTALLATION | REPLACEMENT | N/A | USD/air conditioner | us | us | 267.9712
residential air conditioning | High Efficiency Air Source Heat Pump - Cooling | 2023 | CAPITAL | NEW | N/A | USD/air conditioner | us | us | 2445.237
residential air conditioning | High Efficiency Air Source Heat Pump - Cooling | 2023 | CAPITAL | REPLACEMENT | N/A | USD/air conditioner | us | us | 2445.237
residential air conditioning | High Efficiency Air Source Heat Pump - Cooling | 2023 | FIXED_OM | NEW | N/A | USD/air conditioner | us | us | 40.7316
residential air conditioning | High Efficiency Air Source Heat Pump - Cooling | 2023 | FIXED_OM | REPLACEMENT | N/A | USD/air conditioner | us | us | 40.7316
residential air conditioning | High Efficiency Air Source Heat Pump - Cooling | 2023 | INSTALLATION | NEW | N/A | USD/air conditioner | us | us | 267.9712
residential air conditioning | High Efficiency Air Source Heat Pump - Cooling | 2023 | INSTALLATION | REPLACEMENT | N/A | USD/air conditioner | us | us | 267.9712
residential air conditioning | High Efficiency Air Source Heat Pump - Cooling | 2024 | CAPITAL | NEW | N/A | USD/air conditioner | us | us | 2478.7334
residential air conditioning | High Efficiency Air Source Heat Pump - Cooling | 2024 | CAPITAL | REPLACEMENT | N/A | USD/air conditioner | us | us | 2478.7334
residential air conditioning | High Efficiency Air Source Heat Pump - Cooling | 2024 | FIXED_OM | NEW | N/A | USD/air conditioner | us | us | 40.7316
residential air conditioning | High Efficiency Air Source Heat Pump - Cooling | 2024 | FIXED_OM | REPLACEMENT | N/A | USD/air conditioner | us | us | 40.7316
residential air conditioning | High Efficiency Air Source Heat Pump - Cooling | 2024 | INSTALLATION | NEW | N/A | USD/air conditioner | us | us | 267.9712
residential air conditioning | High Efficiency Air Source Heat Pump - Cooling | 2024 | INSTALLATION | REPLACEMENT | N/A | USD/air conditioner | us | us | 267.9712
residential air conditioning | High Efficiency Air Source Heat Pump - Cooling | 2025 | CAPITAL | NEW | N/A | USD/air conditioner | us | us | 2512.2298
residential air conditioning | High Efficiency Air Source Heat Pump - Cooling | 2025 | CAPITAL | REPLACEMENT | N/A | USD/air conditioner | us | us | 2512.2298
residential air conditioning | High Efficiency Air Source Heat Pump - Cooling | 2025 | FIXED_OM | NEW | N/A | USD/air conditioner | us | us | 40.7316
residential air conditioning | High Efficiency Air Source Heat Pump - Cooling | 2025 | FIXED_OM | REPLACEMENT | N/A | USD/air conditioner | us | us | 40.7316
residential air conditioning | High Efficiency Air Source Heat Pump - Cooling | 2025 | INSTALLATION | NEW | N/A | USD/air conditioner | us | us | 267.9712
residential air conditioning | High Efficiency Air Source Heat Pump - Cooling | 2025 | INSTALLATION | REPLACEMENT | N/A | USD/air conditioner | us | us | 267.9712
residential air conditioning | High Efficiency Air Source Heat Pump - Cooling | 2026 | CAPITAL | NEW | N/A | USD/air conditioner | us | us | 2545.7261
residential air conditioning | High Efficiency Air Source Heat Pump - Cooling | 2026 | CAPITAL | REPLACEMENT | N/A | USD/air conditioner | us | us | 2545.7261
residential air conditioning | High Efficiency Air Source Heat Pump - Cooling | 2026 | FIXED_OM | NEW | N/A | USD/air conditioner | us | us | 40.7316
residential air conditioning | High Efficiency Air Source Heat Pump - Cooling | 2026 | FIXED_OM | REPLACEMENT | N/A | USD/air conditioner | us | us | 40.7316
residential air conditioning | High Efficiency Air Source Heat Pump - Cooling | 2026 | INSTALLATION | NEW | N/A | USD/air conditioner | us | us | 267.9712
residential air conditioning | High Efficiency Air Source Heat Pump - Cooling | 2026 | INSTALLATION | REPLACEMENT | N/A | USD/air conditioner | us | us | 267.9712
residential air conditioning | High Efficiency Air Source Heat Pump - Cooling | 2027 | CAPITAL | NEW | N/A | USD/air conditioner | us | us | 2579.2225
residential air conditioning | High Efficiency Air Source Heat Pump - Cooling | 2027 | CAPITAL | REPLACEMENT | N/A | USD/air conditioner | us | us | 2579.2225
residential air conditioning | High Efficiency Air Source Heat Pump - Cooling | 2027 | FIXED_OM | NEW | N/A | USD/air conditioner | us | us | 40.7316
residential air conditioning | High Efficiency Air Source Heat Pump - Cooling | 2027 | FIXED_OM | REPLACEMENT | N/A | USD/air conditioner | us | us | 40.7316
residential air conditioning | High Efficiency Air Source Heat Pump - Cooling | 2027 | INSTALLATION | NEW | N/A | USD/air conditioner | us | us | 267.9712
residential air conditioning | High Efficiency Air Source Heat Pump - Cooling | 2027 | INSTALLATION | REPLACEMENT | N/A | USD/air conditioner | us | us | 267.9712
residential air conditioning | High Efficiency Air Source Heat Pump - Cooling | 2028 | CAPITAL | NEW | N/A | USD/air conditioner | us | us | 2612.7189
residential air conditioning | High Efficiency Air Source Heat Pump - Cooling | 2028 | CAPITAL | REPLACEMENT | N/A | USD/air conditioner | us | us | 2612.7189
residential air conditioning | High Efficiency Air Source Heat Pump - Cooling | 2028 | FIXED_OM | NEW | N/A | USD/air conditioner | us | us | 40.7316
residential air conditioning | High Efficiency Air Source Heat Pump - Cooling | 2028 | FIXED_OM | REPLACEMENT | N/A | USD/air conditioner | us | us | 40.7316
residential air conditioning | High Efficiency Air Source Heat Pump - Cooling | 2028 | INSTALLATION | NEW | N/A | USD/air conditioner | us | us | 267.9712
residential air conditioning | High Efficiency Air Source Heat Pump - Cooling | 2028 | INSTALLATION | REPLACEMENT | N/A | USD/air conditioner | us | us | 267.9712
residential air conditioning | High Efficiency Air Source Heat Pump - Cooling | 2029 | CAPITAL | NEW | N/A | USD/air conditioner | us | us | 2646.2153
residential air conditioning | High Efficiency Air Source Heat Pump - Cooling | 2029 | CAPITAL | REPLACEMENT | N/A | USD/air conditioner | us | us | 2646.2153
residential air conditioning | High Efficiency Air Source Heat Pump - Cooling | 2029 | FIXED_OM | NEW | N/A | USD/air conditioner | us | us | 40.7316
residential air conditioning | High Efficiency Air Source Heat Pump - Cooling | 2029 | FIXED_OM | REPLACEMENT | N/A | USD/air conditioner | us | us | 40.7316
residential air conditioning | High Efficiency Air Source Heat Pump - Cooling | 2029 | INSTALLATION | NEW | N/A | USD/air conditioner | us | us | 267.9712
residential air conditioning | High Efficiency Air Source Heat Pump - Cooling | 2029 | INSTALLATION | REPLACEMENT | N/A | USD/air conditioner | us | us | 267.9712
residential air conditioning | High Efficiency Air Source Heat Pump - Cooling | 2030 | CAPITAL | NEW | N/A | USD/air conditioner | us | us | 2679.7117
residential air conditioning | High Efficiency Air Source Heat Pump - Cooling | 2030 | CAPITAL | REPLACEMENT | N/A | USD/air conditioner | us | us | 2679.7117
residential air conditioning | High Efficiency Air Source Heat Pump - Cooling | 2030 | FIXED_OM | NEW | N/A | USD/air conditioner | us | us | 40.7316
residential air conditioning | High Efficiency Air Source Heat Pump - Cooling | 2030 | FIXED_OM | REPLACEMENT | N/A | USD/air conditioner | us | us | 40.7316
residential air conditioning | High Efficiency Air Source Heat Pump - Cooling | 2030 | INSTALLATION | NEW | N/A | USD/air conditioner | us | us | 267.9712
residential air conditioning | High Efficiency Air Source Heat Pump - Cooling | 2030 | INSTALLATION | REPLACEMENT | N/A | USD/air conditioner | us | us | 267.9712
residential air conditioning | High Efficiency Air Source Heat Pump - Cooling | 2031 | CAPITAL | NEW | N/A | USD/air conditioner | us | us | 2666.3132
residential air conditioning | High Efficiency Air Source Heat Pump - Cooling | 2031 | CAPITAL | REPLACEMENT | N/A | USD/air conditioner | us | us | 2666.3132
residential air conditioning | High Efficiency Air Source Heat Pump - Cooling | 2031 | FIXED_OM | NEW | N/A | USD/air conditioner | us | us | 40.7316
residential air conditioning | High Efficiency Air Source Heat Pump - Cooling | 2031 | FIXED_OM | REPLACEMENT | N/A | USD/air conditioner | us | us | 40.7316
residential air conditioning | High Efficiency Air Source Heat Pump - Cooling | 2031 | INSTALLATION | NEW | N/A | USD/air conditioner | us | us | 267.9712
residential air conditioning | High Efficiency Air Source Heat Pump - Cooling | 2031 | INSTALLATION | REPLACEMENT | N/A | USD/air conditioner | us | us | 267.9712
residential air conditioning | High Efficiency Air Source Heat Pump - Cooling | 2032 | CAPITAL | NEW | N/A | USD/air conditioner | us | us | 2652.9146
residential air conditioning | High Efficiency Air Source Heat Pump - Cooling | 2032 | CAPITAL | REPLACEMENT | N/A | USD/air conditioner | us | us | 2652.9146
residential air conditioning | High Efficiency Air Source Heat Pump - Cooling | 2032 | FIXED_OM | NEW | N/A | USD/air conditioner | us | us | 40.7316
residential air conditioning | High Efficiency Air Source Heat Pump - Cooling | 2032 | FIXED_OM | REPLACEMENT | N/A | USD/air conditioner | us | us | 40.7316
residential air conditioning | High Efficiency Air Source Heat Pump - Cooling | 2032 | INSTALLATION | NEW | N/A | USD/air conditioner | us | us | 267.9712
residential air conditioning | High Efficiency Air Source Heat Pump - Cooling | 2032 | INSTALLATION | REPLACEMENT | N/A | USD/air conditioner | us | us | 267.9712
residential air conditioning | High Efficiency Air Source Heat Pump - Cooling | 2033 | CAPITAL | NEW | N/A | USD/air conditioner | us | us | 2639.5161
residential air conditioning | High Efficiency Air Source Heat Pump - Cooling | 2033 | CAPITAL | REPLACEMENT | N/A | USD/air conditioner | us | us | 2639.5161
residential air conditioning | High Efficiency Air Source Heat Pump - Cooling | 2033 | FIXED_OM | NEW | N/A | USD/air conditioner | us | us | 40.7316
residential air conditioning | High Efficiency Air Source Heat Pump - Cooling | 2033 | FIXED_OM | REPLACEMENT | N/A | USD/air conditioner | us | us | 40.7316
residential air conditioning | High Efficiency Air Source Heat Pump - Cooling | 2033 | INSTALLATION | NEW | N/A | USD/air conditioner | us | us | 267.9712
residential air conditioning | High Efficiency Air Source Heat Pump - Cooling | 2033 | INSTALLATION | REPLACEMENT | N/A | USD/air conditioner | us | us | 267.9712
residential air conditioning | High Efficiency Air Source Heat Pump - Cooling | 2034 | CAPITAL | NEW | N/A | USD/air conditioner | us | us | 2626.1175
residential air conditioning | High Efficiency Air Source Heat Pump - Cooling | 2034 | CAPITAL | REPLACEMENT | N/A | USD/air conditioner | us | us | 2626.1175
residential air conditioning | High Efficiency Air Source Heat Pump - Cooling | 2034 | FIXED_OM | NEW | N/A | USD/air conditioner | us | us | 40.7316
residential air conditioning | High Efficiency Air Source Heat Pump - Cooling | 2034 | FIXED_OM | REPLACEMENT | N/A | USD/air conditioner | us | us | 40.7316
residential air conditioning | High Efficiency Air Source Heat Pump - Cooling | 2034 | INSTALLATION | NEW | N/A | USD/air conditioner | us | us | 267.9712
residential air conditioning | High Efficiency Air Source Heat Pump - Cooling | 2034 | INSTALLATION | REPLACEMENT | N/A | USD/air conditioner | us | us | 267.9712
residential air conditioning | High Efficiency Air Source Heat Pump - Cooling | 2035 | CAPITAL | NEW | N/A | USD/air conditioner | us | us | 2612.7189
residential air conditioning | High Efficiency Air Source Heat Pump - Cooling | 2035 | CAPITAL | REPLACEMENT | N/A | USD/air conditioner | us | us | 2612.7189
residential air conditioning | High Efficiency Air Source Heat Pump - Cooling | 2035 | FIXED_OM | NEW | N/A | USD/air conditioner | us | us | 40.7316
residential air conditioning | High Efficiency Air Source Heat Pump - Cooling | 2035 | FIXED_OM | REPLACEMENT | N/A | USD/air conditioner | us | us | 40.7316
residential air conditioning | High Efficiency Air Source Heat Pump - Cooling | 2035 | INSTALLATION | NEW | N/A | USD/air conditioner | us | us | 267.9712
residential air conditioning | High Efficiency Air Source Heat Pump - Cooling | 2035 | INSTALLATION | REPLACEMENT | N/A | USD/air conditioner | us | us | 267.9712
residential air conditioning | High Efficiency Air Source Heat Pump - Cooling | 2036 | CAPITAL | NEW | N/A | USD/air conditioner | us | us | 2599.3204
residential air conditioning | High Efficiency Air Source Heat Pump - Cooling | 2036 | CAPITAL | REPLACEMENT | N/A | USD/air conditioner | us | us | 2599.3204
residential air conditioning | High Efficiency Air Source Heat Pump - Cooling | 2036 | FIXED_OM | NEW | N/A | USD/air conditioner | us | us | 40.7316
residential air conditioning | High Efficiency Air Source Heat Pump - Cooling | 2036 | FIXED_OM | REPLACEMENT | N/A | USD/air conditioner | us | us | 40.7316
residential air conditioning | High Efficiency Air Source Heat Pump - Cooling | 2036 | INSTALLATION | NEW | N/A | USD/air conditioner | us | us | 267.9712
residential air conditioning | High Efficiency Air Source Heat Pump - Cooling | 2036 | INSTALLATION | REPLACEMENT | N/A | USD/air conditioner | us | us | 267.9712
residential air conditioning | High Efficiency Air Source Heat Pump - Cooling | 2037 | CAPITAL | NEW | N/A | USD/air conditioner | us | us | 2585.9218
residential air conditioning | High Efficiency Air Source Heat Pump - Cooling | 2037 | CAPITAL | REPLACEMENT | N/A | USD/air conditioner | us | us | 2585.9218
residential air conditioning | High Efficiency Air Source Heat Pump - Cooling | 2037 | FIXED_OM | NEW | N/A | USD/air conditioner | us | us | 40.7316
residential air conditioning | High Efficiency Air Source Heat Pump - Cooling | 2037 | FIXED_OM | REPLACEMENT | N/A | USD/air conditioner | us | us | 40.7316
residential air conditioning | High Efficiency Air Source Heat Pump - Cooling | 2037 | INSTALLATION | NEW | N/A | USD/air conditioner | us | us | 267.9712
residential air conditioning | High Efficiency Air Source Heat Pump - Cooling | 2037 | INSTALLATION | REPLACEMENT | N/A | USD/air conditioner | us | us | 267.9712
residential air conditioning | High Efficiency Air Source Heat Pump - Cooling | 2038 | CAPITAL | NEW | N/A | USD/air conditioner | us | us | 2572.5233
residential air conditioning | High Efficiency Air Source Heat Pump - Cooling | 2038 | CAPITAL | REPLACEMENT | N/A | USD/air conditioner | us | us | 2572.5233
residential air conditioning | High Efficiency Air Source Heat Pump - Cooling | 2038 | FIXED_OM | NEW | N/A | USD/air conditioner | us | us | 40.7316
residential air conditioning | High Efficiency Air Source Heat Pump - Cooling | 2038 | FIXED_OM | REPLACEMENT | N/A | USD/air conditioner | us | us | 40.7316
residential air conditioning | High Efficiency Air Source Heat Pump - Cooling | 2038 | INSTALLATION | NEW | N/A | USD/air conditioner | us | us | 267.9712
residential air conditioning | High Efficiency Air Source Heat Pump - Cooling | 2038 | INSTALLATION | REPLACEMENT | N/A | USD/air conditioner | us | us | 267.9712
residential air conditioning | High Efficiency Air Source Heat Pump - Cooling | 2039 | CAPITAL | NEW | N/A | USD/air conditioner | us | us | 2559.1247
residential air conditioning | High Efficiency Air Source Heat Pump - Cooling | 2039 | CAPITAL | REPLACEMENT | N/A | USD/air conditioner | us | us | 2559.1247
residential air conditioning | High Efficiency Air Source Heat Pump - Cooling | 2039 | FIXED_OM | NEW | N/A | USD/air conditioner | us | us | 40.7316
residential air conditioning | High Efficiency Air Source Heat Pump - Cooling | 2039 | FIXED_OM | REPLACEMENT | N/A | USD/air conditioner | us | us | 40.7316
residential air conditioning | High Efficiency Air Source Heat Pump - Cooling | 2039 | INSTALLATION | NEW | N/A | USD/air conditioner | us | us | 267.9712
residential air conditioning | High Efficiency Air Source Heat Pump - Cooling | 2039 | INSTALLATION | REPLACEMENT | N/A | USD/air conditioner | us | us | 267.9712
residential air conditioning | High Efficiency Air Source Heat Pump - Cooling | 2040 | CAPITAL | NEW | N/A | USD/air conditioner | us | us | 2545.7261
residential air conditioning | High Efficiency Air Source Heat Pump - Cooling | 2040 | CAPITAL | REPLACEMENT | N/A | USD/air conditioner | us | us | 2545.7261
residential air conditioning | High Efficiency Air Source Heat Pump - Cooling | 2040 | FIXED_OM | NEW | N/A | USD/air conditioner | us | us | 40.7316
residential air conditioning | High Efficiency Air Source Heat Pump - Cooling | 2040 | FIXED_OM | REPLACEMENT | N/A | USD/air conditioner | us | us | 40.7316
residential air conditioning | High Efficiency Air Source Heat Pump - Cooling | 2040 | INSTALLATION | NEW | N/A | USD/air conditioner | us | us | 267.9712
residential air conditioning | High Efficiency Air Source Heat Pump - Cooling | 2040 | INSTALLATION | REPLACEMENT | N/A | USD/air conditioner | us | us | 267.9712
residential air conditioning | High Efficiency Air Source Heat Pump - Cooling | 2041 | CAPITAL | NEW | N/A | USD/air conditioner | us | us | 2545.7261
residential air conditioning | High Efficiency Air Source Heat Pump - Cooling | 2041 | CAPITAL | REPLACEMENT | N/A | USD/air conditioner | us | us | 2545.7261
residential air conditioning | High Efficiency Air Source Heat Pump - Cooling | 2041 | FIXED_OM | NEW | N/A | USD/air conditioner | us | us | 40.7316
residential air conditioning | High Efficiency Air Source Heat Pump - Cooling | 2041 | FIXED_OM | REPLACEMENT | N/A | USD/air conditioner | us | us | 40.7316
residential air conditioning | High Efficiency Air Source Heat Pump - Cooling | 2041 | INSTALLATION | NEW | N/A | USD/air conditioner | us | us | 267.9712
residential air conditioning | High Efficiency Air Source Heat Pump - Cooling | 2041 | INSTALLATION | REPLACEMENT | N/A | USD/air conditioner | us | us | 267.9712
residential air conditioning | High Efficiency Air Source Heat Pump - Cooling | 2042 | CAPITAL | NEW | N/A | USD/air conditioner | us | us | 2545.7261
residential air conditioning | High Efficiency Air Source Heat Pump - Cooling | 2042 | CAPITAL | REPLACEMENT | N/A | USD/air conditioner | us | us | 2545.7261
residential air conditioning | High Efficiency Air Source Heat Pump - Cooling | 2042 | FIXED_OM | NEW | N/A | USD/air conditioner | us | us | 40.7316
residential air conditioning | High Efficiency Air Source Heat Pump - Cooling | 2042 | FIXED_OM | REPLACEMENT | N/A | USD/air conditioner | us | us | 40.7316
residential air conditioning | High Efficiency Air Source Heat Pump - Cooling | 2042 | INSTALLATION | NEW | N/A | USD/air conditioner | us | us | 267.9712
residential air conditioning | High Efficiency Air Source Heat Pump - Cooling | 2042 | INSTALLATION | REPLACEMENT | N/A | USD/air conditioner | us | us | 267.9712
residential air conditioning | High Efficiency Air Source Heat Pump - Cooling | 2043 | CAPITAL | NEW | N/A | USD/air conditioner | us | us | 2545.7261
residential air conditioning | High Efficiency Air Source Heat Pump - Cooling | 2043 | CAPITAL | REPLACEMENT | N/A | USD/air conditioner | us | us | 2545.7261
residential air conditioning | High Efficiency Air Source Heat Pump - Cooling | 2043 | FIXED_OM | NEW | N/A | USD/air conditioner | us | us | 40.7316
residential air conditioning | High Efficiency Air Source Heat Pump - Cooling | 2043 | FIXED_OM | REPLACEMENT | N/A | USD/air conditioner | us | us | 40.7316
residential air conditioning | High Efficiency Air Source Heat Pump - Cooling | 2043 | INSTALLATION | NEW | N/A | USD/air conditioner | us | us | 267.9712
residential air conditioning | High Efficiency Air Source Heat Pump - Cooling | 2043 | INSTALLATION | REPLACEMENT | N/A | USD/air conditioner | us | us | 267.9712
residential air conditioning | High Efficiency Air Source Heat Pump - Cooling | 2044 | CAPITAL | NEW | N/A | USD/air conditioner | us | us | 2545.7261
residential air conditioning | High Efficiency Air Source Heat Pump - Cooling | 2044 | CAPITAL | REPLACEMENT | N/A | USD/air conditioner | us | us | 2545.7261
residential air conditioning | High Efficiency Air Source Heat Pump - Cooling | 2044 | FIXED_OM | NEW | N/A | USD/air conditioner | us | us | 40.7316
residential air conditioning | High Efficiency Air Source Heat Pump - Cooling | 2044 | FIXED_OM | REPLACEMENT | N/A | USD/air conditioner | us | us | 40.7316
residential air conditioning | High Efficiency Air Source Heat Pump - Cooling | 2044 | INSTALLATION | NEW | N/A | USD/air conditioner | us | us | 267.9712
residential air conditioning | High Efficiency Air Source Heat Pump - Cooling | 2044 | INSTALLATION | REPLACEMENT | N/A | USD/air conditioner | us | us | 267.9712
residential air conditioning | High Efficiency Air Source Heat Pump - Cooling | 2045 | CAPITAL | NEW | N/A | USD/air conditioner | us | us | 2545.7261
residential air conditioning | High Efficiency Air Source Heat Pump - Cooling | 2045 | CAPITAL | REPLACEMENT | N/A | USD/air conditioner | us | us | 2545.7261
residential air conditioning | High Efficiency Air Source Heat Pump - Cooling | 2045 | FIXED_OM | NEW | N/A | USD/air conditioner | us | us | 40.7316
residential air conditioning | High Efficiency Air Source Heat Pump - Cooling | 2045 | FIXED_OM | REPLACEMENT | N/A | USD/air conditioner | us | us | 40.7316
residential air conditioning | High Efficiency Air Source Heat Pump - Cooling | 2045 | INSTALLATION | NEW | N/A | USD/air conditioner | us | us | 267.9712
residential air conditioning | High Efficiency Air Source Heat Pump - Cooling | 2045 | INSTALLATION | REPLACEMENT | N/A | USD/air conditioner | us | us | 267.9712
residential air conditioning | High Efficiency Air Source Heat Pump - Cooling | 2046 | CAPITAL | NEW | N/A | USD/air conditioner | us | us | 2545.7261
residential air conditioning | High Efficiency Air Source Heat Pump - Cooling | 2046 | CAPITAL | REPLACEMENT | N/A | USD/air conditioner | us | us | 2545.7261
residential air conditioning | High Efficiency Air Source Heat Pump - Cooling | 2046 | FIXED_OM | NEW | N/A | USD/air conditioner | us | us | 40.7316
residential air conditioning | High Efficiency Air Source Heat Pump - Cooling | 2046 | FIXED_OM | REPLACEMENT | N/A | USD/air conditioner | us | us | 40.7316
residential air conditioning | High Efficiency Air Source Heat Pump - Cooling | 2046 | INSTALLATION | NEW | N/A | USD/air conditioner | us | us | 267.9712
residential air conditioning | High Efficiency Air Source Heat Pump - Cooling | 2046 | INSTALLATION | REPLACEMENT | N/A | USD/air conditioner | us | us | 267.9712
residential air conditioning | High Efficiency Air Source Heat Pump - Cooling | 2047 | CAPITAL | NEW | N/A | USD/air conditioner | us | us | 2545.7261
residential air conditioning | High Efficiency Air Source Heat Pump - Cooling | 2047 | CAPITAL | REPLACEMENT | N/A | USD/air conditioner | us | us | 2545.7261
residential air conditioning | High Efficiency Air Source Heat Pump - Cooling | 2047 | FIXED_OM | NEW | N/A | USD/air conditioner | us | us | 40.7316
residential air conditioning | High Efficiency Air Source Heat Pump - Cooling | 2047 | FIXED_OM | REPLACEMENT | N/A | USD/air conditioner | us | us | 40.7316
residential air conditioning | High Efficiency Air Source Heat Pump - Cooling | 2047 | INSTALLATION | NEW | N/A | USD/air conditioner | us | us | 267.9712
residential air conditioning | High Efficiency Air Source Heat Pump - Cooling | 2047 | INSTALLATION | REPLACEMENT | N/A | USD/air conditioner | us | us | 267.9712
residential air conditioning | High Efficiency Air Source Heat Pump - Cooling | 2048 | CAPITAL | NEW | N/A | USD/air conditioner | us | us | 2545.7261
residential air conditioning | High Efficiency Air Source Heat Pump - Cooling | 2048 | CAPITAL | REPLACEMENT | N/A | USD/air conditioner | us | us | 2545.7261
residential air conditioning | High Efficiency Air Source Heat Pump - Cooling | 2048 | FIXED_OM | NEW | N/A | USD/air conditioner | us | us | 40.7316
residential air conditioning | High Efficiency Air Source Heat Pump - Cooling | 2048 | FIXED_OM | REPLACEMENT | N/A | USD/air conditioner | us | us | 40.7316
residential air conditioning | High Efficiency Air Source Heat Pump - Cooling | 2048 | INSTALLATION | NEW | N/A | USD/air conditioner | us | us | 267.9712
residential air conditioning | High Efficiency Air Source Heat Pump - Cooling | 2048 | INSTALLATION | REPLACEMENT | N/A | USD/air conditioner | us | us | 267.9712
residential air conditioning | High Efficiency Air Source Heat Pump - Cooling | 2049 | CAPITAL | NEW | N/A | USD/air conditioner | us | us | 2545.7261
residential air conditioning | High Efficiency Air Source Heat Pump - Cooling | 2049 | CAPITAL | REPLACEMENT | N/A | USD/air conditioner | us | us | 2545.7261
residential air conditioning | High Efficiency Air Source Heat Pump - Cooling | 2049 | FIXED_OM | NEW | N/A | USD/air conditioner | us | us | 40.7316
residential air conditioning | High Efficiency Air Source Heat Pump - Cooling | 2049 | FIXED_OM | REPLACEMENT | N/A | USD/air conditioner | us | us | 40.7316
residential air conditioning | High Efficiency Air Source Heat Pump - Cooling | 2049 | INSTALLATION | NEW | N/A | USD/air conditioner | us | us | 267.9712
residential air conditioning | High Efficiency Air Source Heat Pump - Cooling | 2049 | INSTALLATION | REPLACEMENT | N/A | USD/air conditioner | us | us | 267.9712
residential air conditioning | High Efficiency Air Source Heat Pump - Cooling | 2050 | CAPITAL | NEW | N/A | USD/air conditioner | us | us | 2545.7261
residential air conditioning | High Efficiency Air Source Heat Pump - Cooling | 2050 | CAPITAL | REPLACEMENT | N/A | USD/air conditioner | us | us | 2545.7261
residential air conditioning | High Efficiency Air Source Heat Pump - Cooling | 2050 | FIXED_OM | NEW | N/A | USD/air conditioner | us | us | 40.7316
residential air conditioning | High Efficiency Air Source Heat Pump - Cooling | 2050 | FIXED_OM | REPLACEMENT | N/A | USD/air conditioner | us | us | 40.7316
residential air conditioning | High Efficiency Air Source Heat Pump - Cooling | 2050 | INSTALLATION | NEW | N/A | USD/air conditioner | us | us | 267.9712
residential air conditioning | High Efficiency Air Source Heat Pump - Cooling | 2050 | INSTALLATION | REPLACEMENT | N/A | USD/air conditioner | us | us | 267.9712
residential air conditioning | High Efficiency Air Source Heat Pump - Cooling (with flex cost) | 2020 | CAPITAL | NEW | N/A | USD/air conditioner | us | us | 3296.7512
residential air conditioning | High Efficiency Air Source Heat Pump - Cooling (with flex cost) | 2020 | CAPITAL | REPLACEMENT | N/A | USD/air conditioner | us | us | 3296.7512
residential air conditioning | High Efficiency Air Source Heat Pump - Cooling (with flex cost) | 2020 | FIXED_OM | NEW | N/A | USD/air conditioner | us | us | 40.7316
residential air conditioning | High Efficiency Air Source Heat Pump - Cooling (with flex cost) | 2020 | FIXED_OM | REPLACEMENT | N/A | USD/air conditioner | us | us | 40.7316
residential air conditioning | High Efficiency Air Source Heat Pump - Cooling (with flex cost) | 2020 | INSTALLATION | NEW | N/A | USD/air conditioner | us | us | 267.9712
residential air conditioning | High Efficiency Air Source Heat Pump - Cooling (with flex cost) | 2021 | CAPITAL | NEW | N/A | USD/air conditioner | us | us | 3330.2476
residential air conditioning | High Efficiency Air Source Heat Pump - Cooling (with flex cost) | 2021 | CAPITAL | REPLACEMENT | N/A | USD/air conditioner | us | us | 3330.2476
residential air conditioning | High Efficiency Air Source Heat Pump - Cooling (with flex cost) | 2021 | FIXED_OM | NEW | N/A | USD/air conditioner | us | us | 40.7316
residential air conditioning | High Efficiency Air Source Heat Pump - Cooling (with flex cost) | 2021 | FIXED_OM | REPLACEMENT | N/A | USD/air conditioner | us | us | 40.7316
residential air conditioning | High Efficiency Air Source Heat Pump - Cooling (with flex cost) | 2021 | INSTALLATION | NEW | N/A | USD/air conditioner | us | us | 267.9712
residential air conditioning | High Efficiency Air Source Heat Pump - Cooling (with flex cost) | 2022 | CAPITAL | NEW | N/A | USD/air conditioner | us | us | 3363.744
residential air conditioning | High Efficiency Air Source Heat Pump - Cooling (with flex cost) | 2022 | CAPITAL | REPLACEMENT | N/A | USD/air conditioner | us | us | 3363.744
residential air conditioning | High Efficiency Air Source Heat Pump - Cooling (with flex cost) | 2022 | FIXED_OM | NEW | N/A | USD/air conditioner | us | us | 40.7316
residential air conditioning | High Efficiency Air Source Heat Pump - Cooling (with flex cost) | 2022 | FIXED_OM | REPLACEMENT | N/A | USD/air conditioner | us | us | 40.7316
residential air conditioning | High Efficiency Air Source Heat Pump - Cooling (with flex cost) | 2022 | INSTALLATION | NEW | N/A | USD/air conditioner | us | us | 267.9712
residential air conditioning | High Efficiency Air Source Heat Pump - Cooling (with flex cost) | 2023 | CAPITAL | NEW | N/A | USD/air conditioner | us | us | 3397.2404
residential air conditioning | High Efficiency Air Source Heat Pump - Cooling (with flex cost) | 2023 | CAPITAL | REPLACEMENT | N/A | USD/air conditioner | us | us | 3397.2404
residential air conditioning | High Efficiency Air Source Heat Pump - Cooling (with flex cost) | 2023 | FIXED_OM | NEW | N/A | USD/air conditioner | us | us | 40.7316
residential air conditioning | High Efficiency Air Source Heat Pump - Cooling (with flex cost) | 2023 | FIXED_OM | REPLACEMENT | N/A | USD/air conditioner | us | us | 40.7316
residential air conditioning | High Efficiency Air Source Heat Pump - Cooling (with flex cost) | 2023 | INSTALLATION | NEW | N/A | USD/air conditioner | us | us | 267.9712
residential air conditioning | High Efficiency Air Source Heat Pump - Cooling (with flex cost) | 2024 | CAPITAL | NEW | N/A | USD/air conditioner | us | us | 3430.7368
residential air conditioning | High Efficiency Air Source Heat Pump - Cooling (with flex cost) | 2024 | CAPITAL | REPLACEMENT | N/A | USD/air conditioner | us | us | 3430.7368
residential air conditioning | High Efficiency Air Source Heat Pump - Cooling (with flex cost) | 2024 | FIXED_OM | NEW | N/A | USD/air conditioner | us | us | 40.7316
residential air conditioning | High Efficiency Air Source Heat Pump - Cooling (with flex cost) | 2024 | FIXED_OM | REPLACEMENT | N/A | USD/air conditioner | us | us | 40.7316
residential air conditioning | High Efficiency Air Source Heat Pump - Cooling (with flex cost) | 2024 | INSTALLATION | NEW | N/A | USD/air conditioner | us | us | 267.9712
residential air conditioning | High Efficiency Air Source Heat Pump - Cooling (with flex cost) | 2025 | CAPITAL | NEW | N/A | USD/air conditioner | us | us | 3464.2332
residential air conditioning | High Efficiency Air Source Heat Pump - Cooling (with flex cost) | 2025 | CAPITAL | REPLACEMENT | N/A | USD/air conditioner | us | us | 3464.2332
residential air conditioning | High Efficiency Air Source Heat Pump - Cooling (with flex cost) | 2025 | FIXED_OM | NEW | N/A | USD/air conditioner | us | us | 40.7316
residential air conditioning | High Efficiency Air Source Heat Pump - Cooling (with flex cost) | 2025 | FIXED_OM | REPLACEMENT | N/A | USD/air conditioner | us | us | 40.7316
residential air conditioning | High Efficiency Air Source Heat Pump - Cooling (with flex cost) | 2025 | INSTALLATION | NEW | N/A | USD/air conditioner | us | us | 267.9712
residential air conditioning | High Efficiency Air Source Heat Pump - Cooling (with flex cost) | 2026 | CAPITAL | NEW | N/A | USD/air conditioner | us | us | 3497.7296
residential air conditioning | High Efficiency Air Source Heat Pump - Cooling (with flex cost) | 2026 | CAPITAL | REPLACEMENT | N/A | USD/air conditioner | us | us | 3497.7296
residential air conditioning | High Efficiency Air Source Heat Pump - Cooling (with flex cost) | 2026 | FIXED_OM | NEW | N/A | USD/air conditioner | us | us | 40.7316
residential air conditioning | High Efficiency Air Source Heat Pump - Cooling (with flex cost) | 2026 | FIXED_OM | REPLACEMENT | N/A | USD/air conditioner | us | us | 40.7316
residential air conditioning | High Efficiency Air Source Heat Pump - Cooling (with flex cost) | 2026 | INSTALLATION | NEW | N/A | USD/air conditioner | us | us | 267.9712
residential air conditioning | High Efficiency Air Source Heat Pump - Cooling (with flex cost) | 2027 | CAPITAL | NEW | N/A | USD/air conditioner | us | us | 3531.226
residential air conditioning | High Efficiency Air Source Heat Pump - Cooling (with flex cost) | 2027 | CAPITAL | REPLACEMENT | N/A | USD/air conditioner | us | us | 3531.226
residential air conditioning | High Efficiency Air Source Heat Pump - Cooling (with flex cost) | 2027 | FIXED_OM | NEW | N/A | USD/air conditioner | us | us | 40.7316
residential air conditioning | High Efficiency Air Source Heat Pump - Cooling (with flex cost) | 2027 | FIXED_OM | REPLACEMENT | N/A | USD/air conditioner | us | us | 40.7316
residential air conditioning | High Efficiency Air Source Heat Pump - Cooling (with flex cost) | 2027 | INSTALLATION | NEW | N/A | USD/air conditioner | us | us | 267.9712
residential air conditioning | High Efficiency Air Source Heat Pump - Cooling (with flex cost) | 2028 | CAPITAL | NEW | N/A | USD/air conditioner | us | us | 3564.7224
residential air conditioning | High Efficiency Air Source Heat Pump - Cooling (with flex cost) | 2028 | CAPITAL | REPLACEMENT | N/A | USD/air conditioner | us | us | 3564.7224
residential air conditioning | High Efficiency Air Source Heat Pump - Cooling (with flex cost) | 2028 | FIXED_OM | NEW | N/A | USD/air conditioner | us | us | 40.7316
residential air conditioning | High Efficiency Air Source Heat Pump - Cooling (with flex cost) | 2028 | FIXED_OM | REPLACEMENT | N/A | USD/air conditioner | us | us | 40.7316
residential air conditioning | High Efficiency Air Source Heat Pump - Cooling (with flex cost) | 2028 | INSTALLATION | NEW | N/A | USD/air conditioner | us | us | 267.9712
residential air conditioning | High Efficiency Air Source Heat Pump - Cooling (with flex cost) | 2029 | CAPITAL | NEW | N/A | USD/air conditioner | us | us | 3598.2188
residential air conditioning | High Efficiency Air Source Heat Pump - Cooling (with flex cost) | 2029 | CAPITAL | REPLACEMENT | N/A | USD/air conditioner | us | us | 3598.2188
residential air conditioning | High Efficiency Air Source Heat Pump - Cooling (with flex cost) | 2029 | FIXED_OM | NEW | N/A | USD/air conditioner | us | us | 40.7316
residential air conditioning | High Efficiency Air Source Heat Pump - Cooling (with flex cost) | 2029 | FIXED_OM | REPLACEMENT | N/A | USD/air conditioner | us | us | 40.7316
residential air conditioning | High Efficiency Air Source Heat Pump - Cooling (with flex cost) | 2029 | INSTALLATION | NEW | N/A | USD/air conditioner | us | us | 267.9712
residential air conditioning | High Efficiency Air Source Heat Pump - Cooling (with flex cost) | 2030 | CAPITAL | NEW | N/A | USD/air conditioner | us | us | 3631.7152
residential air conditioning | High Efficiency Air Source Heat Pump - Cooling (with flex cost) | 2030 | CAPITAL | REPLACEMENT | N/A | USD/air conditioner | us | us | 3631.7152
residential air conditioning | High Efficiency Air Source Heat Pump - Cooling (with flex cost) | 2030 | FIXED_OM | NEW | N/A | USD/air conditioner | us | us | 40.7316
residential air conditioning | High Efficiency Air Source Heat Pump - Cooling (with flex cost) | 2030 | FIXED_OM | REPLACEMENT | N/A | USD/air conditioner | us | us | 40.7316
residential air conditioning | High Efficiency Air Source Heat Pump - Cooling (with flex cost) | 2030 | INSTALLATION | NEW | N/A | USD/air conditioner | us | us | 267.9712
residential air conditioning | High Efficiency Air Source Heat Pump - Cooling (with flex cost) | 2031 | CAPITAL | NEW | N/A | USD/air conditioner | us | us | 3618.3166
residential air conditioning | High Efficiency Air Source Heat Pump - Cooling (with flex cost) | 2031 | CAPITAL | REPLACEMENT | N/A | USD/air conditioner | us | us | 3618.3166
residential air conditioning | High Efficiency Air Source Heat Pump - Cooling (with flex cost) | 2031 | FIXED_OM | NEW | N/A | USD/air conditioner | us | us | 40.7316
residential air conditioning | High Efficiency Air Source Heat Pump - Cooling (with flex cost) | 2031 | FIXED_OM | REPLACEMENT | N/A | USD/air conditioner | us | us | 40.7316
residential air conditioning | High Efficiency Air Source Heat Pump - Cooling (with flex cost) | 2031 | INSTALLATION | NEW | N/A | USD/air conditioner | us | us | 267.9712
residential air conditioning | High Efficiency Air Source Heat Pump - Cooling (with flex cost) | 2032 | CAPITAL | NEW | N/A | USD/air conditioner | us | us | 3604.9181
residential air conditioning | High Efficiency Air Source Heat Pump - Cooling (with flex cost) | 2032 | CAPITAL | REPLACEMENT | N/A | USD/air conditioner | us | us | 3604.9181
residential air conditioning | High Efficiency Air Source Heat Pump - Cooling (with flex cost) | 2032 | FIXED_OM | NEW | N/A | USD/air conditioner | us | us | 40.7316
residential air conditioning | High Efficiency Air Source Heat Pump - Cooling (with flex cost) | 2032 | FIXED_OM | REPLACEMENT | N/A | USD/air conditioner | us | us | 40.7316
residential air conditioning | High Efficiency Air Source Heat Pump - Cooling (with flex cost) | 2032 | INSTALLATION | NEW | N/A | USD/air conditioner | us | us | 267.9712
residential air conditioning | High Efficiency Air Source Heat Pump - Cooling (with flex cost) | 2033 | CAPITAL | NEW | N/A | USD/air conditioner | us | us | 3591.5195
residential air conditioning | High Efficiency Air Source Heat Pump - Cooling (with flex cost) | 2033 | CAPITAL | REPLACEMENT | N/A | USD/air conditioner | us | us | 3591.5195
residential air conditioning | High Efficiency Air Source Heat Pump - Cooling (with flex cost) | 2033 | FIXED_OM | NEW | N/A | USD/air conditioner | us | us | 40.7316
residential air conditioning | High Efficiency Air Source Heat Pump - Cooling (with flex cost) | 2033 | FIXED_OM | REPLACEMENT | N/A | USD/air conditioner | us | us | 40.7316
residential air conditioning | High Efficiency Air Source Heat Pump - Cooling (with flex cost) | 2033 | INSTALLATION | NEW | N/A | USD/air conditioner | us | us | 267.9712
residential air conditioning | High Efficiency Air Source Heat Pump - Cooling (with flex cost) | 2034 | CAPITAL | NEW | N/A | USD/air conditioner | us | us | 3578.121
residential air conditioning | High Efficiency Air Source Heat Pump - Cooling (with flex cost) | 2034 | CAPITAL | REPLACEMENT | N/A | USD/air conditioner | us | us | 3578.121
residential air conditioning | High Efficiency Air Source Heat Pump - Cooling (with flex cost) | 2034 | FIXED_OM | NEW | N/A | USD/air conditioner | us | us | 40.7316
residential air conditioning | High Efficiency Air Source Heat Pump - Cooling (with flex cost) | 2034 | FIXED_OM | REPLACEMENT | N/A | USD/air conditioner | us | us | 40.7316
residential air conditioning | High Efficiency Air Source Heat Pump - Cooling (with flex cost) | 2034 | INSTALLATION | NEW | N/A | USD/air conditioner | us | us | 267.9712
residential air conditioning | High Efficiency Air Source Heat Pump - Cooling (with flex cost) | 2035 | CAPITAL | NEW | N/A | USD/air conditioner | us | us | 3564.7224
residential air conditioning | High Efficiency Air Source Heat Pump - Cooling (with flex cost) | 2035 | CAPITAL | REPLACEMENT | N/A | USD/air conditioner | us | us | 3564.7224
residential air conditioning | High Efficiency Air Source Heat Pump - Cooling (with flex cost) | 2035 | FIXED_OM | NEW | N/A | USD/air conditioner | us | us | 40.7316
residential air conditioning | High Efficiency Air Source Heat Pump - Cooling (with flex cost) | 2035 | FIXED_OM | REPLACEMENT | N/A | USD/air conditioner | us | us | 40.7316
residential air conditioning | High Efficiency Air Source Heat Pump - Cooling (with flex cost) | 2035 | INSTALLATION | NEW | N/A | USD/air conditioner | us | us | 267.9712
residential air conditioning | High Efficiency Air Source Heat Pump - Cooling (with flex cost) | 2036 | CAPITAL | NEW | N/A | USD/air conditioner | us | us | 3551.3238
residential air conditioning | High Efficiency Air Source Heat Pump - Cooling (with flex cost) | 2036 | CAPITAL | REPLACEMENT | N/A | USD/air conditioner | us | us | 3551.3238
residential air conditioning | High Efficiency Air Source Heat Pump - Cooling (with flex cost) | 2036 | FIXED_OM | NEW | N/A | USD/air conditioner | us | us | 40.7316
residential air conditioning | High Efficiency Air Source Heat Pump - Cooling (with flex cost) | 2036 | FIXED_OM | REPLACEMENT | N/A | USD/air conditioner | us | us | 40.7316
residential air conditioning | High Efficiency Air Source Heat Pump - Cooling (with flex cost) | 2036 | INSTALLATION | NEW | N/A | USD/air conditioner | us | us | 267.9712
residential air conditioning | High Efficiency Air Source Heat Pump - Cooling (with flex cost) | 2037 | CAPITAL | NEW | N/A | USD/air conditioner | us | us | 3537.9253
residential air conditioning | High Efficiency Air Source Heat Pump - Cooling (with flex cost) | 2037 | CAPITAL | REPLACEMENT | N/A | USD/air conditioner | us | us | 3537.9253
residential air conditioning | High Efficiency Air Source Heat Pump - Cooling (with flex cost) | 2037 | FIXED_OM | NEW | N/A | USD/air conditioner | us | us | 40.7316
residential air conditioning | High Efficiency Air Source Heat Pump - Cooling (with flex cost) | 2037 | FIXED_OM | REPLACEMENT | N/A | USD/air conditioner | us | us | 40.7316
residential air conditioning | High Efficiency Air Source Heat Pump - Cooling (with flex cost) | 2037 | INSTALLATION | NEW | N/A | USD/air conditioner | us | us | 267.9712
residential air conditioning | High Efficiency Air Source Heat Pump - Cooling (with flex cost) | 2038 | CAPITAL | NEW | N/A | USD/air conditioner | us | us | 3524.5267
residential air conditioning | High Efficiency Air Source Heat Pump - Cooling (with flex cost) | 2038 | CAPITAL | REPLACEMENT | N/A | USD/air conditioner | us | us | 3524.5267
residential air conditioning | High Efficiency Air Source Heat Pump - Cooling (with flex cost) | 2038 | FIXED_OM | NEW | N/A | USD/air conditioner | us | us | 40.7316
residential air conditioning | High Efficiency Air Source Heat Pump - Cooling (with flex cost) | 2038 | FIXED_OM | REPLACEMENT | N/A | USD/air conditioner | us | us | 40.7316
residential air conditioning | High Efficiency Air Source Heat Pump - Cooling (with flex cost) | 2038 | INSTALLATION | NEW | N/A | USD/air conditioner | us | us | 267.9712
residential air conditioning | High Efficiency Air Source Heat Pump - Cooling (with flex cost) | 2039 | CAPITAL | NEW | N/A | USD/air conditioner | us | us | 3511.1282
residential air conditioning | High Efficiency Air Source Heat Pump - Cooling (with flex cost) | 2039 | CAPITAL | REPLACEMENT | N/A | USD/air conditioner | us | us | 3511.1282
residential air conditioning | High Efficiency Air Source Heat Pump - Cooling (with flex cost) | 2039 | FIXED_OM | NEW | N/A | USD/air conditioner | us | us | 40.7316
residential air conditioning | High Efficiency Air Source Heat Pump - Cooling (with flex cost) | 2039 | FIXED_OM | REPLACEMENT | N/A | USD/air conditioner | us | us | 40.7316
residential air conditioning | High Efficiency Air Source Heat Pump - Cooling (with flex cost) | 2039 | INSTALLATION | NEW | N/A | USD/air conditioner | us | us | 267.9712
residential air conditioning | High Efficiency Air Source Heat Pump - Cooling (with flex cost) | 2040 | CAPITAL | NEW | N/A | USD/air conditioner | us | us | 3497.7296
residential air conditioning | High Efficiency Air Source Heat Pump - Cooling (with flex cost) | 2040 | CAPITAL | REPLACEMENT | N/A | USD/air conditioner | us | us | 3497.7296
residential air conditioning | High Efficiency Air Source Heat Pump - Cooling (with flex cost) | 2040 | FIXED_OM | NEW | N/A | USD/air conditioner | us | us | 40.7316
residential air conditioning | High Efficiency Air Source Heat Pump - Cooling (with flex cost) | 2040 | FIXED_OM | REPLACEMENT | N/A | USD/air conditioner | us | us | 40.7316
residential air conditioning | High Efficiency Air Source Heat Pump - Cooling (with flex cost) | 2040 | INSTALLATION | NEW | N/A | USD/air conditioner | us | us | 267.9712
residential air conditioning | High Efficiency Air Source Heat Pump - Cooling (with flex cost) | 2041 | CAPITAL | NEW | N/A | USD/air conditioner | us | us | 3497.7296
residential air conditioning | High Efficiency Air Source Heat Pump - Cooling (with flex cost) | 2041 | CAPITAL | REPLACEMENT | N/A | USD/air conditioner | us | us | 3497.7296
residential air conditioning | High Efficiency Air Source Heat Pump - Cooling (with flex cost) | 2041 | FIXED_OM | NEW | N/A | USD/air conditioner | us | us | 40.7316
residential air conditioning | High Efficiency Air Source Heat Pump - Cooling (with flex cost) | 2041 | FIXED_OM | REPLACEMENT | N/A | USD/air conditioner | us | us | 40.7316
residential air conditioning | High Efficiency Air Source Heat Pump - Cooling (with flex cost) | 2041 | INSTALLATION | NEW | N/A | USD/air conditioner | us | us | 267.9712
residential air conditioning | High Efficiency Air Source Heat Pump - Cooling (with flex cost) | 2042 | CAPITAL | NEW | N/A | USD/air conditioner | us | us | 3497.7296
residential air conditioning | High Efficiency Air Source Heat Pump - Cooling (with flex cost) | 2042 | CAPITAL | REPLACEMENT | N/A | USD/air conditioner | us | us | 3497.7296
residential air conditioning | High Efficiency Air Source Heat Pump - Cooling (with flex cost) | 2042 | FIXED_OM | NEW | N/A | USD/air conditioner | us | us | 40.7316
residential air conditioning | High Efficiency Air Source Heat Pump - Cooling (with flex cost) | 2042 | FIXED_OM | REPLACEMENT | N/A | USD/air conditioner | us | us | 40.7316
residential air conditioning | High Efficiency Air Source Heat Pump - Cooling (with flex cost) | 2042 | INSTALLATION | NEW | N/A | USD/air conditioner | us | us | 267.9712
residential air conditioning | High Efficiency Air Source Heat Pump - Cooling (with flex cost) | 2043 | CAPITAL | NEW | N/A | USD/air conditioner | us | us | 3497.7296
residential air conditioning | High Efficiency Air Source Heat Pump - Cooling (with flex cost) | 2043 | CAPITAL | REPLACEMENT | N/A | USD/air conditioner | us | us | 3497.7296
residential air conditioning | High Efficiency Air Source Heat Pump - Cooling (with flex cost) | 2043 | FIXED_OM | NEW | N/A | USD/air conditioner | us | us | 40.7316
residential air conditioning | High Efficiency Air Source Heat Pump - Cooling (with flex cost) | 2043 | FIXED_OM | REPLACEMENT | N/A | USD/air conditioner | us | us | 40.7316
residential air conditioning | High Efficiency Air Source Heat Pump - Cooling (with flex cost) | 2043 | INSTALLATION | NEW | N/A | USD/air conditioner | us | us | 267.9712
residential air conditioning | High Efficiency Air Source Heat Pump - Cooling (with flex cost) | 2044 | CAPITAL | NEW | N/A | USD/air conditioner | us | us | 3497.7296
residential air conditioning | High Efficiency Air Source Heat Pump - Cooling (with flex cost) | 2044 | CAPITAL | REPLACEMENT | N/A | USD/air conditioner | us | us | 3497.7296
residential air conditioning | High Efficiency Air Source Heat Pump - Cooling (with flex cost) | 2044 | FIXED_OM | NEW | N/A | USD/air conditioner | us | us | 40.7316
residential air conditioning | High Efficiency Air Source Heat Pump - Cooling (with flex cost) | 2044 | FIXED_OM | REPLACEMENT | N/A | USD/air conditioner | us | us | 40.7316
residential air conditioning | High Efficiency Air Source Heat Pump - Cooling (with flex cost) | 2044 | INSTALLATION | NEW | N/A | USD/air conditioner | us | us | 267.9712
residential air conditioning | High Efficiency Air Source Heat Pump - Cooling (with flex cost) | 2045 | CAPITAL | NEW | N/A | USD/air conditioner | us | us | 3497.7296
residential air conditioning | High Efficiency Air Source Heat Pump - Cooling (with flex cost) | 2045 | CAPITAL | REPLACEMENT | N/A | USD/air conditioner | us | us | 3497.7296
residential air conditioning | High Efficiency Air Source Heat Pump - Cooling (with flex cost) | 2045 | FIXED_OM | NEW | N/A | USD/air conditioner | us | us | 40.7316
residential air conditioning | High Efficiency Air Source Heat Pump - Cooling (with flex cost) | 2045 | FIXED_OM | REPLACEMENT | N/A | USD/air conditioner | us | us | 40.7316
residential air conditioning | High Efficiency Air Source Heat Pump - Cooling (with flex cost) | 2045 | INSTALLATION | NEW | N/A | USD/air conditioner | us | us | 267.9712
residential air conditioning | High Efficiency Air Source Heat Pump - Cooling (with flex cost) | 2046 | CAPITAL | NEW | N/A | USD/air conditioner | us | us | 3497.7296
residential air conditioning | High Efficiency Air Source Heat Pump - Cooling (with flex cost) | 2046 | CAPITAL | REPLACEMENT | N/A | USD/air conditioner | us | us | 3497.7296
residential air conditioning | High Efficiency Air Source Heat Pump - Cooling (with flex cost) | 2046 | FIXED_OM | NEW | N/A | USD/air conditioner | us | us | 40.7316
residential air conditioning | High Efficiency Air Source Heat Pump - Cooling (with flex cost) | 2046 | FIXED_OM | REPLACEMENT | N/A | USD/air conditioner | us | us | 40.7316
residential air conditioning | High Efficiency Air Source Heat Pump - Cooling (with flex cost) | 2046 | INSTALLATION | NEW | N/A | USD/air conditioner | us | us | 267.9712
residential air conditioning | High Efficiency Air Source Heat Pump - Cooling (with flex cost) | 2047 | CAPITAL | NEW | N/A | USD/air conditioner | us | us | 3497.7296
residential air conditioning | High Efficiency Air Source Heat Pump - Cooling (with flex cost) | 2047 | CAPITAL | REPLACEMENT | N/A | USD/air conditioner | us | us | 3497.7296
residential air conditioning | High Efficiency Air Source Heat Pump - Cooling (with flex cost) | 2047 | FIXED_OM | NEW | N/A | USD/air conditioner | us | us | 40.7316
residential air conditioning | High Efficiency Air Source Heat Pump - Cooling (with flex cost) | 2047 | FIXED_OM | REPLACEMENT | N/A | USD/air conditioner | us | us | 40.7316
residential air conditioning | High Efficiency Air Source Heat Pump - Cooling (with flex cost) | 2047 | INSTALLATION | NEW | N/A | USD/air conditioner | us | us | 267.9712
residential air conditioning | High Efficiency Air Source Heat Pump - Cooling (with flex cost) | 2048 | CAPITAL | NEW | N/A | USD/air conditioner | us | us | 3497.7296
residential air conditioning | High Efficiency Air Source Heat Pump - Cooling (with flex cost) | 2048 | CAPITAL | REPLACEMENT | N/A | USD/air conditioner | us | us | 3497.7296
residential air conditioning | High Efficiency Air Source Heat Pump - Cooling (with flex cost) | 2048 | FIXED_OM | NEW | N/A | USD/air conditioner | us | us | 40.7316
residential air conditioning | High Efficiency Air Source Heat Pump - Cooling (with flex cost) | 2048 | FIXED_OM | REPLACEMENT | N/A | USD/air conditioner | us | us | 40.7316
residential air conditioning | High Efficiency Air Source Heat Pump - Cooling (with flex cost) | 2048 | INSTALLATION | NEW | N/A | USD/air conditioner | us | us | 267.9712
residential air conditioning | High Efficiency Air Source Heat Pump - Cooling (with flex cost) | 2049 | CAPITAL | NEW | N/A | USD/air conditioner | us | us | 3497.7296
residential air conditioning | High Efficiency Air Source Heat Pump - Cooling (with flex cost) | 2049 | CAPITAL | REPLACEMENT | N/A | USD/air conditioner | us | us | 3497.7296
residential air conditioning | High Efficiency Air Source Heat Pump - Cooling (with flex cost) | 2049 | FIXED_OM | NEW | N/A | USD/air conditioner | us | us | 40.7316
residential air conditioning | High Efficiency Air Source Heat Pump - Cooling (with flex cost) | 2049 | FIXED_OM | REPLACEMENT | N/A | USD/air conditioner | us | us | 40.7316
residential air conditioning | High Efficiency Air Source Heat Pump - Cooling (with flex cost) | 2049 | INSTALLATION | NEW | N/A | USD/air conditioner | us | us | 267.9712
residential air conditioning | High Efficiency Air Source Heat Pump - Cooling (with flex cost) | 2050 | CAPITAL | NEW | N/A | USD/air conditioner | us | us | 3497.7296
residential air conditioning | High Efficiency Air Source Heat Pump - Cooling (with flex cost) | 2050 | CAPITAL | REPLACEMENT | N/A | USD/air conditioner | us | us | 3497.7296
residential air conditioning | High Efficiency Air Source Heat Pump - Cooling (with flex cost) | 2050 | FIXED_OM | NEW | N/A | USD/air conditioner | us | us | 40.7316
residential air conditioning | High Efficiency Air Source Heat Pump - Cooling (with flex cost) | 2050 | FIXED_OM | REPLACEMENT | N/A | USD/air conditioner | us | us | 40.7316
residential air conditioning | High Efficiency Air Source Heat Pump - Cooling (with flex cost) | 2050 | INSTALLATION | NEW | N/A | USD/air conditioner | us | us | 267.9712
residential air conditioning | High Efficiency Central Air Conditioner | 2020 | CAPITAL | NEW | N/A | USD/air conditioner | us | us | 5171.8437
residential air conditioning | High Efficiency Central Air Conditioner | 2020 | CAPITAL | REPLACEMENT | N/A | USD/air conditioner | us | us | 5171.8437
residential air conditioning | High Efficiency Central Air Conditioner | 2020 | FIXED_OM | NEW | N/A | USD/air conditioner | us | us | 81.4632
residential air conditioning | High Efficiency Central Air Conditioner | 2020 | FIXED_OM | REPLACEMENT | N/A | USD/air conditioner | us | us | 81.4632
residential air conditioning | High Efficiency Central Air Conditioner | 2020 | INSTALLATION | NEW | N/A | USD/air conditioner | us | us | 589.5366
residential air conditioning | High Efficiency Central Air Conditioner | 2020 | INSTALLATION | REPLACEMENT | N/A | USD/air conditioner | us | us | 589.5366
residential air conditioning | High Efficiency Central Air Conditioner | 2021 | CAPITAL | NEW | N/A | USD/air conditioner | us | us | 5171.8437
residential air conditioning | High Efficiency Central Air Conditioner | 2021 | CAPITAL | REPLACEMENT | N/A | USD/air conditioner | us | us | 5171.8437
residential air conditioning | High Efficiency Central Air Conditioner | 2021 | FIXED_OM | NEW | N/A | USD/air conditioner | us | us | 81.4632
residential air conditioning | High Efficiency Central Air Conditioner | 2021 | FIXED_OM | REPLACEMENT | N/A | USD/air conditioner | us | us | 81.4632
residential air conditioning | High Efficiency Central Air Conditioner | 2021 | INSTALLATION | NEW | N/A | USD/air conditioner | us | us | 589.5366
residential air conditioning | High Efficiency Central Air Conditioner | 2021 | INSTALLATION | REPLACEMENT | N/A | USD/air conditioner | us | us | 589.5366
residential air conditioning | High Efficiency Central Air Conditioner | 2022 | CAPITAL | NEW | N/A | USD/air conditioner | us | us | 5171.8437
residential air conditioning | High Efficiency Central Air Conditioner | 2022 | CAPITAL | REPLACEMENT | N/A | USD/air conditioner | us | us | 5171.8437
residential air conditioning | High Efficiency Central Air Conditioner | 2022 | FIXED_OM | NEW | N/A | USD/air conditioner | us | us | 81.4632
residential air conditioning | High Efficiency Central Air Conditioner | 2022 | FIXED_OM | REPLACEMENT | N/A | USD/air conditioner | us | us | 81.4632
residential air conditioning | High Efficiency Central Air Conditioner | 2022 | INSTALLATION | NEW | N/A | USD/air conditioner | us | us | 589.5366
residential air conditioning | High Efficiency Central Air Conditioner | 2022 | INSTALLATION | REPLACEMENT | N/A | USD/air conditioner | us | us | 589.5366
residential air conditioning | High Efficiency Central Air Conditioner | 2023 | CAPITAL | NEW | N/A | USD/air conditioner | us | us | 5171.8437
residential air conditioning | High Efficiency Central Air Conditioner | 2023 | CAPITAL | REPLACEMENT | N/A | USD/air conditioner | us | us | 5171.8437
residential air conditioning | High Efficiency Central Air Conditioner | 2023 | FIXED_OM | NEW | N/A | USD/air conditioner | us | us | 81.4632
residential air conditioning | High Efficiency Central Air Conditioner | 2023 | FIXED_OM | REPLACEMENT | N/A | USD/air conditioner | us | us | 81.4632
residential air conditioning | High Efficiency Central Air Conditioner | 2023 | INSTALLATION | NEW | N/A | USD/air conditioner | us | us | 589.5366
residential air conditioning | High Efficiency Central Air Conditioner | 2023 | INSTALLATION | REPLACEMENT | N/A | USD/air conditioner | us | us | 589.5366
residential air conditioning | High Efficiency Central Air Conditioner | 2024 | CAPITAL | NEW | N/A | USD/air conditioner | us | us | 5171.8437
residential air conditioning | High Efficiency Central Air Conditioner | 2024 | CAPITAL | REPLACEMENT | N/A | USD/air conditioner | us | us | 5171.8437
residential air conditioning | High Efficiency Central Air Conditioner | 2024 | FIXED_OM | NEW | N/A | USD/air conditioner | us | us | 81.4632
residential air conditioning | High Efficiency Central Air Conditioner | 2024 | FIXED_OM | REPLACEMENT | N/A | USD/air conditioner | us | us | 81.4632
residential air conditioning | High Efficiency Central Air Conditioner | 2024 | INSTALLATION | NEW | N/A | USD/air conditioner | us | us | 589.5366
residential air conditioning | High Efficiency Central Air Conditioner | 2024 | INSTALLATION | REPLACEMENT | N/A | USD/air conditioner | us | us | 589.5366
residential air conditioning | High Efficiency Central Air Conditioner | 2025 | CAPITAL | NEW | N/A | USD/air conditioner | us | us | 5171.8437
residential air conditioning | High Efficiency Central Air Conditioner | 2025 | CAPITAL | REPLACEMENT | N/A | USD/air conditioner | us | us | 5171.8437
residential air conditioning | High Efficiency Central Air Conditioner | 2025 | FIXED_OM | NEW | N/A | USD/air conditioner | us | us | 81.4632
residential air conditioning | High Efficiency Central Air Conditioner | 2025 | FIXED_OM | REPLACEMENT | N/A | USD/air conditioner | us | us | 81.4632
residential air conditioning | High Efficiency Central Air Conditioner | 2025 | INSTALLATION | NEW | N/A | USD/air conditioner | us | us | 589.5366
residential air conditioning | High Efficiency Central Air Conditioner | 2025 | INSTALLATION | REPLACEMENT | N/A | USD/air conditioner | us | us | 589.5366
residential air conditioning | High Efficiency Central Air Conditioner | 2026 | CAPITAL | NEW | N/A | USD/air conditioner | us | us | 5171.8437
residential air conditioning | High Efficiency Central Air Conditioner | 2026 | CAPITAL | REPLACEMENT | N/A | USD/air conditioner | us | us | 5171.8437
residential air conditioning | High Efficiency Central Air Conditioner | 2026 | FIXED_OM | NEW | N/A | USD/air conditioner | us | us | 81.4632
residential air conditioning | High Efficiency Central Air Conditioner | 2026 | FIXED_OM | REPLACEMENT | N/A | USD/air conditioner | us | us | 81.4632
residential air conditioning | High Efficiency Central Air Conditioner | 2026 | INSTALLATION | NEW | N/A | USD/air conditioner | us | us | 589.5366
residential air conditioning | High Efficiency Central Air Conditioner | 2026 | INSTALLATION | REPLACEMENT | N/A | USD/air conditioner | us | us | 589.5366
residential air conditioning | High Efficiency Central Air Conditioner | 2027 | CAPITAL | NEW | N/A | USD/air conditioner | us | us | 5171.8437
residential air conditioning | High Efficiency Central Air Conditioner | 2027 | CAPITAL | REPLACEMENT | N/A | USD/air conditioner | us | us | 5171.8437
residential air conditioning | High Efficiency Central Air Conditioner | 2027 | FIXED_OM | NEW | N/A | USD/air conditioner | us | us | 81.4632
residential air conditioning | High Efficiency Central Air Conditioner | 2027 | FIXED_OM | REPLACEMENT | N/A | USD/air conditioner | us | us | 81.4632
residential air conditioning | High Efficiency Central Air Conditioner | 2027 | INSTALLATION | NEW | N/A | USD/air conditioner | us | us | 589.5366
residential air conditioning | High Efficiency Central Air Conditioner | 2027 | INSTALLATION | REPLACEMENT | N/A | USD/air conditioner | us | us | 589.5366
residential air conditioning | High Efficiency Central Air Conditioner | 2028 | CAPITAL | NEW | N/A | USD/air conditioner | us | us | 5171.8437
residential air conditioning | High Efficiency Central Air Conditioner | 2028 | CAPITAL | REPLACEMENT | N/A | USD/air conditioner | us | us | 5171.8437
residential air conditioning | High Efficiency Central Air Conditioner | 2028 | FIXED_OM | NEW | N/A | USD/air conditioner | us | us | 81.4632
residential air conditioning | High Efficiency Central Air Conditioner | 2028 | FIXED_OM | REPLACEMENT | N/A | USD/air conditioner | us | us | 81.4632
residential air conditioning | High Efficiency Central Air Conditioner | 2028 | INSTALLATION | NEW | N/A | USD/air conditioner | us | us | 589.5366
residential air conditioning | High Efficiency Central Air Conditioner | 2028 | INSTALLATION | REPLACEMENT | N/A | USD/air conditioner | us | us | 589.5366
residential air conditioning | High Efficiency Central Air Conditioner | 2029 | CAPITAL | NEW | N/A | USD/air conditioner | us | us | 5171.8437
residential air conditioning | High Efficiency Central Air Conditioner | 2029 | CAPITAL | REPLACEMENT | N/A | USD/air conditioner | us | us | 5171.8437
residential air conditioning | High Efficiency Central Air Conditioner | 2029 | FIXED_OM | NEW | N/A | USD/air conditioner | us | us | 81.4632
residential air conditioning | High Efficiency Central Air Conditioner | 2029 | FIXED_OM | REPLACEMENT | N/A | USD/air conditioner | us | us | 81.4632
residential air conditioning | High Efficiency Central Air Conditioner | 2029 | INSTALLATION | NEW | N/A | USD/air conditioner | us | us | 589.5366
residential air conditioning | High Efficiency Central Air Conditioner | 2029 | INSTALLATION | REPLACEMENT | N/A | USD/air conditioner | us | us | 589.5366
residential air conditioning | High Efficiency Central Air Conditioner | 2030 | CAPITAL | NEW | N/A | USD/air conditioner | us | us | 5171.8437
residential air conditioning | High Efficiency Central Air Conditioner | 2030 | CAPITAL | REPLACEMENT | N/A | USD/air conditioner | us | us | 5171.8437
residential air conditioning | High Efficiency Central Air Conditioner | 2030 | FIXED_OM | NEW | N/A | USD/air conditioner | us | us | 81.4632
residential air conditioning | High Efficiency Central Air Conditioner | 2030 | FIXED_OM | REPLACEMENT | N/A | USD/air conditioner | us | us | 81.4632
residential air conditioning | High Efficiency Central Air Conditioner | 2030 | INSTALLATION | NEW | N/A | USD/air conditioner | us | us | 589.5366
residential air conditioning | High Efficiency Central Air Conditioner | 2030 | INSTALLATION | REPLACEMENT | N/A | USD/air conditioner | us | us | 589.5366
residential air conditioning | High Efficiency Central Air Conditioner | 2031 | CAPITAL | NEW | N/A | USD/air conditioner | us | us | 5171.8437
residential air conditioning | High Efficiency Central Air Conditioner | 2031 | CAPITAL | REPLACEMENT | N/A | USD/air conditioner | us | us | 5171.8437
residential air conditioning | High Efficiency Central Air Conditioner | 2031 | FIXED_OM | NEW | N/A | USD/air conditioner | us | us | 81.4632
residential air conditioning | High Efficiency Central Air Conditioner | 2031 | FIXED_OM | REPLACEMENT | N/A | USD/air conditioner | us | us | 81.4632
residential air conditioning | High Efficiency Central Air Conditioner | 2031 | INSTALLATION | NEW | N/A | USD/air conditioner | us | us | 589.5366
residential air conditioning | High Efficiency Central Air Conditioner | 2031 | INSTALLATION | REPLACEMENT | N/A | USD/air conditioner | us | us | 589.5366
residential air conditioning | High Efficiency Central Air Conditioner | 2032 | CAPITAL | NEW | N/A | USD/air conditioner | us | us | 5171.8437
residential air conditioning | High Efficiency Central Air Conditioner | 2032 | CAPITAL | REPLACEMENT | N/A | USD/air conditioner | us | us | 5171.8437
residential air conditioning | High Efficiency Central Air Conditioner | 2032 | FIXED_OM | NEW | N/A | USD/air conditioner | us | us | 81.4632
residential air conditioning | High Efficiency Central Air Conditioner | 2032 | FIXED_OM | REPLACEMENT | N/A | USD/air conditioner | us | us | 81.4632
residential air conditioning | High Efficiency Central Air Conditioner | 2032 | INSTALLATION | NEW | N/A | USD/air conditioner | us | us | 589.5366
residential air conditioning | High Efficiency Central Air Conditioner | 2032 | INSTALLATION | REPLACEMENT | N/A | USD/air conditioner | us | us | 589.5366
residential air conditioning | High Efficiency Central Air Conditioner | 2033 | CAPITAL | NEW | N/A | USD/air conditioner | us | us | 5171.8437
residential air conditioning | High Efficiency Central Air Conditioner | 2033 | CAPITAL | REPLACEMENT | N/A | USD/air conditioner | us | us | 5171.8437
residential air conditioning | High Efficiency Central Air Conditioner | 2033 | FIXED_OM | NEW | N/A | USD/air conditioner | us | us | 81.4632
residential air conditioning | High Efficiency Central Air Conditioner | 2033 | FIXED_OM | REPLACEMENT | N/A | USD/air conditioner | us | us | 81.4632
residential air conditioning | High Efficiency Central Air Conditioner | 2033 | INSTALLATION | NEW | N/A | USD/air conditioner | us | us | 589.5366
residential air conditioning | High Efficiency Central Air Conditioner | 2033 | INSTALLATION | REPLACEMENT | N/A | USD/air conditioner | us | us | 589.5366
residential air conditioning | High Efficiency Central Air Conditioner | 2034 | CAPITAL | NEW | N/A | USD/air conditioner | us | us | 5171.8437
residential air conditioning | High Efficiency Central Air Conditioner | 2034 | CAPITAL | REPLACEMENT | N/A | USD/air conditioner | us | us | 5171.8437
residential air conditioning | High Efficiency Central Air Conditioner | 2034 | FIXED_OM | NEW | N/A | USD/air conditioner | us | us | 81.4632
residential air conditioning | High Efficiency Central Air Conditioner | 2034 | FIXED_OM | REPLACEMENT | N/A | USD/air conditioner | us | us | 81.4632
residential air conditioning | High Efficiency Central Air Conditioner | 2034 | INSTALLATION | NEW | N/A | USD/air conditioner | us | us | 589.5366
residential air conditioning | High Efficiency Central Air Conditioner | 2034 | INSTALLATION | REPLACEMENT | N/A | USD/air conditioner | us | us | 589.5366
residential air conditioning | High Efficiency Central Air Conditioner | 2035 | CAPITAL | NEW | N/A | USD/air conditioner | us | us | 5171.8437
residential air conditioning | High Efficiency Central Air Conditioner | 2035 | CAPITAL | REPLACEMENT | N/A | USD/air conditioner | us | us | 5171.8437
residential air conditioning | High Efficiency Central Air Conditioner | 2035 | FIXED_OM | NEW | N/A | USD/air conditioner | us | us | 81.4632
residential air conditioning | High Efficiency Central Air Conditioner | 2035 | FIXED_OM | REPLACEMENT | N/A | USD/air conditioner | us | us | 81.4632
residential air conditioning | High Efficiency Central Air Conditioner | 2035 | INSTALLATION | NEW | N/A | USD/air conditioner | us | us | 589.5366
residential air conditioning | High Efficiency Central Air Conditioner | 2035 | INSTALLATION | REPLACEMENT | N/A | USD/air conditioner | us | us | 589.5366
residential air conditioning | High Efficiency Central Air Conditioner | 2036 | CAPITAL | NEW | N/A | USD/air conditioner | us | us | 5171.8437
residential air conditioning | High Efficiency Central Air Conditioner | 2036 | CAPITAL | REPLACEMENT | N/A | USD/air conditioner | us | us | 5171.8437
residential air conditioning | High Efficiency Central Air Conditioner | 2036 | FIXED_OM | NEW | N/A | USD/air conditioner | us | us | 81.4632
residential air conditioning | High Efficiency Central Air Conditioner | 2036 | FIXED_OM | REPLACEMENT | N/A | USD/air conditioner | us | us | 81.4632
residential air conditioning | High Efficiency Central Air Conditioner | 2036 | INSTALLATION | NEW | N/A | USD/air conditioner | us | us | 589.5366
residential air conditioning | High Efficiency Central Air Conditioner | 2036 | INSTALLATION | REPLACEMENT | N/A | USD/air conditioner | us | us | 589.5366
residential air conditioning | High Efficiency Central Air Conditioner | 2037 | CAPITAL | NEW | N/A | USD/air conditioner | us | us | 5171.8437
residential air conditioning | High Efficiency Central Air Conditioner | 2037 | CAPITAL | REPLACEMENT | N/A | USD/air conditioner | us | us | 5171.8437
residential air conditioning | High Efficiency Central Air Conditioner | 2037 | FIXED_OM | NEW | N/A | USD/air conditioner | us | us | 81.4632
residential air conditioning | High Efficiency Central Air Conditioner | 2037 | FIXED_OM | REPLACEMENT | N/A | USD/air conditioner | us | us | 81.4632
residential air conditioning | High Efficiency Central Air Conditioner | 2037 | INSTALLATION | NEW | N/A | USD/air conditioner | us | us | 589.5366
residential air conditioning | High Efficiency Central Air Conditioner | 2037 | INSTALLATION | REPLACEMENT | N/A | USD/air conditioner | us | us | 589.5366
residential air conditioning | High Efficiency Central Air Conditioner | 2038 | CAPITAL | NEW | N/A | USD/air conditioner | us | us | 5171.8437
residential air conditioning | High Efficiency Central Air Conditioner | 2038 | CAPITAL | REPLACEMENT | N/A | USD/air conditioner | us | us | 5171.8437
residential air conditioning | High Efficiency Central Air Conditioner | 2038 | FIXED_OM | NEW | N/A | USD/air conditioner | us | us | 81.4632
residential air conditioning | High Efficiency Central Air Conditioner | 2038 | FIXED_OM | REPLACEMENT | N/A | USD/air conditioner | us | us | 81.4632
residential air conditioning | High Efficiency Central Air Conditioner | 2038 | INSTALLATION | NEW | N/A | USD/air conditioner | us | us | 589.5366
residential air conditioning | High Efficiency Central Air Conditioner | 2038 | INSTALLATION | REPLACEMENT | N/A | USD/air conditioner | us | us | 589.5366
residential air conditioning | High Efficiency Central Air Conditioner | 2039 | CAPITAL | NEW | N/A | USD/air conditioner | us | us | 5171.8437
residential air conditioning | High Efficiency Central Air Conditioner | 2039 | CAPITAL | REPLACEMENT | N/A | USD/air conditioner | us | us | 5171.8437
residential air conditioning | High Efficiency Central Air Conditioner | 2039 | FIXED_OM | NEW | N/A | USD/air conditioner | us | us | 81.4632
residential air conditioning | High Efficiency Central Air Conditioner | 2039 | FIXED_OM | REPLACEMENT | N/A | USD/air conditioner | us | us | 81.4632
residential air conditioning | High Efficiency Central Air Conditioner | 2039 | INSTALLATION | NEW | N/A | USD/air conditioner | us | us | 589.5366
residential air conditioning | High Efficiency Central Air Conditioner | 2039 | INSTALLATION | REPLACEMENT | N/A | USD/air conditioner | us | us | 589.5366
residential air conditioning | High Efficiency Central Air Conditioner | 2040 | CAPITAL | NEW | N/A | USD/air conditioner | us | us | 5171.8437
residential air conditioning | High Efficiency Central Air Conditioner | 2040 | CAPITAL | REPLACEMENT | N/A | USD/air conditioner | us | us | 5171.8437
residential air conditioning | High Efficiency Central Air Conditioner | 2040 | FIXED_OM | NEW | N/A | USD/air conditioner | us | us | 81.4632
residential air conditioning | High Efficiency Central Air Conditioner | 2040 | FIXED_OM | REPLACEMENT | N/A | USD/air conditioner | us | us | 81.4632
residential air conditioning | High Efficiency Central Air Conditioner | 2040 | INSTALLATION | NEW | N/A | USD/air conditioner | us | us | 589.5366
residential air conditioning | High Efficiency Central Air Conditioner | 2040 | INSTALLATION | REPLACEMENT | N/A | USD/air conditioner | us | us | 589.5366
residential air conditioning | High Efficiency Central Air Conditioner | 2041 | CAPITAL | NEW | N/A | USD/air conditioner | us | us | 5171.8437
residential air conditioning | High Efficiency Central Air Conditioner | 2041 | CAPITAL | REPLACEMENT | N/A | USD/air conditioner | us | us | 5171.8437
residential air conditioning | High Efficiency Central Air Conditioner | 2041 | FIXED_OM | NEW | N/A | USD/air conditioner | us | us | 81.4632
residential air conditioning | High Efficiency Central Air Conditioner | 2041 | FIXED_OM | REPLACEMENT | N/A | USD/air conditioner | us | us | 81.4632
residential air conditioning | High Efficiency Central Air Conditioner | 2041 | INSTALLATION | NEW | N/A | USD/air conditioner | us | us | 589.5366
residential air conditioning | High Efficiency Central Air Conditioner | 2041 | INSTALLATION | REPLACEMENT | N/A | USD/air conditioner | us | us | 589.5366
residential air conditioning | High Efficiency Central Air Conditioner | 2042 | CAPITAL | NEW | N/A | USD/air conditioner | us | us | 5171.8437
residential air conditioning | High Efficiency Central Air Conditioner | 2042 | CAPITAL | REPLACEMENT | N/A | USD/air conditioner | us | us | 5171.8437
residential air conditioning | High Efficiency Central Air Conditioner | 2042 | FIXED_OM | NEW | N/A | USD/air conditioner | us | us | 81.4632
residential air conditioning | High Efficiency Central Air Conditioner | 2042 | FIXED_OM | REPLACEMENT | N/A | USD/air conditioner | us | us | 81.4632
residential air conditioning | High Efficiency Central Air Conditioner | 2042 | INSTALLATION | NEW | N/A | USD/air conditioner | us | us | 589.5366
residential air conditioning | High Efficiency Central Air Conditioner | 2042 | INSTALLATION | REPLACEMENT | N/A | USD/air conditioner | us | us | 589.5366
residential air conditioning | High Efficiency Central Air Conditioner | 2043 | CAPITAL | NEW | N/A | USD/air conditioner | us | us | 5171.8437
residential air conditioning | High Efficiency Central Air Conditioner | 2043 | CAPITAL | REPLACEMENT | N/A | USD/air conditioner | us | us | 5171.8437
residential air conditioning | High Efficiency Central Air Conditioner | 2043 | FIXED_OM | NEW | N/A | USD/air conditioner | us | us | 81.4632
residential air conditioning | High Efficiency Central Air Conditioner | 2043 | FIXED_OM | REPLACEMENT | N/A | USD/air conditioner | us | us | 81.4632
residential air conditioning | High Efficiency Central Air Conditioner | 2043 | INSTALLATION | NEW | N/A | USD/air conditioner | us | us | 589.5366
residential air conditioning | High Efficiency Central Air Conditioner | 2043 | INSTALLATION | REPLACEMENT | N/A | USD/air conditioner | us | us | 589.5366
residential air conditioning | High Efficiency Central Air Conditioner | 2044 | CAPITAL | NEW | N/A | USD/air conditioner | us | us | 5171.8437
residential air conditioning | High Efficiency Central Air Conditioner | 2044 | CAPITAL | REPLACEMENT | N/A | USD/air conditioner | us | us | 5171.8437
residential air conditioning | High Efficiency Central Air Conditioner | 2044 | FIXED_OM | NEW | N/A | USD/air conditioner | us | us | 81.4632
residential air conditioning | High Efficiency Central Air Conditioner | 2044 | FIXED_OM | REPLACEMENT | N/A | USD/air conditioner | us | us | 81.4632
residential air conditioning | High Efficiency Central Air Conditioner | 2044 | INSTALLATION | NEW | N/A | USD/air conditioner | us | us | 589.5366
residential air conditioning | High Efficiency Central Air Conditioner | 2044 | INSTALLATION | REPLACEMENT | N/A | USD/air conditioner | us | us | 589.5366
residential air conditioning | High Efficiency Central Air Conditioner | 2045 | CAPITAL | NEW | N/A | USD/air conditioner | us | us | 5171.8437
residential air conditioning | High Efficiency Central Air Conditioner | 2045 | CAPITAL | REPLACEMENT | N/A | USD/air conditioner | us | us | 5171.8437
residential air conditioning | High Efficiency Central Air Conditioner | 2045 | FIXED_OM | NEW | N/A | USD/air conditioner | us | us | 81.4632
residential air conditioning | High Efficiency Central Air Conditioner | 2045 | FIXED_OM | REPLACEMENT | N/A | USD/air conditioner | us | us | 81.4632
residential air conditioning | High Efficiency Central Air Conditioner | 2045 | INSTALLATION | NEW | N/A | USD/air conditioner | us | us | 589.5366
residential air conditioning | High Efficiency Central Air Conditioner | 2045 | INSTALLATION | REPLACEMENT | N/A | USD/air conditioner | us | us | 589.5366
residential air conditioning | High Efficiency Central Air Conditioner | 2046 | CAPITAL | NEW | N/A | USD/air conditioner | us | us | 5171.8437
residential air conditioning | High Efficiency Central Air Conditioner | 2046 | CAPITAL | REPLACEMENT | N/A | USD/air conditioner | us | us | 5171.8437
residential air conditioning | High Efficiency Central Air Conditioner | 2046 | FIXED_OM | NEW | N/A | USD/air conditioner | us | us | 81.4632
residential air conditioning | High Efficiency Central Air Conditioner | 2046 | FIXED_OM | REPLACEMENT | N/A | USD/air conditioner | us | us | 81.4632
residential air conditioning | High Efficiency Central Air Conditioner | 2046 | INSTALLATION | NEW | N/A | USD/air conditioner | us | us | 589.5366
residential air conditioning | High Efficiency Central Air Conditioner | 2046 | INSTALLATION | REPLACEMENT | N/A | USD/air conditioner | us | us | 589.5366
residential air conditioning | High Efficiency Central Air Conditioner | 2047 | CAPITAL | NEW | N/A | USD/air conditioner | us | us | 5171.8437
residential air conditioning | High Efficiency Central Air Conditioner | 2047 | CAPITAL | REPLACEMENT | N/A | USD/air conditioner | us | us | 5171.8437
residential air conditioning | High Efficiency Central Air Conditioner | 2047 | FIXED_OM | NEW | N/A | USD/air conditioner | us | us | 81.4632
residential air conditioning | High Efficiency Central Air Conditioner | 2047 | FIXED_OM | REPLACEMENT | N/A | USD/air conditioner | us | us | 81.4632
residential air conditioning | High Efficiency Central Air Conditioner | 2047 | INSTALLATION | NEW | N/A | USD/air conditioner | us | us | 589.5366
residential air conditioning | High Efficiency Central Air Conditioner | 2047 | INSTALLATION | REPLACEMENT | N/A | USD/air conditioner | us | us | 589.5366
residential air conditioning | High Efficiency Central Air Conditioner | 2048 | CAPITAL | NEW | N/A | USD/air conditioner | us | us | 5171.8437
residential air conditioning | High Efficiency Central Air Conditioner | 2048 | CAPITAL | REPLACEMENT | N/A | USD/air conditioner | us | us | 5171.8437
residential air conditioning | High Efficiency Central Air Conditioner | 2048 | FIXED_OM | NEW | N/A | USD/air conditioner | us | us | 81.4632
residential air conditioning | High Efficiency Central Air Conditioner | 2048 | FIXED_OM | REPLACEMENT | N/A | USD/air conditioner | us | us | 81.4632
residential air conditioning | High Efficiency Central Air Conditioner | 2048 | INSTALLATION | NEW | N/A | USD/air conditioner | us | us | 589.5366
residential air conditioning | High Efficiency Central Air Conditioner | 2048 | INSTALLATION | REPLACEMENT | N/A | USD/air conditioner | us | us | 589.5366
residential air conditioning | High Efficiency Central Air Conditioner | 2049 | CAPITAL | NEW | N/A | USD/air conditioner | us | us | 5171.8437
residential air conditioning | High Efficiency Central Air Conditioner | 2049 | CAPITAL | REPLACEMENT | N/A | USD/air conditioner | us | us | 5171.8437
residential air conditioning | High Efficiency Central Air Conditioner | 2049 | FIXED_OM | NEW | N/A | USD/air conditioner | us | us | 81.4632
residential air conditioning | High Efficiency Central Air Conditioner | 2049 | FIXED_OM | REPLACEMENT | N/A | USD/air conditioner | us | us | 81.4632
residential air conditioning | High Efficiency Central Air Conditioner | 2049 | INSTALLATION | NEW | N/A | USD/air conditioner | us | us | 589.5366
residential air conditioning | High Efficiency Central Air Conditioner | 2049 | INSTALLATION | REPLACEMENT | N/A | USD/air conditioner | us | us | 589.5366
residential air conditioning | High Efficiency Central Air Conditioner | 2050 | CAPITAL | NEW | N/A | USD/air conditioner | us | us | 5171.8437
residential air conditioning | High Efficiency Central Air Conditioner | 2050 | CAPITAL | REPLACEMENT | N/A | USD/air conditioner | us | us | 5171.8437
residential air conditioning | High Efficiency Central Air Conditioner | 2050 | FIXED_OM | NEW | N/A | USD/air conditioner | us | us | 81.4632
residential air conditioning | High Efficiency Central Air Conditioner | 2050 | FIXED_OM | REPLACEMENT | N/A | USD/air conditioner | us | us | 81.4632
residential air conditioning | High Efficiency Central Air Conditioner | 2050 | INSTALLATION | NEW | N/A | USD/air conditioner | us | us | 589.5366
residential air conditioning | High Efficiency Central Air Conditioner | 2050 | INSTALLATION | REPLACEMENT | N/A | USD/air conditioner | us | us | 589.5366
residential air conditioning | High Efficiency Geothermal Heat Pump - Cooling | 2020 | CAPITAL | NEW | N/A | USD/air conditioner | us | us | 4287.5388
residential air conditioning | High Efficiency Geothermal Heat Pump - Cooling | 2020 | CAPITAL | REPLACEMENT | N/A | USD/air conditioner | us | us | 4287.5388
residential air conditioning | High Efficiency Geothermal Heat Pump - Cooling | 2020 | FIXED_OM | NEW | N/A | USD/air conditioner | us | us | 40.1957
residential air conditioning | High Efficiency Geothermal Heat Pump - Cooling | 2020 | FIXED_OM | REPLACEMENT | N/A | USD/air conditioner | us | us | 40.1957
residential air conditioning | High Efficiency Geothermal Heat Pump - Cooling | 2020 | INSTALLATION | NEW | N/A | USD/air conditioner | us | us | 8307.1064
residential air conditioning | High Efficiency Geothermal Heat Pump - Cooling | 2020 | INSTALLATION | REPLACEMENT | N/A | USD/air conditioner | us | us | 8307.1064
residential air conditioning | High Efficiency Geothermal Heat Pump - Cooling | 2021 | CAPITAL | NEW | N/A | USD/air conditioner | us | us | 4287.5388
residential air conditioning | High Efficiency Geothermal Heat Pump - Cooling | 2021 | CAPITAL | REPLACEMENT | N/A | USD/air conditioner | us | us | 4287.5388
residential air conditioning | High Efficiency Geothermal Heat Pump - Cooling | 2021 | FIXED_OM | NEW | N/A | USD/air conditioner | us | us | 40.1957
residential air conditioning | High Efficiency Geothermal Heat Pump - Cooling | 2021 | FIXED_OM | REPLACEMENT | N/A | USD/air conditioner | us | us | 40.1957
residential air conditioning | High Efficiency Geothermal Heat Pump - Cooling | 2021 | INSTALLATION | NEW | N/A | USD/air conditioner | us | us | 8307.1064
residential air conditioning | High Efficiency Geothermal Heat Pump - Cooling | 2021 | INSTALLATION | REPLACEMENT | N/A | USD/air conditioner | us | us | 8307.1064
residential air conditioning | High Efficiency Geothermal Heat Pump - Cooling | 2022 | CAPITAL | NEW | N/A | USD/air conditioner | us | us | 4287.5388
residential air conditioning | High Efficiency Geothermal Heat Pump - Cooling | 2022 | CAPITAL | REPLACEMENT | N/A | USD/air conditioner | us | us | 4287.5388
residential air conditioning | High Efficiency Geothermal Heat Pump - Cooling | 2022 | FIXED_OM | NEW | N/A | USD/air conditioner | us | us | 40.1957
residential air conditioning | High Efficiency Geothermal Heat Pump - Cooling | 2022 | FIXED_OM | REPLACEMENT | N/A | USD/air conditioner | us | us | 40.1957
residential air conditioning | High Efficiency Geothermal Heat Pump - Cooling | 2022 | INSTALLATION | NEW | N/A | USD/air conditioner | us | us | 8307.1064
residential air conditioning | High Efficiency Geothermal Heat Pump - Cooling | 2022 | INSTALLATION | REPLACEMENT | N/A | USD/air conditioner | us | us | 8307.1064
residential air conditioning | High Efficiency Geothermal Heat Pump - Cooling | 2023 | CAPITAL | NEW | N/A | USD/air conditioner | us | us | 4287.5388
residential air conditioning | High Efficiency Geothermal Heat Pump - Cooling | 2023 | CAPITAL | REPLACEMENT | N/A | USD/air conditioner | us | us | 4287.5388
residential air conditioning | High Efficiency Geothermal Heat Pump - Cooling | 2023 | FIXED_OM | NEW | N/A | USD/air conditioner | us | us | 40.1957
residential air conditioning | High Efficiency Geothermal Heat Pump - Cooling | 2023 | FIXED_OM | REPLACEMENT | N/A | USD/air conditioner | us | us | 40.1957
residential air conditioning | High Efficiency Geothermal Heat Pump - Cooling | 2023 | INSTALLATION | NEW | N/A | USD/air conditioner | us | us | 8307.1064
residential air conditioning | High Efficiency Geothermal Heat Pump - Cooling | 2023 | INSTALLATION | REPLACEMENT | N/A | USD/air conditioner | us | us | 8307.1064
residential air conditioning | High Efficiency Geothermal Heat Pump - Cooling | 2024 | CAPITAL | NEW | N/A | USD/air conditioner | us | us | 4287.5388
residential air conditioning | High Efficiency Geothermal Heat Pump - Cooling | 2024 | CAPITAL | REPLACEMENT | N/A | USD/air conditioner | us | us | 4287.5388
residential air conditioning | High Efficiency Geothermal Heat Pump - Cooling | 2024 | FIXED_OM | NEW | N/A | USD/air conditioner | us | us | 40.1957
residential air conditioning | High Efficiency Geothermal Heat Pump - Cooling | 2024 | FIXED_OM | REPLACEMENT | N/A | USD/air conditioner | us | us | 40.1957
residential air conditioning | High Efficiency Geothermal Heat Pump - Cooling | 2024 | INSTALLATION | NEW | N/A | USD/air conditioner | us | us | 8307.1064
residential air conditioning | High Efficiency Geothermal Heat Pump - Cooling | 2024 | INSTALLATION | REPLACEMENT | N/A | USD/air conditioner | us | us | 8307.1064
residential air conditioning | High Efficiency Geothermal Heat Pump - Cooling | 2025 | CAPITAL | NEW | N/A | USD/air conditioner | us | us | 4287.5388
residential air conditioning | High Efficiency Geothermal Heat Pump - Cooling | 2025 | CAPITAL | REPLACEMENT | N/A | USD/air conditioner | us | us | 4287.5388
residential air conditioning | High Efficiency Geothermal Heat Pump - Cooling | 2025 | FIXED_OM | NEW | N/A | USD/air conditioner | us | us | 40.1957
residential air conditioning | High Efficiency Geothermal Heat Pump - Cooling | 2025 | FIXED_OM | REPLACEMENT | N/A | USD/air conditioner | us | us | 40.1957
residential air conditioning | High Efficiency Geothermal Heat Pump - Cooling | 2025 | INSTALLATION | NEW | N/A | USD/air conditioner | us | us | 8307.1064
residential air conditioning | High Efficiency Geothermal Heat Pump - Cooling | 2025 | INSTALLATION | REPLACEMENT | N/A | USD/air conditioner | us | us | 8307.1064
residential air conditioning | High Efficiency Geothermal Heat Pump - Cooling | 2026 | CAPITAL | NEW | N/A | USD/air conditioner | us | us | 4287.5388
residential air conditioning | High Efficiency Geothermal Heat Pump - Cooling | 2026 | CAPITAL | REPLACEMENT | N/A | USD/air conditioner | us | us | 4287.5388
residential air conditioning | High Efficiency Geothermal Heat Pump - Cooling | 2026 | FIXED_OM | NEW | N/A | USD/air conditioner | us | us | 40.1957
residential air conditioning | High Efficiency Geothermal Heat Pump - Cooling | 2026 | FIXED_OM | REPLACEMENT | N/A | USD/air conditioner | us | us | 40.1957
residential air conditioning | High Efficiency Geothermal Heat Pump - Cooling | 2026 | INSTALLATION | NEW | N/A | USD/air conditioner | us | us | 8307.1064
residential air conditioning | High Efficiency Geothermal Heat Pump - Cooling | 2026 | INSTALLATION | REPLACEMENT | N/A | USD/air conditioner | us | us | 8307.1064
residential air conditioning | High Efficiency Geothermal Heat Pump - Cooling | 2027 | CAPITAL | NEW | N/A | USD/air conditioner | us | us | 4287.5388
residential air conditioning | High Efficiency Geothermal Heat Pump - Cooling | 2027 | CAPITAL | REPLACEMENT | N/A | USD/air conditioner | us | us | 4287.5388
residential air conditioning | High Efficiency Geothermal Heat Pump - Cooling | 2027 | FIXED_OM | NEW | N/A | USD/air conditioner | us | us | 40.1957
residential air conditioning | High Efficiency Geothermal Heat Pump - Cooling | 2027 | FIXED_OM | REPLACEMENT | N/A | USD/air conditioner | us | us | 40.1957
residential air conditioning | High Efficiency Geothermal Heat Pump - Cooling | 2027 | INSTALLATION | NEW | N/A | USD/air conditioner | us | us | 8307.1064
residential air conditioning | High Efficiency Geothermal Heat Pump - Cooling | 2027 | INSTALLATION | REPLACEMENT | N/A | USD/air conditioner | us | us | 8307.1064
residential air conditioning | High Efficiency Geothermal Heat Pump - Cooling | 2028 | CAPITAL | NEW | N/A | USD/air conditioner | us | us | 4287.5388
residential air conditioning | High Efficiency Geothermal Heat Pump - Cooling | 2028 | CAPITAL | REPLACEMENT | N/A | USD/air conditioner | us | us | 4287.5388
residential air conditioning | High Efficiency Geothermal Heat Pump - Cooling | 2028 | FIXED_OM | NEW | N/A | USD/air conditioner | us | us | 40.1957
residential air conditioning | High Efficiency Geothermal Heat Pump - Cooling | 2028 | FIXED_OM | REPLACEMENT | N/A | USD/air conditioner | us | us | 40.1957
residential air conditioning | High Efficiency Geothermal Heat Pump - Cooling | 2028 | INSTALLATION | NEW | N/A | USD/air conditioner | us | us | 8307.1064
residential air conditioning | High Efficiency Geothermal Heat Pump - Cooling | 2028 | INSTALLATION | REPLACEMENT | N/A | USD/air conditioner | us | us | 8307.1064
residential air conditioning | High Efficiency Geothermal Heat Pump - Cooling | 2029 | CAPITAL | NEW | N/A | USD/air conditioner | us | us | 4287.5388
residential air conditioning | High Efficiency Geothermal Heat Pump - Cooling | 2029 | CAPITAL | REPLACEMENT | N/A | USD/air conditioner | us | us | 4287.5388
residential air conditioning | High Efficiency Geothermal Heat Pump - Cooling | 2029 | FIXED_OM | NEW | N/A | USD/air conditioner | us | us | 40.1957
residential air conditioning | High Efficiency Geothermal Heat Pump - Cooling | 2029 | FIXED_OM | REPLACEMENT | N/A | USD/air conditioner | us | us | 40.1957
residential air conditioning | High Efficiency Geothermal Heat Pump - Cooling | 2029 | INSTALLATION | NEW | N/A | USD/air conditioner | us | us | 8307.1064
residential air conditioning | High Efficiency Geothermal Heat Pump - Cooling | 2029 | INSTALLATION | REPLACEMENT | N/A | USD/air conditioner | us | us | 8307.1064
residential air conditioning | High Efficiency Geothermal Heat Pump - Cooling | 2030 | CAPITAL | NEW | N/A | USD/air conditioner | us | us | 4287.5388
residential air conditioning | High Efficiency Geothermal Heat Pump - Cooling | 2030 | CAPITAL | REPLACEMENT | N/A | USD/air conditioner | us | us | 4287.5388
residential air conditioning | High Efficiency Geothermal Heat Pump - Cooling | 2030 | FIXED_OM | NEW | N/A | USD/air conditioner | us | us | 40.1957
residential air conditioning | High Efficiency Geothermal Heat Pump - Cooling | 2030 | FIXED_OM | REPLACEMENT | N/A | USD/air conditioner | us | us | 40.1957
residential air conditioning | High Efficiency Geothermal Heat Pump - Cooling | 2030 | INSTALLATION | NEW | N/A | USD/air conditioner | us | us | 8307.1064
residential air conditioning | High Efficiency Geothermal Heat Pump - Cooling | 2030 | INSTALLATION | REPLACEMENT | N/A | USD/air conditioner | us | us | 8307.1064
residential air conditioning | High Efficiency Geothermal Heat Pump - Cooling | 2031 | CAPITAL | NEW | N/A | USD/air conditioner | us | us | 4287.5388
residential air conditioning | High Efficiency Geothermal Heat Pump - Cooling | 2031 | CAPITAL | REPLACEMENT | N/A | USD/air conditioner | us | us | 4287.5388
residential air conditioning | High Efficiency Geothermal Heat Pump - Cooling | 2031 | FIXED_OM | NEW | N/A | USD/air conditioner | us | us | 40.1957
residential air conditioning | High Efficiency Geothermal Heat Pump - Cooling | 2031 | FIXED_OM | REPLACEMENT | N/A | USD/air conditioner | us | us | 40.1957
residential air conditioning | High Efficiency Geothermal Heat Pump - Cooling | 2031 | INSTALLATION | NEW | N/A | USD/air conditioner | us | us | 8307.1064
residential air conditioning | High Efficiency Geothermal Heat Pump - Cooling | 2031 | INSTALLATION | REPLACEMENT | N/A | USD/air conditioner | us | us | 8307.1064
residential air conditioning | High Efficiency Geothermal Heat Pump - Cooling | 2032 | CAPITAL | NEW | N/A | USD/air conditioner | us | us | 4287.5388
residential air conditioning | High Efficiency Geothermal Heat Pump - Cooling | 2032 | CAPITAL | REPLACEMENT | N/A | USD/air conditioner | us | us | 4287.5388
residential air conditioning | High Efficiency Geothermal Heat Pump - Cooling | 2032 | FIXED_OM | NEW | N/A | USD/air conditioner | us | us | 40.1957
residential air conditioning | High Efficiency Geothermal Heat Pump - Cooling | 2032 | FIXED_OM | REPLACEMENT | N/A | USD/air conditioner | us | us | 40.1957
residential air conditioning | High Efficiency Geothermal Heat Pump - Cooling | 2032 | INSTALLATION | NEW | N/A | USD/air conditioner | us | us | 8307.1064
residential air conditioning | High Efficiency Geothermal Heat Pump - Cooling | 2032 | INSTALLATION | REPLACEMENT | N/A | USD/air conditioner | us | us | 8307.1064
residential air conditioning | High Efficiency Geothermal Heat Pump - Cooling | 2033 | CAPITAL | NEW | N/A | USD/air conditioner | us | us | 4287.5388
residential air conditioning | High Efficiency Geothermal Heat Pump - Cooling | 2033 | CAPITAL | REPLACEMENT | N/A | USD/air conditioner | us | us | 4287.5388
residential air conditioning | High Efficiency Geothermal Heat Pump - Cooling | 2033 | FIXED_OM | NEW | N/A | USD/air conditioner | us | us | 40.1957
residential air conditioning | High Efficiency Geothermal Heat Pump - Cooling | 2033 | FIXED_OM | REPLACEMENT | N/A | USD/air conditioner | us | us | 40.1957
residential air conditioning | High Efficiency Geothermal Heat Pump - Cooling | 2033 | INSTALLATION | NEW | N/A | USD/air conditioner | us | us | 8307.1064
residential air conditioning | High Efficiency Geothermal Heat Pump - Cooling | 2033 | INSTALLATION | REPLACEMENT | N/A | USD/air conditioner | us | us | 8307.1064
residential air conditioning | High Efficiency Geothermal Heat Pump - Cooling | 2034 | CAPITAL | NEW | N/A | USD/air conditioner | us | us | 4287.5388
residential air conditioning | High Efficiency Geothermal Heat Pump - Cooling | 2034 | CAPITAL | REPLACEMENT | N/A | USD/air conditioner | us | us | 4287.5388
residential air conditioning | High Efficiency Geothermal Heat Pump - Cooling | 2034 | FIXED_OM | NEW | N/A | USD/air conditioner | us | us | 40.1957
residential air conditioning | High Efficiency Geothermal Heat Pump - Cooling | 2034 | FIXED_OM | REPLACEMENT | N/A | USD/air conditioner | us | us | 40.1957
residential air conditioning | High Efficiency Geothermal Heat Pump - Cooling | 2034 | INSTALLATION | NEW | N/A | USD/air conditioner | us | us | 8307.1064
residential air conditioning | High Efficiency Geothermal Heat Pump - Cooling | 2034 | INSTALLATION | REPLACEMENT | N/A | USD/air conditioner | us | us | 8307.1064
residential air conditioning | High Efficiency Geothermal Heat Pump - Cooling | 2035 | CAPITAL | NEW | N/A | USD/air conditioner | us | us | 4287.5388
residential air conditioning | High Efficiency Geothermal Heat Pump - Cooling | 2035 | CAPITAL | REPLACEMENT | N/A | USD/air conditioner | us | us | 4287.5388
residential air conditioning | High Efficiency Geothermal Heat Pump - Cooling | 2035 | FIXED_OM | NEW | N/A | USD/air conditioner | us | us | 40.1957
residential air conditioning | High Efficiency Geothermal Heat Pump - Cooling | 2035 | FIXED_OM | REPLACEMENT | N/A | USD/air conditioner | us | us | 40.1957
residential air conditioning | High Efficiency Geothermal Heat Pump - Cooling | 2035 | INSTALLATION | NEW | N/A | USD/air conditioner | us | us | 8307.1064
residential air conditioning | High Efficiency Geothermal Heat Pump - Cooling | 2035 | INSTALLATION | REPLACEMENT | N/A | USD/air conditioner | us | us | 8307.1064
residential air conditioning | High Efficiency Geothermal Heat Pump - Cooling | 2036 | CAPITAL | NEW | N/A | USD/air conditioner | us | us | 4287.5388
residential air conditioning | High Efficiency Geothermal Heat Pump - Cooling | 2036 | CAPITAL | REPLACEMENT | N/A | USD/air conditioner | us | us | 4287.5388
residential air conditioning | High Efficiency Geothermal Heat Pump - Cooling | 2036 | FIXED_OM | NEW | N/A | USD/air conditioner | us | us | 40.1957
residential air conditioning | High Efficiency Geothermal Heat Pump - Cooling | 2036 | FIXED_OM | REPLACEMENT | N/A | USD/air conditioner | us | us | 40.1957
residential air conditioning | High Efficiency Geothermal Heat Pump - Cooling | 2036 | INSTALLATION | NEW | N/A | USD/air conditioner | us | us | 8307.1064
residential air conditioning | High Efficiency Geothermal Heat Pump - Cooling | 2036 | INSTALLATION | REPLACEMENT | N/A | USD/air conditioner | us | us | 8307.1064
residential air conditioning | High Efficiency Geothermal Heat Pump - Cooling | 2037 | CAPITAL | NEW | N/A | USD/air conditioner | us | us | 4287.5388
residential air conditioning | High Efficiency Geothermal Heat Pump - Cooling | 2037 | CAPITAL | REPLACEMENT | N/A | USD/air conditioner | us | us | 4287.5388
residential air conditioning | High Efficiency Geothermal Heat Pump - Cooling | 2037 | FIXED_OM | NEW | N/A | USD/air conditioner | us | us | 40.1957
residential air conditioning | High Efficiency Geothermal Heat Pump - Cooling | 2037 | FIXED_OM | REPLACEMENT | N/A | USD/air conditioner | us | us | 40.1957
residential air conditioning | High Efficiency Geothermal Heat Pump - Cooling | 2037 | INSTALLATION | NEW | N/A | USD/air conditioner | us | us | 8307.1064
residential air conditioning | High Efficiency Geothermal Heat Pump - Cooling | 2037 | INSTALLATION | REPLACEMENT | N/A | USD/air conditioner | us | us | 8307.1064
residential air conditioning | High Efficiency Geothermal Heat Pump - Cooling | 2038 | CAPITAL | NEW | N/A | USD/air conditioner | us | us | 4287.5388
residential air conditioning | High Efficiency Geothermal Heat Pump - Cooling | 2038 | CAPITAL | REPLACEMENT | N/A | USD/air conditioner | us | us | 4287.5388
residential air conditioning | High Efficiency Geothermal Heat Pump - Cooling | 2038 | FIXED_OM | NEW | N/A | USD/air conditioner | us | us | 40.1957
residential air conditioning | High Efficiency Geothermal Heat Pump - Cooling | 2038 | FIXED_OM | REPLACEMENT | N/A | USD/air conditioner | us | us | 40.1957
residential air conditioning | High Efficiency Geothermal Heat Pump - Cooling | 2038 | INSTALLATION | NEW | N/A | USD/air conditioner | us | us | 8307.1064
residential air conditioning | High Efficiency Geothermal Heat Pump - Cooling | 2038 | INSTALLATION | REPLACEMENT | N/A | USD/air conditioner | us | us | 8307.1064
residential air conditioning | High Efficiency Geothermal Heat Pump - Cooling | 2039 | CAPITAL | NEW | N/A | USD/air conditioner | us | us | 4287.5388
residential air conditioning | High Efficiency Geothermal Heat Pump - Cooling | 2039 | CAPITAL | REPLACEMENT | N/A | USD/air conditioner | us | us | 4287.5388
residential air conditioning | High Efficiency Geothermal Heat Pump - Cooling | 2039 | FIXED_OM | NEW | N/A | USD/air conditioner | us | us | 40.1957
residential air conditioning | High Efficiency Geothermal Heat Pump - Cooling | 2039 | FIXED_OM | REPLACEMENT | N/A | USD/air conditioner | us | us | 40.1957
residential air conditioning | High Efficiency Geothermal Heat Pump - Cooling | 2039 | INSTALLATION | NEW | N/A | USD/air conditioner | us | us | 8307.1064
residential air conditioning | High Efficiency Geothermal Heat Pump - Cooling | 2039 | INSTALLATION | REPLACEMENT | N/A | USD/air conditioner | us | us | 8307.1064
residential air conditioning | High Efficiency Geothermal Heat Pump - Cooling | 2040 | CAPITAL | NEW | N/A | USD/air conditioner | us | us | 4287.5388
residential air conditioning | High Efficiency Geothermal Heat Pump - Cooling | 2040 | CAPITAL | REPLACEMENT | N/A | USD/air conditioner | us | us | 4287.5388
residential air conditioning | High Efficiency Geothermal Heat Pump - Cooling | 2040 | FIXED_OM | NEW | N/A | USD/air conditioner | us | us | 40.1957
residential air conditioning | High Efficiency Geothermal Heat Pump - Cooling | 2040 | FIXED_OM | REPLACEMENT | N/A | USD/air conditioner | us | us | 40.1957
residential air conditioning | High Efficiency Geothermal Heat Pump - Cooling | 2040 | INSTALLATION | NEW | N/A | USD/air conditioner | us | us | 8307.1064
residential air conditioning | High Efficiency Geothermal Heat Pump - Cooling | 2040 | INSTALLATION | REPLACEMENT | N/A | USD/air conditioner | us | us | 8307.1064
residential air conditioning | High Efficiency Geothermal Heat Pump - Cooling | 2041 | CAPITAL | NEW | N/A | USD/air conditioner | us | us | 4287.5388
residential air conditioning | High Efficiency Geothermal Heat Pump - Cooling | 2041 | CAPITAL | REPLACEMENT | N/A | USD/air conditioner | us | us | 4287.5388
residential air conditioning | High Efficiency Geothermal Heat Pump - Cooling | 2041 | FIXED_OM | NEW | N/A | USD/air conditioner | us | us | 40.1957
residential air conditioning | High Efficiency Geothermal Heat Pump - Cooling | 2041 | FIXED_OM | REPLACEMENT | N/A | USD/air conditioner | us | us | 40.1957
residential air conditioning | High Efficiency Geothermal Heat Pump - Cooling | 2041 | INSTALLATION | NEW | N/A | USD/air conditioner | us | us | 8307.1064
residential air conditioning | High Efficiency Geothermal Heat Pump - Cooling | 2041 | INSTALLATION | REPLACEMENT | N/A | USD/air conditioner | us | us | 8307.1064
residential air conditioning | High Efficiency Geothermal Heat Pump - Cooling | 2042 | CAPITAL | NEW | N/A | USD/air conditioner | us | us | 4287.5388
residential air conditioning | High Efficiency Geothermal Heat Pump - Cooling | 2042 | CAPITAL | REPLACEMENT | N/A | USD/air conditioner | us | us | 4287.5388
residential air conditioning | High Efficiency Geothermal Heat Pump - Cooling | 2042 | FIXED_OM | NEW | N/A | USD/air conditioner | us | us | 40.1957
residential air conditioning | High Efficiency Geothermal Heat Pump - Cooling | 2042 | FIXED_OM | REPLACEMENT | N/A | USD/air conditioner | us | us | 40.1957
residential air conditioning | High Efficiency Geothermal Heat Pump - Cooling | 2042 | INSTALLATION | NEW | N/A | USD/air conditioner | us | us | 8307.1064
residential air conditioning | High Efficiency Geothermal Heat Pump - Cooling | 2042 | INSTALLATION | REPLACEMENT | N/A | USD/air conditioner | us | us | 8307.1064
residential air conditioning | High Efficiency Geothermal Heat Pump - Cooling | 2043 | CAPITAL | NEW | N/A | USD/air conditioner | us | us | 4287.5388
residential air conditioning | High Efficiency Geothermal Heat Pump - Cooling | 2043 | CAPITAL | REPLACEMENT | N/A | USD/air conditioner | us | us | 4287.5388
residential air conditioning | High Efficiency Geothermal Heat Pump - Cooling | 2043 | FIXED_OM | NEW | N/A | USD/air conditioner | us | us | 40.1957
residential air conditioning | High Efficiency Geothermal Heat Pump - Cooling | 2043 | FIXED_OM | REPLACEMENT | N/A | USD/air conditioner | us | us | 40.1957
residential air conditioning | High Efficiency Geothermal Heat Pump - Cooling | 2043 | INSTALLATION | NEW | N/A | USD/air conditioner | us | us | 8307.1064
residential air conditioning | High Efficiency Geothermal Heat Pump - Cooling | 2043 | INSTALLATION | REPLACEMENT | N/A | USD/air conditioner | us | us | 8307.1064
residential air conditioning | High Efficiency Geothermal Heat Pump - Cooling | 2044 | CAPITAL | NEW | N/A | USD/air conditioner | us | us | 4287.5388
residential air conditioning | High Efficiency Geothermal Heat Pump - Cooling | 2044 | CAPITAL | REPLACEMENT | N/A | USD/air conditioner | us | us | 4287.5388
residential air conditioning | High Efficiency Geothermal Heat Pump - Cooling | 2044 | FIXED_OM | NEW | N/A | USD/air conditioner | us | us | 40.1957
residential air conditioning | High Efficiency Geothermal Heat Pump - Cooling | 2044 | FIXED_OM | REPLACEMENT | N/A | USD/air conditioner | us | us | 40.1957
residential air conditioning | High Efficiency Geothermal Heat Pump - Cooling | 2044 | INSTALLATION | NEW | N/A | USD/air conditioner | us | us | 8307.1064
residential air conditioning | High Efficiency Geothermal Heat Pump - Cooling | 2044 | INSTALLATION | REPLACEMENT | N/A | USD/air conditioner | us | us | 8307.1064
residential air conditioning | High Efficiency Geothermal Heat Pump - Cooling | 2045 | CAPITAL | NEW | N/A | USD/air conditioner | us | us | 4287.5388
residential air conditioning | High Efficiency Geothermal Heat Pump - Cooling | 2045 | CAPITAL | REPLACEMENT | N/A | USD/air conditioner | us | us | 4287.5388
residential air conditioning | High Efficiency Geothermal Heat Pump - Cooling | 2045 | FIXED_OM | NEW | N/A | USD/air conditioner | us | us | 40.1957
residential air conditioning | High Efficiency Geothermal Heat Pump - Cooling | 2045 | FIXED_OM | REPLACEMENT | N/A | USD/air conditioner | us | us | 40.1957
residential air conditioning | High Efficiency Geothermal Heat Pump - Cooling | 2045 | INSTALLATION | NEW | N/A | USD/air conditioner | us | us | 8307.1064
residential air conditioning | High Efficiency Geothermal Heat Pump - Cooling | 2045 | INSTALLATION | REPLACEMENT | N/A | USD/air conditioner | us | us | 8307.1064
residential air conditioning | High Efficiency Geothermal Heat Pump - Cooling | 2046 | CAPITAL | NEW | N/A | USD/air conditioner | us | us | 4287.5388
residential air conditioning | High Efficiency Geothermal Heat Pump - Cooling | 2046 | CAPITAL | REPLACEMENT | N/A | USD/air conditioner | us | us | 4287.5388
residential air conditioning | High Efficiency Geothermal Heat Pump - Cooling | 2046 | FIXED_OM | NEW | N/A | USD/air conditioner | us | us | 40.1957
residential air conditioning | High Efficiency Geothermal Heat Pump - Cooling | 2046 | FIXED_OM | REPLACEMENT | N/A | USD/air conditioner | us | us | 40.1957
residential air conditioning | High Efficiency Geothermal Heat Pump - Cooling | 2046 | INSTALLATION | NEW | N/A | USD/air conditioner | us | us | 8307.1064
residential air conditioning | High Efficiency Geothermal Heat Pump - Cooling | 2046 | INSTALLATION | REPLACEMENT | N/A | USD/air conditioner | us | us | 8307.1064
residential air conditioning | High Efficiency Geothermal Heat Pump - Cooling | 2047 | CAPITAL | NEW | N/A | USD/air conditioner | us | us | 4287.5388
residential air conditioning | High Efficiency Geothermal Heat Pump - Cooling | 2047 | CAPITAL | REPLACEMENT | N/A | USD/air conditioner | us | us | 4287.5388
residential air conditioning | High Efficiency Geothermal Heat Pump - Cooling | 2047 | FIXED_OM | NEW | N/A | USD/air conditioner | us | us | 40.1957
residential air conditioning | High Efficiency Geothermal Heat Pump - Cooling | 2047 | FIXED_OM | REPLACEMENT | N/A | USD/air conditioner | us | us | 40.1957
residential air conditioning | High Efficiency Geothermal Heat Pump - Cooling | 2047 | INSTALLATION | NEW | N/A | USD/air conditioner | us | us | 8307.1064
residential air conditioning | High Efficiency Geothermal Heat Pump - Cooling | 2047 | INSTALLATION | REPLACEMENT | N/A | USD/air conditioner | us | us | 8307.1064
residential air conditioning | High Efficiency Geothermal Heat Pump - Cooling | 2048 | CAPITAL | NEW | N/A | USD/air conditioner | us | us | 4287.5388
residential air conditioning | High Efficiency Geothermal Heat Pump - Cooling | 2048 | CAPITAL | REPLACEMENT | N/A | USD/air conditioner | us | us | 4287.5388
residential air conditioning | High Efficiency Geothermal Heat Pump - Cooling | 2048 | FIXED_OM | NEW | N/A | USD/air conditioner | us | us | 40.1957
residential air conditioning | High Efficiency Geothermal Heat Pump - Cooling | 2048 | FIXED_OM | REPLACEMENT | N/A | USD/air conditioner | us | us | 40.1957
residential air conditioning | High Efficiency Geothermal Heat Pump - Cooling | 2048 | INSTALLATION | NEW | N/A | USD/air conditioner | us | us | 8307.1064
residential air conditioning | High Efficiency Geothermal Heat Pump - Cooling | 2048 | INSTALLATION | REPLACEMENT | N/A | USD/air conditioner | us | us | 8307.1064
residential air conditioning | High Efficiency Geothermal Heat Pump - Cooling | 2049 | CAPITAL | NEW | N/A | USD/air conditioner | us | us | 4287.5388
residential air conditioning | High Efficiency Geothermal Heat Pump - Cooling | 2049 | CAPITAL | REPLACEMENT | N/A | USD/air conditioner | us | us | 4287.5388
residential air conditioning | High Efficiency Geothermal Heat Pump - Cooling | 2049 | FIXED_OM | NEW | N/A | USD/air conditioner | us | us | 40.1957
residential air conditioning | High Efficiency Geothermal Heat Pump - Cooling | 2049 | FIXED_OM | REPLACEMENT | N/A | USD/air conditioner | us | us | 40.1957
residential air conditioning | High Efficiency Geothermal Heat Pump - Cooling | 2049 | INSTALLATION | NEW | N/A | USD/air conditioner | us | us | 8307.1064
residential air conditioning | High Efficiency Geothermal Heat Pump - Cooling | 2049 | INSTALLATION | REPLACEMENT | N/A | USD/air conditioner | us | us | 8307.1064
residential air conditioning | High Efficiency Geothermal Heat Pump - Cooling | 2050 | CAPITAL | NEW | N/A | USD/air conditioner | us | us | 4287.5388
residential air conditioning | High Efficiency Geothermal Heat Pump - Cooling | 2050 | CAPITAL | REPLACEMENT | N/A | USD/air conditioner | us | us | 4287.5388
residential air conditioning | High Efficiency Geothermal Heat Pump - Cooling | 2050 | FIXED_OM | NEW | N/A | USD/air conditioner | us | us | 40.1957
residential air conditioning | High Efficiency Geothermal Heat Pump - Cooling | 2050 | FIXED_OM | REPLACEMENT | N/A | USD/air conditioner | us | us | 40.1957
residential air conditioning | High Efficiency Geothermal Heat Pump - Cooling | 2050 | INSTALLATION | NEW | N/A | USD/air conditioner | us | us | 8307.1064
residential air conditioning | High Efficiency Geothermal Heat Pump - Cooling | 2050 | INSTALLATION | REPLACEMENT | N/A | USD/air conditioner | us | us | 8307.1064
residential air conditioning | High Efficiency Geothermal Heat Pump - Cooling (with flex cost) | 2020 | CAPITAL | NEW | N/A | USD/air conditioner | us | us | 5239.5422
residential air conditioning | High Efficiency Geothermal Heat Pump - Cooling (with flex cost) | 2020 | CAPITAL | REPLACEMENT | N/A | USD/air conditioner | us | us | 5239.5422
residential air conditioning | High Efficiency Geothermal Heat Pump - Cooling (with flex cost) | 2020 | FIXED_OM | NEW | N/A | USD/air conditioner | us | us | 40.1957
residential air conditioning | High Efficiency Geothermal Heat Pump - Cooling (with flex cost) | 2020 | FIXED_OM | REPLACEMENT | N/A | USD/air conditioner | us | us | 40.1957
residential air conditioning | High Efficiency Geothermal Heat Pump - Cooling (with flex cost) | 2020 | INSTALLATION | NEW | N/A | USD/air conditioner | us | us | 8307.1064
residential air conditioning | High Efficiency Geothermal Heat Pump - Cooling (with flex cost) | 2021 | CAPITAL | NEW | N/A | USD/air conditioner | us | us | 5239.5422
residential air conditioning | High Efficiency Geothermal Heat Pump - Cooling (with flex cost) | 2021 | CAPITAL | REPLACEMENT | N/A | USD/air conditioner | us | us | 5239.5422
residential air conditioning | High Efficiency Geothermal Heat Pump - Cooling (with flex cost) | 2021 | FIXED_OM | NEW | N/A | USD/air conditioner | us | us | 40.1957
residential air conditioning | High Efficiency Geothermal Heat Pump - Cooling (with flex cost) | 2021 | FIXED_OM | REPLACEMENT | N/A | USD/air conditioner | us | us | 40.1957
residential air conditioning | High Efficiency Geothermal Heat Pump - Cooling (with flex cost) | 2021 | INSTALLATION | NEW | N/A | USD/air conditioner | us | us | 8307.1064
residential air conditioning | High Efficiency Geothermal Heat Pump - Cooling (with flex cost) | 2022 | CAPITAL | NEW | N/A | USD/air conditioner | us | us | 5239.5422
residential air conditioning | High Efficiency Geothermal Heat Pump - Cooling (with flex cost) | 2022 | CAPITAL | REPLACEMENT | N/A | USD/air conditioner | us | us | 5239.5422
residential air conditioning | High Efficiency Geothermal Heat Pump - Cooling (with flex cost) | 2022 | FIXED_OM | NEW | N/A | USD/air conditioner | us | us | 40.1957
residential air conditioning | High Efficiency Geothermal Heat Pump - Cooling (with flex cost) | 2022 | FIXED_OM | REPLACEMENT | N/A | USD/air conditioner | us | us | 40.1957
residential air conditioning | High Efficiency Geothermal Heat Pump - Cooling (with flex cost) | 2022 | INSTALLATION | NEW | N/A | USD/air conditioner | us | us | 8307.1064
residential air conditioning | High Efficiency Geothermal Heat Pump - Cooling (with flex cost) | 2023 | CAPITAL | NEW | N/A | USD/air conditioner | us | us | 5239.5422
residential air conditioning | High Efficiency Geothermal Heat Pump - Cooling (with flex cost) | 2023 | CAPITAL | REPLACEMENT | N/A | USD/air conditioner | us | us | 5239.5422
residential air conditioning | High Efficiency Geothermal Heat Pump - Cooling (with flex cost) | 2023 | FIXED_OM | NEW | N/A | USD/air conditioner | us | us | 40.1957
residential air conditioning | High Efficiency Geothermal Heat Pump - Cooling (with flex cost) | 2023 | FIXED_OM | REPLACEMENT | N/A | USD/air conditioner | us | us | 40.1957
residential air conditioning | High Efficiency Geothermal Heat Pump - Cooling (with flex cost) | 2023 | INSTALLATION | NEW | N/A | USD/air conditioner | us | us | 8307.1064
residential air conditioning | High Efficiency Geothermal Heat Pump - Cooling (with flex cost) | 2024 | CAPITAL | NEW | N/A | USD/air conditioner | us | us | 5239.5422
residential air conditioning | High Efficiency Geothermal Heat Pump - Cooling (with flex cost) | 2024 | CAPITAL | REPLACEMENT | N/A | USD/air conditioner | us | us | 5239.5422
residential air conditioning | High Efficiency Geothermal Heat Pump - Cooling (with flex cost) | 2024 | FIXED_OM | NEW | N/A | USD/air conditioner | us | us | 40.1957
residential air conditioning | High Efficiency Geothermal Heat Pump - Cooling (with flex cost) | 2024 | FIXED_OM | REPLACEMENT | N/A | USD/air conditioner | us | us | 40.1957
residential air conditioning | High Efficiency Geothermal Heat Pump - Cooling (with flex cost) | 2024 | INSTALLATION | NEW | N/A | USD/air conditioner | us | us | 8307.1064
residential air conditioning | High Efficiency Geothermal Heat Pump - Cooling (with flex cost) | 2025 | CAPITAL | NEW | N/A | USD/air conditioner | us | us | 5239.5422
residential air conditioning | High Efficiency Geothermal Heat Pump - Cooling (with flex cost) | 2025 | CAPITAL | REPLACEMENT | N/A | USD/air conditioner | us | us | 5239.5422
residential air conditioning | High Efficiency Geothermal Heat Pump - Cooling (with flex cost) | 2025 | FIXED_OM | NEW | N/A | USD/air conditioner | us | us | 40.1957
residential air conditioning | High Efficiency Geothermal Heat Pump - Cooling (with flex cost) | 2025 | FIXED_OM | REPLACEMENT | N/A | USD/air conditioner | us | us | 40.1957
residential air conditioning | High Efficiency Geothermal Heat Pump - Cooling (with flex cost) | 2025 | INSTALLATION | NEW | N/A | USD/air conditioner | us | us | 8307.1064
residential air conditioning | High Efficiency Geothermal Heat Pump - Cooling (with flex cost) | 2026 | CAPITAL | NEW | N/A | USD/air conditioner | us | us | 5239.5422
residential air conditioning | High Efficiency Geothermal Heat Pump - Cooling (with flex cost) | 2026 | CAPITAL | REPLACEMENT | N/A | USD/air conditioner | us | us | 5239.5422
residential air conditioning | High Efficiency Geothermal Heat Pump - Cooling (with flex cost) | 2026 | FIXED_OM | NEW | N/A | USD/air conditioner | us | us | 40.1957
residential air conditioning | High Efficiency Geothermal Heat Pump - Cooling (with flex cost) | 2026 | FIXED_OM | REPLACEMENT | N/A | USD/air conditioner | us | us | 40.1957
residential air conditioning | High Efficiency Geothermal Heat Pump - Cooling (with flex cost) | 2026 | INSTALLATION | NEW | N/A | USD/air conditioner | us | us | 8307.1064
residential air conditioning | High Efficiency Geothermal Heat Pump - Cooling (with flex cost) | 2027 | CAPITAL | NEW | N/A | USD/air conditioner | us | us | 5239.5422
residential air conditioning | High Efficiency Geothermal Heat Pump - Cooling (with flex cost) | 2027 | CAPITAL | REPLACEMENT | N/A | USD/air conditioner | us | us | 5239.5422
residential air conditioning | High Efficiency Geothermal Heat Pump - Cooling (with flex cost) | 2027 | FIXED_OM | NEW | N/A | USD/air conditioner | us | us | 40.1957
residential air conditioning | High Efficiency Geothermal Heat Pump - Cooling (with flex cost) | 2027 | FIXED_OM | REPLACEMENT | N/A | USD/air conditioner | us | us | 40.1957
residential air conditioning | High Efficiency Geothermal Heat Pump - Cooling (with flex cost) | 2027 | INSTALLATION | NEW | N/A | USD/air conditioner | us | us | 8307.1064
residential air conditioning | High Efficiency Geothermal Heat Pump - Cooling (with flex cost) | 2028 | CAPITAL | NEW | N/A | USD/air conditioner | us | us | 5239.5422
residential air conditioning | High Efficiency Geothermal Heat Pump - Cooling (with flex cost) | 2028 | CAPITAL | REPLACEMENT | N/A | USD/air conditioner | us | us | 5239.5422
residential air conditioning | High Efficiency Geothermal Heat Pump - Cooling (with flex cost) | 2028 | FIXED_OM | NEW | N/A | USD/air conditioner | us | us | 40.1957
residential air conditioning | High Efficiency Geothermal Heat Pump - Cooling (with flex cost) | 2028 | FIXED_OM | REPLACEMENT | N/A | USD/air conditioner | us | us | 40.1957
residential air conditioning | High Efficiency Geothermal Heat Pump - Cooling (with flex cost) | 2028 | INSTALLATION | NEW | N/A | USD/air conditioner | us | us | 8307.1064
residential air conditioning | High Efficiency Geothermal Heat Pump - Cooling (with flex cost) | 2029 | CAPITAL | NEW | N/A | USD/air conditioner | us | us | 5239.5422
residential air conditioning | High Efficiency Geothermal Heat Pump - Cooling (with flex cost) | 2029 | CAPITAL | REPLACEMENT | N/A | USD/air conditioner | us | us | 5239.5422
residential air conditioning | High Efficiency Geothermal Heat Pump - Cooling (with flex cost) | 2029 | FIXED_OM | NEW | N/A | USD/air conditioner | us | us | 40.1957
residential air conditioning | High Efficiency Geothermal Heat Pump - Cooling (with flex cost) | 2029 | FIXED_OM | REPLACEMENT | N/A | USD/air conditioner | us | us | 40.1957
residential air conditioning | High Efficiency Geothermal Heat Pump - Cooling (with flex cost) | 2029 | INSTALLATION | NEW | N/A | USD/air conditioner | us | us | 8307.1064
residential air conditioning | High Efficiency Geothermal Heat Pump - Cooling (with flex cost) | 2030 | CAPITAL | NEW | N/A | USD/air conditioner | us | us | 5239.5422
residential air conditioning | High Efficiency Geothermal Heat Pump - Cooling (with flex cost) | 2030 | CAPITAL | REPLACEMENT | N/A | USD/air conditioner | us | us | 5239.5422
residential air conditioning | High Efficiency Geothermal Heat Pump - Cooling (with flex cost) | 2030 | FIXED_OM | NEW | N/A | USD/air conditioner | us | us | 40.1957
residential air conditioning | High Efficiency Geothermal Heat Pump - Cooling (with flex cost) | 2030 | FIXED_OM | REPLACEMENT | N/A | USD/air conditioner | us | us | 40.1957
residential air conditioning | High Efficiency Geothermal Heat Pump - Cooling (with flex cost) | 2030 | INSTALLATION | NEW | N/A | USD/air conditioner | us | us | 8307.1064
residential air conditioning | High Efficiency Geothermal Heat Pump - Cooling (with flex cost) | 2031 | CAPITAL | NEW | N/A | USD/air conditioner | us | us | 5239.5422
residential air conditioning | High Efficiency Geothermal Heat Pump - Cooling (with flex cost) | 2031 | CAPITAL | REPLACEMENT | N/A | USD/air conditioner | us | us | 5239.5422
residential air conditioning | High Efficiency Geothermal Heat Pump - Cooling (with flex cost) | 2031 | FIXED_OM | NEW | N/A | USD/air conditioner | us | us | 40.1957
residential air conditioning | High Efficiency Geothermal Heat Pump - Cooling (with flex cost) | 2031 | FIXED_OM | REPLACEMENT | N/A | USD/air conditioner | us | us | 40.1957
residential air conditioning | High Efficiency Geothermal Heat Pump - Cooling (with flex cost) | 2031 | INSTALLATION | NEW | N/A | USD/air conditioner | us | us | 8307.1064
residential air conditioning | High Efficiency Geothermal Heat Pump - Cooling (with flex cost) | 2032 | CAPITAL | NEW | N/A | USD/air conditioner | us | us | 5239.5422
residential air conditioning | High Efficiency Geothermal Heat Pump - Cooling (with flex cost) | 2032 | CAPITAL | REPLACEMENT | N/A | USD/air conditioner | us | us | 5239.5422
residential air conditioning | High Efficiency Geothermal Heat Pump - Cooling (with flex cost) | 2032 | FIXED_OM | NEW | N/A | USD/air conditioner | us | us | 40.1957
residential air conditioning | High Efficiency Geothermal Heat Pump - Cooling (with flex cost) | 2032 | FIXED_OM | REPLACEMENT | N/A | USD/air conditioner | us | us | 40.1957
residential air conditioning | High Efficiency Geothermal Heat Pump - Cooling (with flex cost) | 2032 | INSTALLATION | NEW | N/A | USD/air conditioner | us | us | 8307.1064
residential air conditioning | High Efficiency Geothermal Heat Pump - Cooling (with flex cost) | 2033 | CAPITAL | NEW | N/A | USD/air conditioner | us | us | 5239.5422
residential air conditioning | High Efficiency Geothermal Heat Pump - Cooling (with flex cost) | 2033 | CAPITAL | REPLACEMENT | N/A | USD/air conditioner | us | us | 5239.5422
residential air conditioning | High Efficiency Geothermal Heat Pump - Cooling (with flex cost) | 2033 | FIXED_OM | NEW | N/A | USD/air conditioner | us | us | 40.1957
residential air conditioning | High Efficiency Geothermal Heat Pump - Cooling (with flex cost) | 2033 | FIXED_OM | REPLACEMENT | N/A | USD/air conditioner | us | us | 40.1957
residential air conditioning | High Efficiency Geothermal Heat Pump - Cooling (with flex cost) | 2033 | INSTALLATION | NEW | N/A | USD/air conditioner | us | us | 8307.1064
residential air conditioning | High Efficiency Geothermal Heat Pump - Cooling (with flex cost) | 2034 | CAPITAL | NEW | N/A | USD/air conditioner | us | us | 5239.5422
residential air conditioning | High Efficiency Geothermal Heat Pump - Cooling (with flex cost) | 2034 | CAPITAL | REPLACEMENT | N/A | USD/air conditioner | us | us | 5239.5422
residential air conditioning | High Efficiency Geothermal Heat Pump - Cooling (with flex cost) | 2034 | FIXED_OM | NEW | N/A | USD/air conditioner | us | us | 40.1957
residential air conditioning | High Efficiency Geothermal Heat Pump - Cooling (with flex cost) | 2034 | FIXED_OM | REPLACEMENT | N/A | USD/air conditioner | us | us | 40.1957
residential air conditioning | High Efficiency Geothermal Heat Pump - Cooling (with flex cost) | 2034 | INSTALLATION | NEW | N/A | USD/air conditioner | us | us | 8307.1064
residential air conditioning | High Efficiency Geothermal Heat Pump - Cooling (with flex cost) | 2035 | CAPITAL | NEW | N/A | USD/air conditioner | us | us | 5239.5422
residential air conditioning | High Efficiency Geothermal Heat Pump - Cooling (with flex cost) | 2035 | CAPITAL | REPLACEMENT | N/A | USD/air conditioner | us | us | 5239.5422
residential air conditioning | High Efficiency Geothermal Heat Pump - Cooling (with flex cost) | 2035 | FIXED_OM | NEW | N/A | USD/air conditioner | us | us | 40.1957
residential air conditioning | High Efficiency Geothermal Heat Pump - Cooling (with flex cost) | 2035 | FIXED_OM | REPLACEMENT | N/A | USD/air conditioner | us | us | 40.1957
residential air conditioning | High Efficiency Geothermal Heat Pump - Cooling (with flex cost) | 2035 | INSTALLATION | NEW | N/A | USD/air conditioner | us | us | 8307.1064
residential air conditioning | High Efficiency Geothermal Heat Pump - Cooling (with flex cost) | 2036 | CAPITAL | NEW | N/A | USD/air conditioner | us | us | 5239.5422
residential air conditioning | High Efficiency Geothermal Heat Pump - Cooling (with flex cost) | 2036 | CAPITAL | REPLACEMENT | N/A | USD/air conditioner | us | us | 5239.5422
residential air conditioning | High Efficiency Geothermal Heat Pump - Cooling (with flex cost) | 2036 | FIXED_OM | NEW | N/A | USD/air conditioner | us | us | 40.1957
residential air conditioning | High Efficiency Geothermal Heat Pump - Cooling (with flex cost) | 2036 | FIXED_OM | REPLACEMENT | N/A | USD/air conditioner | us | us | 40.1957
residential air conditioning | High Efficiency Geothermal Heat Pump - Cooling (with flex cost) | 2036 | INSTALLATION | NEW | N/A | USD/air conditioner | us | us | 8307.1064
residential air conditioning | High Efficiency Geothermal Heat Pump - Cooling (with flex cost) | 2037 | CAPITAL | NEW | N/A | USD/air conditioner | us | us | 5239.5422
residential air conditioning | High Efficiency Geothermal Heat Pump - Cooling (with flex cost) | 2037 | CAPITAL | REPLACEMENT | N/A | USD/air conditioner | us | us | 5239.5422
residential air conditioning | High Efficiency Geothermal Heat Pump - Cooling (with flex cost) | 2037 | FIXED_OM | NEW | N/A | USD/air conditioner | us | us | 40.1957
residential air conditioning | High Efficiency Geothermal Heat Pump - Cooling (with flex cost) | 2037 | FIXED_OM | REPLACEMENT | N/A | USD/air conditioner | us | us | 40.1957
residential air conditioning | High Efficiency Geothermal Heat Pump - Cooling (with flex cost) | 2037 | INSTALLATION | NEW | N/A | USD/air conditioner | us | us | 8307.1064
residential air conditioning | High Efficiency Geothermal Heat Pump - Cooling (with flex cost) | 2038 | CAPITAL | NEW | N/A | USD/air conditioner | us | us | 5239.5422
residential air conditioning | High Efficiency Geothermal Heat Pump - Cooling (with flex cost) | 2038 | CAPITAL | REPLACEMENT | N/A | USD/air conditioner | us | us | 5239.5422
residential air conditioning | High Efficiency Geothermal Heat Pump - Cooling (with flex cost) | 2038 | FIXED_OM | NEW | N/A | USD/air conditioner | us | us | 40.1957
residential air conditioning | High Efficiency Geothermal Heat Pump - Cooling (with flex cost) | 2038 | FIXED_OM | REPLACEMENT | N/A | USD/air conditioner | us | us | 40.1957
residential air conditioning | High Efficiency Geothermal Heat Pump - Cooling (with flex cost) | 2038 | INSTALLATION | NEW | N/A | USD/air conditioner | us | us | 8307.1064
residential air conditioning | High Efficiency Geothermal Heat Pump - Cooling (with flex cost) | 2039 | CAPITAL | NEW | N/A | USD/air conditioner | us | us | 5239.5422
residential air conditioning | High Efficiency Geothermal Heat Pump - Cooling (with flex cost) | 2039 | CAPITAL | REPLACEMENT | N/A | USD/air conditioner | us | us | 5239.5422
residential air conditioning | High Efficiency Geothermal Heat Pump - Cooling (with flex cost) | 2039 | FIXED_OM | NEW | N/A | USD/air conditioner | us | us | 40.1957
residential air conditioning | High Efficiency Geothermal Heat Pump - Cooling (with flex cost) | 2039 | FIXED_OM | REPLACEMENT | N/A | USD/air conditioner | us | us | 40.1957
residential air conditioning | High Efficiency Geothermal Heat Pump - Cooling (with flex cost) | 2039 | INSTALLATION | NEW | N/A | USD/air conditioner | us | us | 8307.1064
residential air conditioning | High Efficiency Geothermal Heat Pump - Cooling (with flex cost) | 2040 | CAPITAL | NEW | N/A | USD/air conditioner | us | us | 5239.5422
residential air conditioning | High Efficiency Geothermal Heat Pump - Cooling (with flex cost) | 2040 | CAPITAL | REPLACEMENT | N/A | USD/air conditioner | us | us | 5239.5422
residential air conditioning | High Efficiency Geothermal Heat Pump - Cooling (with flex cost) | 2040 | FIXED_OM | NEW | N/A | USD/air conditioner | us | us | 40.1957
residential air conditioning | High Efficiency Geothermal Heat Pump - Cooling (with flex cost) | 2040 | FIXED_OM | REPLACEMENT | N/A | USD/air conditioner | us | us | 40.1957
residential air conditioning | High Efficiency Geothermal Heat Pump - Cooling (with flex cost) | 2040 | INSTALLATION | NEW | N/A | USD/air conditioner | us | us | 8307.1064
residential air conditioning | High Efficiency Geothermal Heat Pump - Cooling (with flex cost) | 2041 | CAPITAL | NEW | N/A | USD/air conditioner | us | us | 5239.5422
residential air conditioning | High Efficiency Geothermal Heat Pump - Cooling (with flex cost) | 2041 | CAPITAL | REPLACEMENT | N/A | USD/air conditioner | us | us | 5239.5422
residential air conditioning | High Efficiency Geothermal Heat Pump - Cooling (with flex cost) | 2041 | FIXED_OM | NEW | N/A | USD/air conditioner | us | us | 40.1957
residential air conditioning | High Efficiency Geothermal Heat Pump - Cooling (with flex cost) | 2041 | FIXED_OM | REPLACEMENT | N/A | USD/air conditioner | us | us | 40.1957
residential air conditioning | High Efficiency Geothermal Heat Pump - Cooling (with flex cost) | 2041 | INSTALLATION | NEW | N/A | USD/air conditioner | us | us | 8307.1064
residential air conditioning | High Efficiency Geothermal Heat Pump - Cooling (with flex cost) | 2042 | CAPITAL | NEW | N/A | USD/air conditioner | us | us | 5239.5422
residential air conditioning | High Efficiency Geothermal Heat Pump - Cooling (with flex cost) | 2042 | CAPITAL | REPLACEMENT | N/A | USD/air conditioner | us | us | 5239.5422
residential air conditioning | High Efficiency Geothermal Heat Pump - Cooling (with flex cost) | 2042 | FIXED_OM | NEW | N/A | USD/air conditioner | us | us | 40.1957
residential air conditioning | High Efficiency Geothermal Heat Pump - Cooling (with flex cost) | 2042 | FIXED_OM | REPLACEMENT | N/A | USD/air conditioner | us | us | 40.1957
residential air conditioning | High Efficiency Geothermal Heat Pump - Cooling (with flex cost) | 2042 | INSTALLATION | NEW | N/A | USD/air conditioner | us | us | 8307.1064
residential air conditioning | High Efficiency Geothermal Heat Pump - Cooling (with flex cost) | 2043 | CAPITAL | NEW | N/A | USD/air conditioner | us | us | 5239.5422
residential air conditioning | High Efficiency Geothermal Heat Pump - Cooling (with flex cost) | 2043 | CAPITAL | REPLACEMENT | N/A | USD/air conditioner | us | us | 5239.5422
residential air conditioning | High Efficiency Geothermal Heat Pump - Cooling (with flex cost) | 2043 | FIXED_OM | NEW | N/A | USD/air conditioner | us | us | 40.1957
residential air conditioning | High Efficiency Geothermal Heat Pump - Cooling (with flex cost) | 2043 | FIXED_OM | REPLACEMENT | N/A | USD/air conditioner | us | us | 40.1957
residential air conditioning | High Efficiency Geothermal Heat Pump - Cooling (with flex cost) | 2043 | INSTALLATION | NEW | N/A | USD/air conditioner | us | us | 8307.1064
residential air conditioning | High Efficiency Geothermal Heat Pump - Cooling (with flex cost) | 2044 | CAPITAL | NEW | N/A | USD/air conditioner | us | us | 5239.5422
residential air conditioning | High Efficiency Geothermal Heat Pump - Cooling (with flex cost) | 2044 | CAPITAL | REPLACEMENT | N/A | USD/air conditioner | us | us | 5239.5422
residential air conditioning | High Efficiency Geothermal Heat Pump - Cooling (with flex cost) | 2044 | FIXED_OM | NEW | N/A | USD/air conditioner | us | us | 40.1957
residential air conditioning | High Efficiency Geothermal Heat Pump - Cooling (with flex cost) | 2044 | FIXED_OM | REPLACEMENT | N/A | USD/air conditioner | us | us | 40.1957
residential air conditioning | High Efficiency Geothermal Heat Pump - Cooling (with flex cost) | 2044 | INSTALLATION | NEW | N/A | USD/air conditioner | us | us | 8307.1064
residential air conditioning | High Efficiency Geothermal Heat Pump - Cooling (with flex cost) | 2045 | CAPITAL | NEW | N/A | USD/air conditioner | us | us | 5239.5422
residential air conditioning | High Efficiency Geothermal Heat Pump - Cooling (with flex cost) | 2045 | CAPITAL | REPLACEMENT | N/A | USD/air conditioner | us | us | 5239.5422
residential air conditioning | High Efficiency Geothermal Heat Pump - Cooling (with flex cost) | 2045 | FIXED_OM | NEW | N/A | USD/air conditioner | us | us | 40.1957
residential air conditioning | High Efficiency Geothermal Heat Pump - Cooling (with flex cost) | 2045 | FIXED_OM | REPLACEMENT | N/A | USD/air conditioner | us | us | 40.1957
residential air conditioning | High Efficiency Geothermal Heat Pump - Cooling (with flex cost) | 2045 | INSTALLATION | NEW | N/A | USD/air conditioner | us | us | 8307.1064
residential air conditioning | High Efficiency Geothermal Heat Pump - Cooling (with flex cost) | 2046 | CAPITAL | NEW | N/A | USD/air conditioner | us | us | 5239.5422
residential air conditioning | High Efficiency Geothermal Heat Pump - Cooling (with flex cost) | 2046 | CAPITAL | REPLACEMENT | N/A | USD/air conditioner | us | us | 5239.5422
residential air conditioning | High Efficiency Geothermal Heat Pump - Cooling (with flex cost) | 2046 | FIXED_OM | NEW | N/A | USD/air conditioner | us | us | 40.1957
residential air conditioning | High Efficiency Geothermal Heat Pump - Cooling (with flex cost) | 2046 | FIXED_OM | REPLACEMENT | N/A | USD/air conditioner | us | us | 40.1957
residential air conditioning | High Efficiency Geothermal Heat Pump - Cooling (with flex cost) | 2046 | INSTALLATION | NEW | N/A | USD/air conditioner | us | us | 8307.1064
residential air conditioning | High Efficiency Geothermal Heat Pump - Cooling (with flex cost) | 2047 | CAPITAL | NEW | N/A | USD/air conditioner | us | us | 5239.5422
residential air conditioning | High Efficiency Geothermal Heat Pump - Cooling (with flex cost) | 2047 | CAPITAL | REPLACEMENT | N/A | USD/air conditioner | us | us | 5239.5422
residential air conditioning | High Efficiency Geothermal Heat Pump - Cooling (with flex cost) | 2047 | FIXED_OM | NEW | N/A | USD/air conditioner | us | us | 40.1957
residential air conditioning | High Efficiency Geothermal Heat Pump - Cooling (with flex cost) | 2047 | FIXED_OM | REPLACEMENT | N/A | USD/air conditioner | us | us | 40.1957
residential air conditioning | High Efficiency Geothermal Heat Pump - Cooling (with flex cost) | 2047 | INSTALLATION | NEW | N/A | USD/air conditioner | us | us | 8307.1064
residential air conditioning | High Efficiency Geothermal Heat Pump - Cooling (with flex cost) | 2048 | CAPITAL | NEW | N/A | USD/air conditioner | us | us | 5239.5422
residential air conditioning | High Efficiency Geothermal Heat Pump - Cooling (with flex cost) | 2048 | CAPITAL | REPLACEMENT | N/A | USD/air conditioner | us | us | 5239.5422
residential air conditioning | High Efficiency Geothermal Heat Pump - Cooling (with flex cost) | 2048 | FIXED_OM | NEW | N/A | USD/air conditioner | us | us | 40.1957
residential air conditioning | High Efficiency Geothermal Heat Pump - Cooling (with flex cost) | 2048 | FIXED_OM | REPLACEMENT | N/A | USD/air conditioner | us | us | 40.1957
residential air conditioning | High Efficiency Geothermal Heat Pump - Cooling (with flex cost) | 2048 | INSTALLATION | NEW | N/A | USD/air conditioner | us | us | 8307.1064
residential air conditioning | High Efficiency Geothermal Heat Pump - Cooling (with flex cost) | 2049 | CAPITAL | NEW | N/A | USD/air conditioner | us | us | 5239.5422
residential air conditioning | High Efficiency Geothermal Heat Pump - Cooling (with flex cost) | 2049 | CAPITAL | REPLACEMENT | N/A | USD/air conditioner | us | us | 5239.5422
residential air conditioning | High Efficiency Geothermal Heat Pump - Cooling (with flex cost) | 2049 | FIXED_OM | NEW | N/A | USD/air conditioner | us | us | 40.1957
residential air conditioning | High Efficiency Geothermal Heat Pump - Cooling (with flex cost) | 2049 | FIXED_OM | REPLACEMENT | N/A | USD/air conditioner | us | us | 40.1957
residential air conditioning | High Efficiency Geothermal Heat Pump - Cooling (with flex cost) | 2049 | INSTALLATION | NEW | N/A | USD/air conditioner | us | us | 8307.1064
residential air conditioning | High Efficiency Geothermal Heat Pump - Cooling (with flex cost) | 2050 | CAPITAL | NEW | N/A | USD/air conditioner | us | us | 5239.5422
residential air conditioning | High Efficiency Geothermal Heat Pump - Cooling (with flex cost) | 2050 | CAPITAL | REPLACEMENT | N/A | USD/air conditioner | us | us | 5239.5422
residential air conditioning | High Efficiency Geothermal Heat Pump - Cooling (with flex cost) | 2050 | FIXED_OM | NEW | N/A | USD/air conditioner | us | us | 40.1957
residential air conditioning | High Efficiency Geothermal Heat Pump - Cooling (with flex cost) | 2050 | FIXED_OM | REPLACEMENT | N/A | USD/air conditioner | us | us | 40.1957
residential air conditioning | High Efficiency Geothermal Heat Pump - Cooling (with flex cost) | 2050 | INSTALLATION | NEW | N/A | USD/air conditioner | us | us | 8307.1064
residential air conditioning | High Efficiency Room Air Conditioner | 2020 | CAPITAL | NEW | N/A | USD/air conditioner | us | us | 498.4264
residential air conditioning | High Efficiency Room Air Conditioner | 2020 | CAPITAL | REPLACEMENT | N/A | USD/air conditioner | us | us | 498.4264
residential air conditioning | High Efficiency Room Air Conditioner | 2020 | INSTALLATION | NEW | N/A | USD/air conditioner | us | us | 107.1885
residential air conditioning | High Efficiency Room Air Conditioner | 2020 | INSTALLATION | REPLACEMENT | N/A | USD/air conditioner | us | us | 107.1885
residential air conditioning | High Efficiency Room Air Conditioner | 2021 | CAPITAL | NEW | N/A | USD/air conditioner | us | us | 498.4264
residential air conditioning | High Efficiency Room Air Conditioner | 2021 | CAPITAL | REPLACEMENT | N/A | USD/air conditioner | us | us | 498.4264
residential air conditioning | High Efficiency Room Air Conditioner | 2021 | INSTALLATION | NEW | N/A | USD/air conditioner | us | us | 107.1885
residential air conditioning | High Efficiency Room Air Conditioner | 2021 | INSTALLATION | REPLACEMENT | N/A | USD/air conditioner | us | us | 107.1885
residential air conditioning | High Efficiency Room Air Conditioner | 2022 | CAPITAL | NEW | N/A | USD/air conditioner | us | us | 498.4264
residential air conditioning | High Efficiency Room Air Conditioner | 2022 | CAPITAL | REPLACEMENT | N/A | USD/air conditioner | us | us | 498.4264
residential air conditioning | High Efficiency Room Air Conditioner | 2022 | INSTALLATION | NEW | N/A | USD/air conditioner | us | us | 107.1885
residential air conditioning | High Efficiency Room Air Conditioner | 2022 | INSTALLATION | REPLACEMENT | N/A | USD/air conditioner | us | us | 107.1885
residential air conditioning | High Efficiency Room Air Conditioner | 2023 | CAPITAL | NEW | N/A | USD/air conditioner | us | us | 498.4264
residential air conditioning | High Efficiency Room Air Conditioner | 2023 | CAPITAL | REPLACEMENT | N/A | USD/air conditioner | us | us | 498.4264
residential air conditioning | High Efficiency Room Air Conditioner | 2023 | INSTALLATION | NEW | N/A | USD/air conditioner | us | us | 107.1885
residential air conditioning | High Efficiency Room Air Conditioner | 2023 | INSTALLATION | REPLACEMENT | N/A | USD/air conditioner | us | us | 107.1885
residential air conditioning | High Efficiency Room Air Conditioner | 2024 | CAPITAL | NEW | N/A | USD/air conditioner | us | us | 498.4264
residential air conditioning | High Efficiency Room Air Conditioner | 2024 | CAPITAL | REPLACEMENT | N/A | USD/air conditioner | us | us | 498.4264
residential air conditioning | High Efficiency Room Air Conditioner | 2024 | INSTALLATION | NEW | N/A | USD/air conditioner | us | us | 107.1885
residential air conditioning | High Efficiency Room Air Conditioner | 2024 | INSTALLATION | REPLACEMENT | N/A | USD/air conditioner | us | us | 107.1885
residential air conditioning | High Efficiency Room Air Conditioner | 2025 | CAPITAL | NEW | N/A | USD/air conditioner | us | us | 498.4264
residential air conditioning | High Efficiency Room Air Conditioner | 2025 | CAPITAL | REPLACEMENT | N/A | USD/air conditioner | us | us | 498.4264
residential air conditioning | High Efficiency Room Air Conditioner | 2025 | INSTALLATION | NEW | N/A | USD/air conditioner | us | us | 107.1885
residential air conditioning | High Efficiency Room Air Conditioner | 2025 | INSTALLATION | REPLACEMENT | N/A | USD/air conditioner | us | us | 107.1885
residential air conditioning | High Efficiency Room Air Conditioner | 2026 | CAPITAL | NEW | N/A | USD/air conditioner | us | us | 498.4264
residential air conditioning | High Efficiency Room Air Conditioner | 2026 | CAPITAL | REPLACEMENT | N/A | USD/air conditioner | us | us | 498.4264
residential air conditioning | High Efficiency Room Air Conditioner | 2026 | INSTALLATION | NEW | N/A | USD/air conditioner | us | us | 107.1885
residential air conditioning | High Efficiency Room Air Conditioner | 2026 | INSTALLATION | REPLACEMENT | N/A | USD/air conditioner | us | us | 107.1885
residential air conditioning | High Efficiency Room Air Conditioner | 2027 | CAPITAL | NEW | N/A | USD/air conditioner | us | us | 498.4264
residential air conditioning | High Efficiency Room Air Conditioner | 2027 | CAPITAL | REPLACEMENT | N/A | USD/air conditioner | us | us | 498.4264
residential air conditioning | High Efficiency Room Air Conditioner | 2027 | INSTALLATION | NEW | N/A | USD/air conditioner | us | us | 107.1885
residential air conditioning | High Efficiency Room Air Conditioner | 2027 | INSTALLATION | REPLACEMENT | N/A | USD/air conditioner | us | us | 107.1885
residential air conditioning | High Efficiency Room Air Conditioner | 2028 | CAPITAL | NEW | N/A | USD/air conditioner | us | us | 498.4264
residential air conditioning | High Efficiency Room Air Conditioner | 2028 | CAPITAL | REPLACEMENT | N/A | USD/air conditioner | us | us | 498.4264
residential air conditioning | High Efficiency Room Air Conditioner | 2028 | INSTALLATION | NEW | N/A | USD/air conditioner | us | us | 107.1885
residential air conditioning | High Efficiency Room Air Conditioner | 2028 | INSTALLATION | REPLACEMENT | N/A | USD/air conditioner | us | us | 107.1885
residential air conditioning | High Efficiency Room Air Conditioner | 2029 | CAPITAL | NEW | N/A | USD/air conditioner | us | us | 498.4264
residential air conditioning | High Efficiency Room Air Conditioner | 2029 | CAPITAL | REPLACEMENT | N/A | USD/air conditioner | us | us | 498.4264
residential air conditioning | High Efficiency Room Air Conditioner | 2029 | INSTALLATION | NEW | N/A | USD/air conditioner | us | us | 107.1885
residential air conditioning | High Efficiency Room Air Conditioner | 2029 | INSTALLATION | REPLACEMENT | N/A | USD/air conditioner | us | us | 107.1885
residential air conditioning | High Efficiency Room Air Conditioner | 2030 | CAPITAL | NEW | N/A | USD/air conditioner | us | us | 498.4264
residential air conditioning | High Efficiency Room Air Conditioner | 2030 | CAPITAL | REPLACEMENT | N/A | USD/air conditioner | us | us | 498.4264
residential air conditioning | High Efficiency Room Air Conditioner | 2030 | INSTALLATION | NEW | N/A | USD/air conditioner | us | us | 107.1885
residential air conditioning | High Efficiency Room Air Conditioner | 2030 | INSTALLATION | REPLACEMENT | N/A | USD/air conditioner | us | us | 107.1885
residential air conditioning | High Efficiency Room Air Conditioner | 2031 | CAPITAL | NEW | N/A | USD/air conditioner | us | us | 498.4264
residential air conditioning | High Efficiency Room Air Conditioner | 2031 | CAPITAL | REPLACEMENT | N/A | USD/air conditioner | us | us | 498.4264
residential air conditioning | High Efficiency Room Air Conditioner | 2031 | INSTALLATION | NEW | N/A | USD/air conditioner | us | us | 107.1885
residential air conditioning | High Efficiency Room Air Conditioner | 2031 | INSTALLATION | REPLACEMENT | N/A | USD/air conditioner | us | us | 107.1885
residential air conditioning | High Efficiency Room Air Conditioner | 2032 | CAPITAL | NEW | N/A | USD/air conditioner | us | us | 498.4264
residential air conditioning | High Efficiency Room Air Conditioner | 2032 | CAPITAL | REPLACEMENT | N/A | USD/air conditioner | us | us | 498.4264
residential air conditioning | High Efficiency Room Air Conditioner | 2032 | INSTALLATION | NEW | N/A | USD/air conditioner | us | us | 107.1885
residential air conditioning | High Efficiency Room Air Conditioner | 2032 | INSTALLATION | REPLACEMENT | N/A | USD/air conditioner | us | us | 107.1885
residential air conditioning | High Efficiency Room Air Conditioner | 2033 | CAPITAL | NEW | N/A | USD/air conditioner | us | us | 498.4264
residential air conditioning | High Efficiency Room Air Conditioner | 2033 | CAPITAL | REPLACEMENT | N/A | USD/air conditioner | us | us | 498.4264
residential air conditioning | High Efficiency Room Air Conditioner | 2033 | INSTALLATION | NEW | N/A | USD/air conditioner | us | us | 107.1885
residential air conditioning | High Efficiency Room Air Conditioner | 2033 | INSTALLATION | REPLACEMENT | N/A | USD/air conditioner | us | us | 107.1885
residential air conditioning | High Efficiency Room Air Conditioner | 2034 | CAPITAL | NEW | N/A | USD/air conditioner | us | us | 498.4264
residential air conditioning | High Efficiency Room Air Conditioner | 2034 | CAPITAL | REPLACEMENT | N/A | USD/air conditioner | us | us | 498.4264
residential air conditioning | High Efficiency Room Air Conditioner | 2034 | INSTALLATION | NEW | N/A | USD/air conditioner | us | us | 107.1885
residential air conditioning | High Efficiency Room Air Conditioner | 2034 | INSTALLATION | REPLACEMENT | N/A | USD/air conditioner | us | us | 107.1885
residential air conditioning | High Efficiency Room Air Conditioner | 2035 | CAPITAL | NEW | N/A | USD/air conditioner | us | us | 498.4264
residential air conditioning | High Efficiency Room Air Conditioner | 2035 | CAPITAL | REPLACEMENT | N/A | USD/air conditioner | us | us | 498.4264
residential air conditioning | High Efficiency Room Air Conditioner | 2035 | INSTALLATION | NEW | N/A | USD/air conditioner | us | us | 107.1885
residential air conditioning | High Efficiency Room Air Conditioner | 2035 | INSTALLATION | REPLACEMENT | N/A | USD/air conditioner | us | us | 107.1885
residential air conditioning | High Efficiency Room Air Conditioner | 2036 | CAPITAL | NEW | N/A | USD/air conditioner | us | us | 498.4264
residential air conditioning | High Efficiency Room Air Conditioner | 2036 | CAPITAL | REPLACEMENT | N/A | USD/air conditioner | us | us | 498.4264
residential air conditioning | High Efficiency Room Air Conditioner | 2036 | INSTALLATION | NEW | N/A | USD/air conditioner | us | us | 107.1885
residential air conditioning | High Efficiency Room Air Conditioner | 2036 | INSTALLATION | REPLACEMENT | N/A | USD/air conditioner | us | us | 107.1885
residential air conditioning | High Efficiency Room Air Conditioner | 2037 | CAPITAL | NEW | N/A | USD/air conditioner | us | us | 498.4264
residential air conditioning | High Efficiency Room Air Conditioner | 2037 | CAPITAL | REPLACEMENT | N/A | USD/air conditioner | us | us | 498.4264
residential air conditioning | High Efficiency Room Air Conditioner | 2037 | INSTALLATION | NEW | N/A | USD/air conditioner | us | us | 107.1885
residential air conditioning | High Efficiency Room Air Conditioner | 2037 | INSTALLATION | REPLACEMENT | N/A | USD/air conditioner | us | us | 107.1885
residential air conditioning | High Efficiency Room Air Conditioner | 2038 | CAPITAL | NEW | N/A | USD/air conditioner | us | us | 498.4264
residential air conditioning | High Efficiency Room Air Conditioner | 2038 | CAPITAL | REPLACEMENT | N/A | USD/air conditioner | us | us | 498.4264
residential air conditioning | High Efficiency Room Air Conditioner | 2038 | INSTALLATION | NEW | N/A | USD/air conditioner | us | us | 107.1885
residential air conditioning | High Efficiency Room Air Conditioner | 2038 | INSTALLATION | REPLACEMENT | N/A | USD/air conditioner | us | us | 107.1885
residential air conditioning | High Efficiency Room Air Conditioner | 2039 | CAPITAL | NEW | N/A | USD/air conditioner | us | us | 498.4264
residential air conditioning | High Efficiency Room Air Conditioner | 2039 | CAPITAL | REPLACEMENT | N/A | USD/air conditioner | us | us | 498.4264
residential air conditioning | High Efficiency Room Air Conditioner | 2039 | INSTALLATION | NEW | N/A | USD/air conditioner | us | us | 107.1885
residential air conditioning | High Efficiency Room Air Conditioner | 2039 | INSTALLATION | REPLACEMENT | N/A | USD/air conditioner | us | us | 107.1885
residential air conditioning | High Efficiency Room Air Conditioner | 2040 | CAPITAL | NEW | N/A | USD/air conditioner | us | us | 498.4264
residential air conditioning | High Efficiency Room Air Conditioner | 2040 | CAPITAL | REPLACEMENT | N/A | USD/air conditioner | us | us | 498.4264
residential air conditioning | High Efficiency Room Air Conditioner | 2040 | INSTALLATION | NEW | N/A | USD/air conditioner | us | us | 107.1885
residential air conditioning | High Efficiency Room Air Conditioner | 2040 | INSTALLATION | REPLACEMENT | N/A | USD/air conditioner | us | us | 107.1885
residential air conditioning | High Efficiency Room Air Conditioner | 2041 | CAPITAL | NEW | N/A | USD/air conditioner | us | us | 498.4264
residential air conditioning | High Efficiency Room Air Conditioner | 2041 | CAPITAL | REPLACEMENT | N/A | USD/air conditioner | us | us | 498.4264
residential air conditioning | High Efficiency Room Air Conditioner | 2041 | INSTALLATION | NEW | N/A | USD/air conditioner | us | us | 107.1885
residential air conditioning | High Efficiency Room Air Conditioner | 2041 | INSTALLATION | REPLACEMENT | N/A | USD/air conditioner | us | us | 107.1885
residential air conditioning | High Efficiency Room Air Conditioner | 2042 | CAPITAL | NEW | N/A | USD/air conditioner | us | us | 498.4264
residential air conditioning | High Efficiency Room Air Conditioner | 2042 | CAPITAL | REPLACEMENT | N/A | USD/air conditioner | us | us | 498.4264
residential air conditioning | High Efficiency Room Air Conditioner | 2042 | INSTALLATION | NEW | N/A | USD/air conditioner | us | us | 107.1885
residential air conditioning | High Efficiency Room Air Conditioner | 2042 | INSTALLATION | REPLACEMENT | N/A | USD/air conditioner | us | us | 107.1885
residential air conditioning | High Efficiency Room Air Conditioner | 2043 | CAPITAL | NEW | N/A | USD/air conditioner | us | us | 498.4264
residential air conditioning | High Efficiency Room Air Conditioner | 2043 | CAPITAL | REPLACEMENT | N/A | USD/air conditioner | us | us | 498.4264
residential air conditioning | High Efficiency Room Air Conditioner | 2043 | INSTALLATION | NEW | N/A | USD/air conditioner | us | us | 107.1885
residential air conditioning | High Efficiency Room Air Conditioner | 2043 | INSTALLATION | REPLACEMENT | N/A | USD/air conditioner | us | us | 107.1885
residential air conditioning | High Efficiency Room Air Conditioner | 2044 | CAPITAL | NEW | N/A | USD/air conditioner | us | us | 498.4264
residential air conditioning | High Efficiency Room Air Conditioner | 2044 | CAPITAL | REPLACEMENT | N/A | USD/air conditioner | us | us | 498.4264
residential air conditioning | High Efficiency Room Air Conditioner | 2044 | INSTALLATION | NEW | N/A | USD/air conditioner | us | us | 107.1885
residential air conditioning | High Efficiency Room Air Conditioner | 2044 | INSTALLATION | REPLACEMENT | N/A | USD/air conditioner | us | us | 107.1885
residential air conditioning | High Efficiency Room Air Conditioner | 2045 | CAPITAL | NEW | N/A | USD/air conditioner | us | us | 498.4264
residential air conditioning | High Efficiency Room Air Conditioner | 2045 | CAPITAL | REPLACEMENT | N/A | USD/air conditioner | us | us | 498.4264
residential air conditioning | High Efficiency Room Air Conditioner | 2045 | INSTALLATION | NEW | N/A | USD/air conditioner | us | us | 107.1885
residential air conditioning | High Efficiency Room Air Conditioner | 2045 | INSTALLATION | REPLACEMENT | N/A | USD/air conditioner | us | us | 107.1885
residential air conditioning | High Efficiency Room Air Conditioner | 2046 | CAPITAL | NEW | N/A | USD/air conditioner | us | us | 498.4264
residential air conditioning | High Efficiency Room Air Conditioner | 2046 | CAPITAL | REPLACEMENT | N/A | USD/air conditioner | us | us | 498.4264
residential air conditioning | High Efficiency Room Air Conditioner | 2046 | INSTALLATION | NEW | N/A | USD/air conditioner | us | us | 107.1885
residential air conditioning | High Efficiency Room Air Conditioner | 2046 | INSTALLATION | REPLACEMENT | N/A | USD/air conditioner | us | us | 107.1885
residential air conditioning | High Efficiency Room Air Conditioner | 2047 | CAPITAL | NEW | N/A | USD/air conditioner | us | us | 498.4264
residential air conditioning | High Efficiency Room Air Conditioner | 2047 | CAPITAL | REPLACEMENT | N/A | USD/air conditioner | us | us | 498.4264
residential air conditioning | High Efficiency Room Air Conditioner | 2047 | INSTALLATION | NEW | N/A | USD/air conditioner | us | us | 107.1885
residential air conditioning | High Efficiency Room Air Conditioner | 2047 | INSTALLATION | REPLACEMENT | N/A | USD/air conditioner | us | us | 107.1885
residential air conditioning | High Efficiency Room Air Conditioner | 2048 | CAPITAL | NEW | N/A | USD/air conditioner | us | us | 498.4264
residential air conditioning | High Efficiency Room Air Conditioner | 2048 | CAPITAL | REPLACEMENT | N/A | USD/air conditioner | us | us | 498.4264
residential air conditioning | High Efficiency Room Air Conditioner | 2048 | INSTALLATION | NEW | N/A | USD/air conditioner | us | us | 107.1885
residential air conditioning | High Efficiency Room Air Conditioner | 2048 | INSTALLATION | REPLACEMENT | N/A | USD/air conditioner | us | us | 107.1885
residential air conditioning | High Efficiency Room Air Conditioner | 2049 | CAPITAL | NEW | N/A | USD/air conditioner | us | us | 498.4264
residential air conditioning | High Efficiency Room Air Conditioner | 2049 | CAPITAL | REPLACEMENT | N/A | USD/air conditioner | us | us | 498.4264
residential air conditioning | High Efficiency Room Air Conditioner | 2049 | INSTALLATION | NEW | N/A | USD/air conditioner | us | us | 107.1885
residential air conditioning | High Efficiency Room Air Conditioner | 2049 | INSTALLATION | REPLACEMENT | N/A | USD/air conditioner | us | us | 107.1885
residential air conditioning | High Efficiency Room Air Conditioner | 2050 | CAPITAL | NEW | N/A | USD/air conditioner | us | us | 498.4264
residential air conditioning | High Efficiency Room Air Conditioner | 2050 | CAPITAL | REPLACEMENT | N/A | USD/air conditioner | us | us | 498.4264
residential air conditioning | High Efficiency Room Air Conditioner | 2050 | INSTALLATION | NEW | N/A | USD/air conditioner | us | us | 107.1885
residential air conditioning | High Efficiency Room Air Conditioner | 2050 | INSTALLATION | REPLACEMENT | N/A | USD/air conditioner | us | us | 107.1885
residential air conditioning | Reference Air Source Heat Pump - Cooling | 2020 | CAPITAL | NEW | N/A | USD/air conditioner | us | us | 1688.2184
residential air conditioning | Reference Air Source Heat Pump - Cooling | 2020 | CAPITAL | REPLACEMENT | N/A | USD/air conditioner | us | us | 1688.2184
residential air conditioning | Reference Air Source Heat Pump - Cooling | 2020 | FIXED_OM | NEW | N/A | USD/air conditioner | us | us | 40.7316
residential air conditioning | Reference Air Source Heat Pump - Cooling | 2020 | FIXED_OM | REPLACEMENT | N/A | USD/air conditioner | us | us | 40.7316
residential air conditioning | Reference Air Source Heat Pump - Cooling | 2020 | INSTALLATION | NEW | N/A | USD/air conditioner | us | us | 267.9712
residential air conditioning | Reference Air Source Heat Pump - Cooling | 2020 | INSTALLATION | REPLACEMENT | N/A | USD/air conditioner | us | us | 267.9712
residential air conditioning | Reference Air Source Heat Pump - Cooling | 2021 | CAPITAL | NEW | N/A | USD/air conditioner | us | us | 1701.617
residential air conditioning | Reference Air Source Heat Pump - Cooling | 2021 | CAPITAL | REPLACEMENT | N/A | USD/air conditioner | us | us | 1701.617
residential air conditioning | Reference Air Source Heat Pump - Cooling | 2021 | FIXED_OM | NEW | N/A | USD/air conditioner | us | us | 40.7316
residential air conditioning | Reference Air Source Heat Pump - Cooling | 2021 | FIXED_OM | REPLACEMENT | N/A | USD/air conditioner | us | us | 40.7316
residential air conditioning | Reference Air Source Heat Pump - Cooling | 2021 | INSTALLATION | NEW | N/A | USD/air conditioner | us | us | 267.9712
residential air conditioning | Reference Air Source Heat Pump - Cooling | 2021 | INSTALLATION | REPLACEMENT | N/A | USD/air conditioner | us | us | 267.9712
residential air conditioning | Reference Air Source Heat Pump - Cooling | 2022 | CAPITAL | NEW | N/A | USD/air conditioner | us | us | 1715.0155
residential air conditioning | Reference Air Source Heat Pump - Cooling | 2022 | CAPITAL | REPLACEMENT | N/A | USD/air conditioner | us | us | 1715.0155
residential air conditioning | Reference Air Source Heat Pump - Cooling | 2022 | FIXED_OM | NEW | N/A | USD/air conditioner | us | us | 40.7316
residential air conditioning | Reference Air Source Heat Pump - Cooling | 2022 | FIXED_OM | REPLACEMENT | N/A | USD/air conditioner | us | us | 40.7316
residential air conditioning | Reference Air Source Heat Pump - Cooling | 2022 | INSTALLATION | NEW | N/A | USD/air conditioner | us | us | 267.9712
residential air conditioning | Reference Air Source Heat Pump - Cooling | 2022 | INSTALLATION | REPLACEMENT | N/A | USD/air conditioner | us | us | 267.9712
residential air conditioning | Reference Air Source Heat Pump - Cooling | 2023 | CAPITAL | NEW | N/A | USD/air conditioner | us | us | 1728.4141
residential air conditioning | Reference Air Source Heat Pump - Cooling | 2023 | CAPITAL | REPLACEMENT | N/A | USD/air conditioner | us | us | 1728.4141
residential air conditioning | Reference Air Source Heat Pump - Cooling | 2023 | FIXED_OM | NEW | N/A | USD/air conditioner | us | us | 40.7316
residential air conditioning | Reference Air Source Heat Pump - Cooling | 2023 | FIXED_OM | REPLACEMENT | N/A | USD/air conditioner | us | us | 40.7316
residential air conditioning | Reference Air Source Heat Pump - Cooling | 2023 | INSTALLATION | NEW | N/A | USD/air conditioner | us | us | 267.9712
residential air conditioning | Reference Air Source Heat Pump - Cooling | 2023 | INSTALLATION | REPLACEMENT | N/A | USD/air conditioner | us | us | 267.9712
residential air conditioning | Reference Air Source Heat Pump - Cooling | 2024 | CAPITAL | NEW | N/A | USD/air conditioner | us | us | 1741.8126
residential air conditioning | Reference Air Source Heat Pump - Cooling | 2024 | CAPITAL | REPLACEMENT | N/A | USD/air conditioner | us | us | 1741.8126
residential air conditioning | Reference Air Source Heat Pump - Cooling | 2024 | FIXED_OM | NEW | N/A | USD/air conditioner | us | us | 40.7316
residential air conditioning | Reference Air Source Heat Pump - Cooling | 2024 | FIXED_OM | REPLACEMENT | N/A | USD/air conditioner | us | us | 40.7316
residential air conditioning | Reference Air Source Heat Pump - Cooling | 2024 | INSTALLATION | NEW | N/A | USD/air conditioner | us | us | 267.9712
residential air conditioning | Reference Air Source Heat Pump - Cooling | 2024 | INSTALLATION | REPLACEMENT | N/A | USD/air conditioner | us | us | 267.9712
residential air conditioning | Reference Air Source Heat Pump - Cooling | 2025 | CAPITAL | NEW | N/A | USD/air conditioner | us | us | 1755.2112
residential air conditioning | Reference Air Source Heat Pump - Cooling | 2025 | CAPITAL | REPLACEMENT | N/A | USD/air conditioner | us | us | 1755.2112
residential air conditioning | Reference Air Source Heat Pump - Cooling | 2025 | FIXED_OM | NEW | N/A | USD/air conditioner | us | us | 40.7316
residential air conditioning | Reference Air Source Heat Pump - Cooling | 2025 | FIXED_OM | REPLACEMENT | N/A | USD/air conditioner | us | us | 40.7316
residential air conditioning | Reference Air Source Heat Pump - Cooling | 2025 | INSTALLATION | NEW | N/A | USD/air conditioner | us | us | 267.9712
residential air conditioning | Reference Air Source Heat Pump - Cooling | 2025 | INSTALLATION | REPLACEMENT | N/A | USD/air conditioner | us | us | 267.9712
residential air conditioning | Reference Air Source Heat Pump - Cooling | 2026 | CAPITAL | NEW | N/A | USD/air conditioner | us | us | 1768.6097
residential air conditioning | Reference Air Source Heat Pump - Cooling | 2026 | CAPITAL | REPLACEMENT | N/A | USD/air conditioner | us | us | 1768.6097
residential air conditioning | Reference Air Source Heat Pump - Cooling | 2026 | FIXED_OM | NEW | N/A | USD/air conditioner | us | us | 40.7316
residential air conditioning | Reference Air Source Heat Pump - Cooling | 2026 | FIXED_OM | REPLACEMENT | N/A | USD/air conditioner | us | us | 40.7316
residential air conditioning | Reference Air Source Heat Pump - Cooling | 2026 | INSTALLATION | NEW | N/A | USD/air conditioner | us | us | 267.9712
residential air conditioning | Reference Air Source Heat Pump - Cooling | 2026 | INSTALLATION | REPLACEMENT | N/A | USD/air conditioner | us | us | 267.9712
residential air conditioning | Reference Air Source Heat Pump - Cooling | 2027 | CAPITAL | NEW | N/A | USD/air conditioner | us | us | 1782.0083
residential air conditioning | Reference Air Source Heat Pump - Cooling | 2027 | CAPITAL | REPLACEMENT | N/A | USD/air conditioner | us | us | 1782.0083
residential air conditioning | Reference Air Source Heat Pump - Cooling | 2027 | FIXED_OM | NEW | N/A | USD/air conditioner | us | us | 40.7316
residential air conditioning | Reference Air Source Heat Pump - Cooling | 2027 | FIXED_OM | REPLACEMENT | N/A | USD/air conditioner | us | us | 40.7316
residential air conditioning | Reference Air Source Heat Pump - Cooling | 2027 | INSTALLATION | NEW | N/A | USD/air conditioner | us | us | 267.9712
residential air conditioning | Reference Air Source Heat Pump - Cooling | 2027 | INSTALLATION | REPLACEMENT | N/A | USD/air conditioner | us | us | 267.9712
residential air conditioning | Reference Air Source Heat Pump - Cooling | 2028 | CAPITAL | NEW | N/A | USD/air conditioner | us | us | 1795.4069
residential air conditioning | Reference Air Source Heat Pump - Cooling | 2028 | CAPITAL | REPLACEMENT | N/A | USD/air conditioner | us | us | 1795.4069
residential air conditioning | Reference Air Source Heat Pump - Cooling | 2028 | FIXED_OM | NEW | N/A | USD/air conditioner | us | us | 40.7316
residential air conditioning | Reference Air Source Heat Pump - Cooling | 2028 | FIXED_OM | REPLACEMENT | N/A | USD/air conditioner | us | us | 40.7316
residential air conditioning | Reference Air Source Heat Pump - Cooling | 2028 | INSTALLATION | NEW | N/A | USD/air conditioner | us | us | 267.9712
residential air conditioning | Reference Air Source Heat Pump - Cooling | 2028 | INSTALLATION | REPLACEMENT | N/A | USD/air conditioner | us | us | 267.9712
residential air conditioning | Reference Air Source Heat Pump - Cooling | 2029 | CAPITAL | NEW | N/A | USD/air conditioner | us | us | 1808.8054
residential air conditioning | Reference Air Source Heat Pump - Cooling | 2029 | CAPITAL | REPLACEMENT | N/A | USD/air conditioner | us | us | 1808.8054
residential air conditioning | Reference Air Source Heat Pump - Cooling | 2029 | FIXED_OM | NEW | N/A | USD/air conditioner | us | us | 40.7316
residential air conditioning | Reference Air Source Heat Pump - Cooling | 2029 | FIXED_OM | REPLACEMENT | N/A | USD/air conditioner | us | us | 40.7316
residential air conditioning | Reference Air Source Heat Pump - Cooling | 2029 | INSTALLATION | NEW | N/A | USD/air conditioner | us | us | 267.9712
residential air conditioning | Reference Air Source Heat Pump - Cooling | 2029 | INSTALLATION | REPLACEMENT | N/A | USD/air conditioner | us | us | 267.9712
residential air conditioning | Reference Air Source Heat Pump - Cooling | 2030 | CAPITAL | NEW | N/A | USD/air conditioner | us | us | 1822.204
residential air conditioning | Reference Air Source Heat Pump - Cooling | 2030 | CAPITAL | REPLACEMENT | N/A | USD/air conditioner | us | us | 1822.204
residential air conditioning | Reference Air Source Heat Pump - Cooling | 2030 | FIXED_OM | NEW | N/A | USD/air conditioner | us | us | 40.7316
residential air conditioning | Reference Air Source Heat Pump - Cooling | 2030 | FIXED_OM | REPLACEMENT | N/A | USD/air conditioner | us | us | 40.7316
residential air conditioning | Reference Air Source Heat Pump - Cooling | 2030 | INSTALLATION | NEW | N/A | USD/air conditioner | us | us | 267.9712
residential air conditioning | Reference Air Source Heat Pump - Cooling | 2030 | INSTALLATION | REPLACEMENT | N/A | USD/air conditioner | us | us | 267.9712
residential air conditioning | Reference Air Source Heat Pump - Cooling | 2031 | CAPITAL | NEW | N/A | USD/air conditioner | us | us | 1827.5634
residential air conditioning | Reference Air Source Heat Pump - Cooling | 2031 | CAPITAL | REPLACEMENT | N/A | USD/air conditioner | us | us | 1827.5634
residential air conditioning | Reference Air Source Heat Pump - Cooling | 2031 | FIXED_OM | NEW | N/A | USD/air conditioner | us | us | 40.7316
residential air conditioning | Reference Air Source Heat Pump - Cooling | 2031 | FIXED_OM | REPLACEMENT | N/A | USD/air conditioner | us | us | 40.7316
residential air conditioning | Reference Air Source Heat Pump - Cooling | 2031 | INSTALLATION | NEW | N/A | USD/air conditioner | us | us | 267.9712
residential air conditioning | Reference Air Source Heat Pump - Cooling | 2031 | INSTALLATION | REPLACEMENT | N/A | USD/air conditioner | us | us | 267.9712
residential air conditioning | Reference Air Source Heat Pump - Cooling | 2032 | CAPITAL | NEW | N/A | USD/air conditioner | us | us | 1832.9228
residential air conditioning | Reference Air Source Heat Pump - Cooling | 2032 | CAPITAL | REPLACEMENT | N/A | USD/air conditioner | us | us | 1832.9228
residential air conditioning | Reference Air Source Heat Pump - Cooling | 2032 | FIXED_OM | NEW | N/A | USD/air conditioner | us | us | 40.7316
residential air conditioning | Reference Air Source Heat Pump - Cooling | 2032 | FIXED_OM | REPLACEMENT | N/A | USD/air conditioner | us | us | 40.7316
residential air conditioning | Reference Air Source Heat Pump - Cooling | 2032 | INSTALLATION | NEW | N/A | USD/air conditioner | us | us | 267.9712
residential air conditioning | Reference Air Source Heat Pump - Cooling | 2032 | INSTALLATION | REPLACEMENT | N/A | USD/air conditioner | us | us | 267.9712
residential air conditioning | Reference Air Source Heat Pump - Cooling | 2033 | CAPITAL | NEW | N/A | USD/air conditioner | us | us | 1838.2823
residential air conditioning | Reference Air Source Heat Pump - Cooling | 2033 | CAPITAL | REPLACEMENT | N/A | USD/air conditioner | us | us | 1838.2823
residential air conditioning | Reference Air Source Heat Pump - Cooling | 2033 | FIXED_OM | NEW | N/A | USD/air conditioner | us | us | 40.7316
residential air conditioning | Reference Air Source Heat Pump - Cooling | 2033 | FIXED_OM | REPLACEMENT | N/A | USD/air conditioner | us | us | 40.7316
residential air conditioning | Reference Air Source Heat Pump - Cooling | 2033 | INSTALLATION | NEW | N/A | USD/air conditioner | us | us | 267.9712
residential air conditioning | Reference Air Source Heat Pump - Cooling | 2033 | INSTALLATION | REPLACEMENT | N/A | USD/air conditioner | us | us | 267.9712
residential air conditioning | Reference Air Source Heat Pump - Cooling | 2034 | CAPITAL | NEW | N/A | USD/air conditioner | us | us | 1843.6417
residential air conditioning | Reference Air Source Heat Pump - Cooling | 2034 | CAPITAL | REPLACEMENT | N/A | USD/air conditioner | us | us | 1843.6417
residential air conditioning | Reference Air Source Heat Pump - Cooling | 2034 | FIXED_OM | NEW | N/A | USD/air conditioner | us | us | 40.7316
residential air conditioning | Reference Air Source Heat Pump - Cooling | 2034 | FIXED_OM | REPLACEMENT | N/A | USD/air conditioner | us | us | 40.7316
residential air conditioning | Reference Air Source Heat Pump - Cooling | 2034 | INSTALLATION | NEW | N/A | USD/air conditioner | us | us | 267.9712
residential air conditioning | Reference Air Source Heat Pump - Cooling | 2034 | INSTALLATION | REPLACEMENT | N/A | USD/air conditioner | us | us | 267.9712
residential air conditioning | Reference Air Source Heat Pump - Cooling | 2035 | CAPITAL | NEW | N/A | USD/air conditioner | us | us | 1849.0011
residential air conditioning | Reference Air Source Heat Pump - Cooling | 2035 | CAPITAL | REPLACEMENT | N/A | USD/air conditioner | us | us | 1849.0011
residential air conditioning | Reference Air Source Heat Pump - Cooling | 2035 | FIXED_OM | NEW | N/A | USD/air conditioner | us | us | 40.7316
residential air conditioning | Reference Air Source Heat Pump - Cooling | 2035 | FIXED_OM | REPLACEMENT | N/A | USD/air conditioner | us | us | 40.7316
residential air conditioning | Reference Air Source Heat Pump - Cooling | 2035 | INSTALLATION | NEW | N/A | USD/air conditioner | us | us | 267.9712
residential air conditioning | Reference Air Source Heat Pump - Cooling | 2035 | INSTALLATION | REPLACEMENT | N/A | USD/air conditioner | us | us | 267.9712
residential air conditioning | Reference Air Source Heat Pump - Cooling | 2036 | CAPITAL | NEW | N/A | USD/air conditioner | us | us | 1854.3605
residential air conditioning | Reference Air Source Heat Pump - Cooling | 2036 | CAPITAL | REPLACEMENT | N/A | USD/air conditioner | us | us | 1854.3605
residential air conditioning | Reference Air Source Heat Pump - Cooling | 2036 | FIXED_OM | NEW | N/A | USD/air conditioner | us | us | 40.7316
residential air conditioning | Reference Air Source Heat Pump - Cooling | 2036 | FIXED_OM | REPLACEMENT | N/A | USD/air conditioner | us | us | 40.7316
residential air conditioning | Reference Air Source Heat Pump - Cooling | 2036 | INSTALLATION | NEW | N/A | USD/air conditioner | us | us | 267.9712
residential air conditioning | Reference Air Source Heat Pump - Cooling | 2036 | INSTALLATION | REPLACEMENT | N/A | USD/air conditioner | us | us | 267.9712
residential air conditioning | Reference Air Source Heat Pump - Cooling | 2037 | CAPITAL | NEW | N/A | USD/air conditioner | us | us | 1859.7199
residential air conditioning | Reference Air Source Heat Pump - Cooling | 2037 | CAPITAL | REPLACEMENT | N/A | USD/air conditioner | us | us | 1859.7199
residential air conditioning | Reference Air Source Heat Pump - Cooling | 2037 | FIXED_OM | NEW | N/A | USD/air conditioner | us | us | 40.7316
residential air conditioning | Reference Air Source Heat Pump - Cooling | 2037 | FIXED_OM | REPLACEMENT | N/A | USD/air conditioner | us | us | 40.7316
residential air conditioning | Reference Air Source Heat Pump - Cooling | 2037 | INSTALLATION | NEW | N/A | USD/air conditioner | us | us | 267.9712
residential air conditioning | Reference Air Source Heat Pump - Cooling | 2037 | INSTALLATION | REPLACEMENT | N/A | USD/air conditioner | us | us | 267.9712
residential air conditioning | Reference Air Source Heat Pump - Cooling | 2038 | CAPITAL | NEW | N/A | USD/air conditioner | us | us | 1865.0794
residential air conditioning | Reference Air Source Heat Pump - Cooling | 2038 | CAPITAL | REPLACEMENT | N/A | USD/air conditioner | us | us | 1865.0794
residential air conditioning | Reference Air Source Heat Pump - Cooling | 2038 | FIXED_OM | NEW | N/A | USD/air conditioner | us | us | 40.7316
residential air conditioning | Reference Air Source Heat Pump - Cooling | 2038 | FIXED_OM | REPLACEMENT | N/A | USD/air conditioner | us | us | 40.7316
residential air conditioning | Reference Air Source Heat Pump - Cooling | 2038 | INSTALLATION | NEW | N/A | USD/air conditioner | us | us | 267.9712
residential air conditioning | Reference Air Source Heat Pump - Cooling | 2038 | INSTALLATION | REPLACEMENT | N/A | USD/air conditioner | us | us | 267.9712
residential air conditioning | Reference Air Source Heat Pump - Cooling | 2039 | CAPITAL | NEW | N/A | USD/air conditioner | us | us | 1870.4388
residential air conditioning | Reference Air Source Heat Pump - Cooling | 2039 | CAPITAL | REPLACEMENT | N/A | USD/air conditioner | us | us | 1870.4388
residential air conditioning | Reference Air Source Heat Pump - Cooling | 2039 | FIXED_OM | NEW | N/A | USD/air conditioner | us | us | 40.7316
residential air conditioning | Reference Air Source Heat Pump - Cooling | 2039 | FIXED_OM | REPLACEMENT | N/A | USD/air conditioner | us | us | 40.7316
residential air conditioning | Reference Air Source Heat Pump - Cooling | 2039 | INSTALLATION | NEW | N/A | USD/air conditioner | us | us | 267.9712
residential air conditioning | Reference Air Source Heat Pump - Cooling | 2039 | INSTALLATION | REPLACEMENT | N/A | USD/air conditioner | us | us | 267.9712
residential air conditioning | Reference Air Source Heat Pump - Cooling | 2040 | CAPITAL | NEW | N/A | USD/air conditioner | us | us | 1875.7982
residential air conditioning | Reference Air Source Heat Pump - Cooling | 2040 | CAPITAL | REPLACEMENT | N/A | USD/air conditioner | us | us | 1875.7982
residential air conditioning | Reference Air Source Heat Pump - Cooling | 2040 | FIXED_OM | NEW | N/A | USD/air conditioner | us | us | 40.7316
residential air conditioning | Reference Air Source Heat Pump - Cooling | 2040 | FIXED_OM | REPLACEMENT | N/A | USD/air conditioner | us | us | 40.7316
residential air conditioning | Reference Air Source Heat Pump - Cooling | 2040 | INSTALLATION | NEW | N/A | USD/air conditioner | us | us | 267.9712
residential air conditioning | Reference Air Source Heat Pump - Cooling | 2040 | INSTALLATION | REPLACEMENT | N/A | USD/air conditioner | us | us | 267.9712
residential air conditioning | Reference Air Source Heat Pump - Cooling | 2041 | CAPITAL | NEW | N/A | USD/air conditioner | us | us | 1875.7982
residential air conditioning | Reference Air Source Heat Pump - Cooling | 2041 | CAPITAL | REPLACEMENT | N/A | USD/air conditioner | us | us | 1875.7982
residential air conditioning | Reference Air Source Heat Pump - Cooling | 2041 | FIXED_OM | NEW | N/A | USD/air conditioner | us | us | 40.7316
residential air conditioning | Reference Air Source Heat Pump - Cooling | 2041 | FIXED_OM | REPLACEMENT | N/A | USD/air conditioner | us | us | 40.7316
residential air conditioning | Reference Air Source Heat Pump - Cooling | 2041 | INSTALLATION | NEW | N/A | USD/air conditioner | us | us | 267.9712
residential air conditioning | Reference Air Source Heat Pump - Cooling | 2041 | INSTALLATION | REPLACEMENT | N/A | USD/air conditioner | us | us | 267.9712
residential air conditioning | Reference Air Source Heat Pump - Cooling | 2042 | CAPITAL | NEW | N/A | USD/air conditioner | us | us | 1875.7982
residential air conditioning | Reference Air Source Heat Pump - Cooling | 2042 | CAPITAL | REPLACEMENT | N/A | USD/air conditioner | us | us | 1875.7982
residential air conditioning | Reference Air Source Heat Pump - Cooling | 2042 | FIXED_OM | NEW | N/A | USD/air conditioner | us | us | 40.7316
residential air conditioning | Reference Air Source Heat Pump - Cooling | 2042 | FIXED_OM | REPLACEMENT | N/A | USD/air conditioner | us | us | 40.7316
residential air conditioning | Reference Air Source Heat Pump - Cooling | 2042 | INSTALLATION | NEW | N/A | USD/air conditioner | us | us | 267.9712
residential air conditioning | Reference Air Source Heat Pump - Cooling | 2042 | INSTALLATION | REPLACEMENT | N/A | USD/air conditioner | us | us | 267.9712
residential air conditioning | Reference Air Source Heat Pump - Cooling | 2043 | CAPITAL | NEW | N/A | USD/air conditioner | us | us | 1875.7982
residential air conditioning | Reference Air Source Heat Pump - Cooling | 2043 | CAPITAL | REPLACEMENT | N/A | USD/air conditioner | us | us | 1875.7982
residential air conditioning | Reference Air Source Heat Pump - Cooling | 2043 | FIXED_OM | NEW | N/A | USD/air conditioner | us | us | 40.7316
residential air conditioning | Reference Air Source Heat Pump - Cooling | 2043 | FIXED_OM | REPLACEMENT | N/A | USD/air conditioner | us | us | 40.7316
residential air conditioning | Reference Air Source Heat Pump - Cooling | 2043 | INSTALLATION | NEW | N/A | USD/air conditioner | us | us | 267.9712
residential air conditioning | Reference Air Source Heat Pump - Cooling | 2043 | INSTALLATION | REPLACEMENT | N/A | USD/air conditioner | us | us | 267.9712
residential air conditioning | Reference Air Source Heat Pump - Cooling | 2044 | CAPITAL | NEW | N/A | USD/air conditioner | us | us | 1875.7982
residential air conditioning | Reference Air Source Heat Pump - Cooling | 2044 | CAPITAL | REPLACEMENT | N/A | USD/air conditioner | us | us | 1875.7982
residential air conditioning | Reference Air Source Heat Pump - Cooling | 2044 | FIXED_OM | NEW | N/A | USD/air conditioner | us | us | 40.7316
residential air conditioning | Reference Air Source Heat Pump - Cooling | 2044 | FIXED_OM | REPLACEMENT | N/A | USD/air conditioner | us | us | 40.7316
residential air conditioning | Reference Air Source Heat Pump - Cooling | 2044 | INSTALLATION | NEW | N/A | USD/air conditioner | us | us | 267.9712
residential air conditioning | Reference Air Source Heat Pump - Cooling | 2044 | INSTALLATION | REPLACEMENT | N/A | USD/air conditioner | us | us | 267.9712
residential air conditioning | Reference Air Source Heat Pump - Cooling | 2045 | CAPITAL | NEW | N/A | USD/air conditioner | us | us | 1875.7982
residential air conditioning | Reference Air Source Heat Pump - Cooling | 2045 | CAPITAL | REPLACEMENT | N/A | USD/air conditioner | us | us | 1875.7982
residential air conditioning | Reference Air Source Heat Pump - Cooling | 2045 | FIXED_OM | NEW | N/A | USD/air conditioner | us | us | 40.7316
residential air conditioning | Reference Air Source Heat Pump - Cooling | 2045 | FIXED_OM | REPLACEMENT | N/A | USD/air conditioner | us | us | 40.7316
residential air conditioning | Reference Air Source Heat Pump - Cooling | 2045 | INSTALLATION | NEW | N/A | USD/air conditioner | us | us | 267.9712
residential air conditioning | Reference Air Source Heat Pump - Cooling | 2045 | INSTALLATION | REPLACEMENT | N/A | USD/air conditioner | us | us | 267.9712
residential air conditioning | Reference Air Source Heat Pump - Cooling | 2046 | CAPITAL | NEW | N/A | USD/air conditioner | us | us | 1875.7982
residential air conditioning | Reference Air Source Heat Pump - Cooling | 2046 | CAPITAL | REPLACEMENT | N/A | USD/air conditioner | us | us | 1875.7982
residential air conditioning | Reference Air Source Heat Pump - Cooling | 2046 | FIXED_OM | NEW | N/A | USD/air conditioner | us | us | 40.7316
residential air conditioning | Reference Air Source Heat Pump - Cooling | 2046 | FIXED_OM | REPLACEMENT | N/A | USD/air conditioner | us | us | 40.7316
residential air conditioning | Reference Air Source Heat Pump - Cooling | 2046 | INSTALLATION | NEW | N/A | USD/air conditioner | us | us | 267.9712
residential air conditioning | Reference Air Source Heat Pump - Cooling | 2046 | INSTALLATION | REPLACEMENT | N/A | USD/air conditioner | us | us | 267.9712
residential air conditioning | Reference Air Source Heat Pump - Cooling | 2047 | CAPITAL | NEW | N/A | USD/air conditioner | us | us | 1875.7982
residential air conditioning | Reference Air Source Heat Pump - Cooling | 2047 | CAPITAL | REPLACEMENT | N/A | USD/air conditioner | us | us | 1875.7982
residential air conditioning | Reference Air Source Heat Pump - Cooling | 2047 | FIXED_OM | NEW | N/A | USD/air conditioner | us | us | 40.7316
residential air conditioning | Reference Air Source Heat Pump - Cooling | 2047 | FIXED_OM | REPLACEMENT | N/A | USD/air conditioner | us | us | 40.7316
residential air conditioning | Reference Air Source Heat Pump - Cooling | 2047 | INSTALLATION | NEW | N/A | USD/air conditioner | us | us | 267.9712
residential air conditioning | Reference Air Source Heat Pump - Cooling | 2047 | INSTALLATION | REPLACEMENT | N/A | USD/air conditioner | us | us | 267.9712
residential air conditioning | Reference Air Source Heat Pump - Cooling | 2048 | CAPITAL | NEW | N/A | USD/air conditioner | us | us | 1875.7982
residential air conditioning | Reference Air Source Heat Pump - Cooling | 2048 | CAPITAL | REPLACEMENT | N/A | USD/air conditioner | us | us | 1875.7982
residential air conditioning | Reference Air Source Heat Pump - Cooling | 2048 | FIXED_OM | NEW | N/A | USD/air conditioner | us | us | 40.7316
residential air conditioning | Reference Air Source Heat Pump - Cooling | 2048 | FIXED_OM | REPLACEMENT | N/A | USD/air conditioner | us | us | 40.7316
residential air conditioning | Reference Air Source Heat Pump - Cooling | 2048 | INSTALLATION | NEW | N/A | USD/air conditioner | us | us | 267.9712
residential air conditioning | Reference Air Source Heat Pump - Cooling | 2048 | INSTALLATION | REPLACEMENT | N/A | USD/air conditioner | us | us | 267.9712
residential air conditioning | Reference Air Source Heat Pump - Cooling | 2049 | CAPITAL | NEW | N/A | USD/air conditioner | us | us | 1875.7982
residential air conditioning | Reference Air Source Heat Pump - Cooling | 2049 | CAPITAL | REPLACEMENT | N/A | USD/air conditioner | us | us | 1875.7982
residential air conditioning | Reference Air Source Heat Pump - Cooling | 2049 | FIXED_OM | NEW | N/A | USD/air conditioner | us | us | 40.7316
residential air conditioning | Reference Air Source Heat Pump - Cooling | 2049 | FIXED_OM | REPLACEMENT | N/A | USD/air conditioner | us | us | 40.7316
residential air conditioning | Reference Air Source Heat Pump - Cooling | 2049 | INSTALLATION | NEW | N/A | USD/air conditioner | us | us | 267.9712
residential air conditioning | Reference Air Source Heat Pump - Cooling | 2049 | INSTALLATION | REPLACEMENT | N/A | USD/air conditioner | us | us | 267.9712
residential air conditioning | Reference Air Source Heat Pump - Cooling | 2050 | CAPITAL | NEW | N/A | USD/air conditioner | us | us | 1875.7982
residential air conditioning | Reference Air Source Heat Pump - Cooling | 2050 | CAPITAL | REPLACEMENT | N/A | USD/air conditioner | us | us | 1875.7982
residential air conditioning | Reference Air Source Heat Pump - Cooling | 2050 | FIXED_OM | NEW | N/A | USD/air conditioner | us | us | 40.7316
residential air conditioning | Reference Air Source Heat Pump - Cooling | 2050 | FIXED_OM | REPLACEMENT | N/A | USD/air conditioner | us | us | 40.7316
residential air conditioning | Reference Air Source Heat Pump - Cooling | 2050 | INSTALLATION | NEW | N/A | USD/air conditioner | us | us | 267.9712
residential air conditioning | Reference Air Source Heat Pump - Cooling | 2050 | INSTALLATION | REPLACEMENT | N/A | USD/air conditioner | us | us | 267.9712
residential air conditioning | Reference Air Source Heat Pump - Cooling (with flex cost) | 2020 | CAPITAL | NEW | N/A | USD/air conditioner | us | us | 2459.7021
residential air conditioning | Reference Air Source Heat Pump - Cooling (with flex cost) | 2020 | CAPITAL | REPLACEMENT | N/A | USD/air conditioner | us | us | 2459.7021
residential air conditioning | Reference Air Source Heat Pump - Cooling (with flex cost) | 2020 | FIXED_OM | NEW | N/A | USD/air conditioner | us | us | 40.7316
residential air conditioning | Reference Air Source Heat Pump - Cooling (with flex cost) | 2020 | FIXED_OM | REPLACEMENT | N/A | USD/air conditioner | us | us | 40.7316
residential air conditioning | Reference Air Source Heat Pump - Cooling (with flex cost) | 2020 | INSTALLATION | NEW | N/A | USD/air conditioner | us | us | 267.9712
residential air conditioning | Reference Air Source Heat Pump - Cooling (with flex cost) | 2021 | CAPITAL | NEW | N/A | USD/air conditioner | us | us | 2473.1006
residential air conditioning | Reference Air Source Heat Pump - Cooling (with flex cost) | 2021 | CAPITAL | REPLACEMENT | N/A | USD/air conditioner | us | us | 2473.1006
residential air conditioning | Reference Air Source Heat Pump - Cooling (with flex cost) | 2021 | FIXED_OM | NEW | N/A | USD/air conditioner | us | us | 40.7316
residential air conditioning | Reference Air Source Heat Pump - Cooling (with flex cost) | 2021 | FIXED_OM | REPLACEMENT | N/A | USD/air conditioner | us | us | 40.7316
residential air conditioning | Reference Air Source Heat Pump - Cooling (with flex cost) | 2021 | INSTALLATION | NEW | N/A | USD/air conditioner | us | us | 267.9712
residential air conditioning | Reference Air Source Heat Pump - Cooling (with flex cost) | 2022 | CAPITAL | NEW | N/A | USD/air conditioner | us | us | 2486.4992
residential air conditioning | Reference Air Source Heat Pump - Cooling (with flex cost) | 2022 | CAPITAL | REPLACEMENT | N/A | USD/air conditioner | us | us | 2486.4992
residential air conditioning | Reference Air Source Heat Pump - Cooling (with flex cost) | 2022 | FIXED_OM | NEW | N/A | USD/air conditioner | us | us | 40.7316
residential air conditioning | Reference Air Source Heat Pump - Cooling (with flex cost) | 2022 | FIXED_OM | REPLACEMENT | N/A | USD/air conditioner | us | us | 40.7316
residential air conditioning | Reference Air Source Heat Pump - Cooling (with flex cost) | 2022 | INSTALLATION | NEW | N/A | USD/air conditioner | us | us | 267.9712
residential air conditioning | Reference Air Source Heat Pump - Cooling (with flex cost) | 2023 | CAPITAL | NEW | N/A | USD/air conditioner | us | us | 2499.8977
residential air conditioning | Reference Air Source Heat Pump - Cooling (with flex cost) | 2023 | CAPITAL | REPLACEMENT | N/A | USD/air conditioner | us | us | 2499.8977
residential air conditioning | Reference Air Source Heat Pump - Cooling (with flex cost) | 2023 | FIXED_OM | NEW | N/A | USD/air conditioner | us | us | 40.7316
residential air conditioning | Reference Air Source Heat Pump - Cooling (with flex cost) | 2023 | FIXED_OM | REPLACEMENT | N/A | USD/air conditioner | us | us | 40.7316
residential air conditioning | Reference Air Source Heat Pump - Cooling (with flex cost) | 2023 | INSTALLATION | NEW | N/A | USD/air conditioner | us | us | 267.9712
residential air conditioning | Reference Air Source Heat Pump - Cooling (with flex cost) | 2024 | CAPITAL | NEW | N/A | USD/air conditioner | us | us | 2513.2963
residential air conditioning | Reference Air Source Heat Pump - Cooling (with flex cost) | 2024 | CAPITAL | REPLACEMENT | N/A | USD/air conditioner | us | us | 2513.2963
residential air conditioning | Reference Air Source Heat Pump - Cooling (with flex cost) | 2024 | FIXED_OM | NEW | N/A | USD/air conditioner | us | us | 40.7316
residential air conditioning | Reference Air Source Heat Pump - Cooling (with flex cost) | 2024 | FIXED_OM | REPLACEMENT | N/A | USD/air conditioner | us | us | 40.7316
residential air conditioning | Reference Air Source Heat Pump - Cooling (with flex cost) | 2024 | INSTALLATION | NEW | N/A | USD/air conditioner | us | us | 267.9712
residential air conditioning | Reference Air Source Heat Pump - Cooling (with flex cost) | 2025 | CAPITAL | NEW | N/A | USD/air conditioner | us | us | 2526.6949
residential air conditioning | Reference Air Source Heat Pump - Cooling (with flex cost) | 2025 | CAPITAL | REPLACEMENT | N/A | USD/air conditioner | us | us | 2526.6949
residential air conditioning | Reference Air Source Heat Pump - Cooling (with flex cost) | 2025 | FIXED_OM | NEW | N/A | USD/air conditioner | us | us | 40.7316
residential air conditioning | Reference Air Source Heat Pump - Cooling (with flex cost) | 2025 | FIXED_OM | REPLACEMENT | N/A | USD/air conditioner | us | us | 40.7316
residential air conditioning | Reference Air Source Heat Pump - Cooling (with flex cost) | 2025 | INSTALLATION | NEW | N/A | USD/air conditioner | us | us | 267.9712
residential air conditioning | Reference Air Source Heat Pump - Cooling (with flex cost) | 2026 | CAPITAL | NEW | N/A | USD/air conditioner | us | us | 2540.0934
residential air conditioning | Reference Air Source Heat Pump - Cooling (with flex cost) | 2026 | CAPITAL | REPLACEMENT | N/A | USD/air conditioner | us | us | 2540.0934
residential air conditioning | Reference Air Source Heat Pump - Cooling (with flex cost) | 2026 | FIXED_OM | NEW | N/A | USD/air conditioner | us | us | 40.7316
residential air conditioning | Reference Air Source Heat Pump - Cooling (with flex cost) | 2026 | FIXED_OM | REPLACEMENT | N/A | USD/air conditioner | us | us | 40.7316
residential air conditioning | Reference Air Source Heat Pump - Cooling (with flex cost) | 2026 | INSTALLATION | NEW | N/A | USD/air conditioner | us | us | 267.9712
residential air conditioning | Reference Air Source Heat Pump - Cooling (with flex cost) | 2027 | CAPITAL | NEW | N/A | USD/air conditioner | us | us | 2553.492
residential air conditioning | Reference Air Source Heat Pump - Cooling (with flex cost) | 2027 | CAPITAL | REPLACEMENT | N/A | USD/air conditioner | us | us | 2553.492
residential air conditioning | Reference Air Source Heat Pump - Cooling (with flex cost) | 2027 | FIXED_OM | NEW | N/A | USD/air conditioner | us | us | 40.7316
residential air conditioning | Reference Air Source Heat Pump - Cooling (with flex cost) | 2027 | FIXED_OM | REPLACEMENT | N/A | USD/air conditioner | us | us | 40.7316
residential air conditioning | Reference Air Source Heat Pump - Cooling (with flex cost) | 2027 | INSTALLATION | NEW | N/A | USD/air conditioner | us | us | 267.9712
residential air conditioning | Reference Air Source Heat Pump - Cooling (with flex cost) | 2028 | CAPITAL | NEW | N/A | USD/air conditioner | us | us | 2566.8905
residential air conditioning | Reference Air Source Heat Pump - Cooling (with flex cost) | 2028 | CAPITAL | REPLACEMENT | N/A | USD/air conditioner | us | us | 2566.8905
residential air conditioning | Reference Air Source Heat Pump - Cooling (with flex cost) | 2028 | FIXED_OM | NEW | N/A | USD/air conditioner | us | us | 40.7316
residential air conditioning | Reference Air Source Heat Pump - Cooling (with flex cost) | 2028 | FIXED_OM | REPLACEMENT | N/A | USD/air conditioner | us | us | 40.7316
residential air conditioning | Reference Air Source Heat Pump - Cooling (with flex cost) | 2028 | INSTALLATION | NEW | N/A | USD/air conditioner | us | us | 267.9712
residential air conditioning | Reference Air Source Heat Pump - Cooling (with flex cost) | 2029 | CAPITAL | NEW | N/A | USD/air conditioner | us | us | 2580.2891
residential air conditioning | Reference Air Source Heat Pump - Cooling (with flex cost) | 2029 | CAPITAL | REPLACEMENT | N/A | USD/air conditioner | us | us | 2580.2891
residential air conditioning | Reference Air Source Heat Pump - Cooling (with flex cost) | 2029 | FIXED_OM | NEW | N/A | USD/air conditioner | us | us | 40.7316
residential air conditioning | Reference Air Source Heat Pump - Cooling (with flex cost) | 2029 | FIXED_OM | REPLACEMENT | N/A | USD/air conditioner | us | us | 40.7316
residential air conditioning | Reference Air Source Heat Pump - Cooling (with flex cost) | 2029 | INSTALLATION | NEW | N/A | USD/air conditioner | us | us | 267.9712
residential air conditioning | Reference Air Source Heat Pump - Cooling (with flex cost) | 2030 | CAPITAL | NEW | N/A | USD/air conditioner | us | us | 2593.6876
residential air conditioning | Reference Air Source Heat Pump - Cooling (with flex cost) | 2030 | CAPITAL | REPLACEMENT | N/A | USD/air conditioner | us | us | 2593.6876
residential air conditioning | Reference Air Source Heat Pump - Cooling (with flex cost) | 2030 | FIXED_OM | NEW | N/A | USD/air conditioner | us | us | 40.7316
residential air conditioning | Reference Air Source Heat Pump - Cooling (with flex cost) | 2030 | FIXED_OM | REPLACEMENT | N/A | USD/air conditioner | us | us | 40.7316
residential air conditioning | Reference Air Source Heat Pump - Cooling (with flex cost) | 2030 | INSTALLATION | NEW | N/A | USD/air conditioner | us | us | 267.9712
residential air conditioning | Reference Air Source Heat Pump - Cooling (with flex cost) | 2031 | CAPITAL | NEW | N/A | USD/air conditioner | us | us | 2599.0471
residential air conditioning | Reference Air Source Heat Pump - Cooling (with flex cost) | 2031 | CAPITAL | REPLACEMENT | N/A | USD/air conditioner | us | us | 2599.0471
residential air conditioning | Reference Air Source Heat Pump - Cooling (with flex cost) | 2031 | FIXED_OM | NEW | N/A | USD/air conditioner | us | us | 40.7316
residential air conditioning | Reference Air Source Heat Pump - Cooling (with flex cost) | 2031 | FIXED_OM | REPLACEMENT | N/A | USD/air conditioner | us | us | 40.7316
residential air conditioning | Reference Air Source Heat Pump - Cooling (with flex cost) | 2031 | INSTALLATION | NEW | N/A | USD/air conditioner | us | us | 267.9712
residential air conditioning | Reference Air Source Heat Pump - Cooling (with flex cost) | 2032 | CAPITAL | NEW | N/A | USD/air conditioner | us | us | 2604.4065
residential air conditioning | Reference Air Source Heat Pump - Cooling (with flex cost) | 2032 | CAPITAL | REPLACEMENT | N/A | USD/air conditioner | us | us | 2604.4065
residential air conditioning | Reference Air Source Heat Pump - Cooling (with flex cost) | 2032 | FIXED_OM | NEW | N/A | USD/air conditioner | us | us | 40.7316
residential air conditioning | Reference Air Source Heat Pump - Cooling (with flex cost) | 2032 | FIXED_OM | REPLACEMENT | N/A | USD/air conditioner | us | us | 40.7316
residential air conditioning | Reference Air Source Heat Pump - Cooling (with flex cost) | 2032 | INSTALLATION | NEW | N/A | USD/air conditioner | us | us | 267.9712
residential air conditioning | Reference Air Source Heat Pump - Cooling (with flex cost) | 2033 | CAPITAL | NEW | N/A | USD/air conditioner | us | us | 2609.7659
residential air conditioning | Reference Air Source Heat Pump - Cooling (with flex cost) | 2033 | CAPITAL | REPLACEMENT | N/A | USD/air conditioner | us | us | 2609.7659
residential air conditioning | Reference Air Source Heat Pump - Cooling (with flex cost) | 2033 | FIXED_OM | NEW | N/A | USD/air conditioner | us | us | 40.7316
residential air conditioning | Reference Air Source Heat Pump - Cooling (with flex cost) | 2033 | FIXED_OM | REPLACEMENT | N/A | USD/air conditioner | us | us | 40.7316
residential air conditioning | Reference Air Source Heat Pump - Cooling (with flex cost) | 2033 | INSTALLATION | NEW | N/A | USD/air conditioner | us | us | 267.9712
residential air conditioning | Reference Air Source Heat Pump - Cooling (with flex cost) | 2034 | CAPITAL | NEW | N/A | USD/air conditioner | us | us | 2615.1253
residential air conditioning | Reference Air Source Heat Pump - Cooling (with flex cost) | 2034 | CAPITAL | REPLACEMENT | N/A | USD/air conditioner | us | us | 2615.1253
residential air conditioning | Reference Air Source Heat Pump - Cooling (with flex cost) | 2034 | FIXED_OM | NEW | N/A | USD/air conditioner | us | us | 40.7316
residential air conditioning | Reference Air Source Heat Pump - Cooling (with flex cost) | 2034 | FIXED_OM | REPLACEMENT | N/A | USD/air conditioner | us | us | 40.7316
residential air conditioning | Reference Air Source Heat Pump - Cooling (with flex cost) | 2034 | INSTALLATION | NEW | N/A | USD/air conditioner | us | us | 267.9712
residential air conditioning | Reference Air Source Heat Pump - Cooling (with flex cost) | 2035 | CAPITAL | NEW | N/A | USD/air conditioner | us | us | 2620.4848
residential air conditioning | Reference Air Source Heat Pump - Cooling (with flex cost) | 2035 | CAPITAL | REPLACEMENT | N/A | USD/air conditioner | us | us | 2620.4848
residential air conditioning | Reference Air Source Heat Pump - Cooling (with flex cost) | 2035 | FIXED_OM | NEW | N/A | USD/air conditioner | us | us | 40.7316
residential air conditioning | Reference Air Source Heat Pump - Cooling (with flex cost) | 2035 | FIXED_OM | REPLACEMENT | N/A | USD/air conditioner | us | us | 40.7316
residential air conditioning | Reference Air Source Heat Pump - Cooling (with flex cost) | 2035 | INSTALLATION | NEW | N/A | USD/air conditioner | us | us | 267.9712
residential air conditioning | Reference Air Source Heat Pump - Cooling (with flex cost) | 2036 | CAPITAL | NEW | N/A | USD/air conditioner | us | us | 2625.8442
residential air conditioning | Reference Air Source Heat Pump - Cooling (with flex cost) | 2036 | CAPITAL | REPLACEMENT | N/A | USD/air conditioner | us | us | 2625.8442
residential air conditioning | Reference Air Source Heat Pump - Cooling (with flex cost) | 2036 | FIXED_OM | NEW | N/A | USD/air conditioner | us | us | 40.7316
residential air conditioning | Reference Air Source Heat Pump - Cooling (with flex cost) | 2036 | FIXED_OM | REPLACEMENT | N/A | USD/air conditioner | us | us | 40.7316
residential air conditioning | Reference Air Source Heat Pump - Cooling (with flex cost) | 2036 | INSTALLATION | NEW | N/A | USD/air conditioner | us | us | 267.9712
residential air conditioning | Reference Air Source Heat Pump - Cooling (with flex cost) | 2037 | CAPITAL | NEW | N/A | USD/air conditioner | us | us | 2631.2036
residential air conditioning | Reference Air Source Heat Pump - Cooling (with flex cost) | 2037 | CAPITAL | REPLACEMENT | N/A | USD/air conditioner | us | us | 2631.2036
residential air conditioning | Reference Air Source Heat Pump - Cooling (with flex cost) | 2037 | FIXED_OM | NEW | N/A | USD/air conditioner | us | us | 40.7316
residential air conditioning | Reference Air Source Heat Pump - Cooling (with flex cost) | 2037 | FIXED_OM | REPLACEMENT | N/A | USD/air conditioner | us | us | 40.7316
residential air conditioning | Reference Air Source Heat Pump - Cooling (with flex cost) | 2037 | INSTALLATION | NEW | N/A | USD/air conditioner | us | us | 267.9712
residential air conditioning | Reference Air Source Heat Pump - Cooling (with flex cost) | 2038 | CAPITAL | NEW | N/A | USD/air conditioner | us | us | 2636.563
residential air conditioning | Reference Air Source Heat Pump - Cooling (with flex cost) | 2038 | CAPITAL | REPLACEMENT | N/A | USD/air conditioner | us | us | 2636.563
residential air conditioning | Reference Air Source Heat Pump - Cooling (with flex cost) | 2038 | FIXED_OM | NEW | N/A | USD/air conditioner | us | us | 40.7316
residential air conditioning | Reference Air Source Heat Pump - Cooling (with flex cost) | 2038 | FIXED_OM | REPLACEMENT | N/A | USD/air conditioner | us | us | 40.7316
residential air conditioning | Reference Air Source Heat Pump - Cooling (with flex cost) | 2038 | INSTALLATION | NEW | N/A | USD/air conditioner | us | us | 267.9712
residential air conditioning | Reference Air Source Heat Pump - Cooling (with flex cost) | 2039 | CAPITAL | NEW | N/A | USD/air conditioner | us | us | 2641.9225
residential air conditioning | Reference Air Source Heat Pump - Cooling (with flex cost) | 2039 | CAPITAL | REPLACEMENT | N/A | USD/air conditioner | us | us | 2641.9225
residential air conditioning | Reference Air Source Heat Pump - Cooling (with flex cost) | 2039 | FIXED_OM | NEW | N/A | USD/air conditioner | us | us | 40.7316
residential air conditioning | Reference Air Source Heat Pump - Cooling (with flex cost) | 2039 | FIXED_OM | REPLACEMENT | N/A | USD/air conditioner | us | us | 40.7316
residential air conditioning | Reference Air Source Heat Pump - Cooling (with flex cost) | 2039 | INSTALLATION | NEW | N/A | USD/air conditioner | us | us | 267.9712
residential air conditioning | Reference Air Source Heat Pump - Cooling (with flex cost) | 2040 | CAPITAL | NEW | N/A | USD/air conditioner | us | us | 2647.2819
residential air conditioning | Reference Air Source Heat Pump - Cooling (with flex cost) | 2040 | CAPITAL | REPLACEMENT | N/A | USD/air conditioner | us | us | 2647.2819
residential air conditioning | Reference Air Source Heat Pump - Cooling (with flex cost) | 2040 | FIXED_OM | NEW | N/A | USD/air conditioner | us | us | 40.7316
residential air conditioning | Reference Air Source Heat Pump - Cooling (with flex cost) | 2040 | FIXED_OM | REPLACEMENT | N/A | USD/air conditioner | us | us | 40.7316
residential air conditioning | Reference Air Source Heat Pump - Cooling (with flex cost) | 2040 | INSTALLATION | NEW | N/A | USD/air conditioner | us | us | 267.9712
residential air conditioning | Reference Air Source Heat Pump - Cooling (with flex cost) | 2041 | CAPITAL | NEW | N/A | USD/air conditioner | us | us | 2647.2819
residential air conditioning | Reference Air Source Heat Pump - Cooling (with flex cost) | 2041 | CAPITAL | REPLACEMENT | N/A | USD/air conditioner | us | us | 2647.2819
residential air conditioning | Reference Air Source Heat Pump - Cooling (with flex cost) | 2041 | FIXED_OM | NEW | N/A | USD/air conditioner | us | us | 40.7316
residential air conditioning | Reference Air Source Heat Pump - Cooling (with flex cost) | 2041 | FIXED_OM | REPLACEMENT | N/A | USD/air conditioner | us | us | 40.7316
residential air conditioning | Reference Air Source Heat Pump - Cooling (with flex cost) | 2041 | INSTALLATION | NEW | N/A | USD/air conditioner | us | us | 267.9712
residential air conditioning | Reference Air Source Heat Pump - Cooling (with flex cost) | 2042 | CAPITAL | NEW | N/A | USD/air conditioner | us | us | 2647.2819
residential air conditioning | Reference Air Source Heat Pump - Cooling (with flex cost) | 2042 | CAPITAL | REPLACEMENT | N/A | USD/air conditioner | us | us | 2647.2819
residential air conditioning | Reference Air Source Heat Pump - Cooling (with flex cost) | 2042 | FIXED_OM | NEW | N/A | USD/air conditioner | us | us | 40.7316
residential air conditioning | Reference Air Source Heat Pump - Cooling (with flex cost) | 2042 | FIXED_OM | REPLACEMENT | N/A | USD/air conditioner | us | us | 40.7316
residential air conditioning | Reference Air Source Heat Pump - Cooling (with flex cost) | 2042 | INSTALLATION | NEW | N/A | USD/air conditioner | us | us | 267.9712
residential air conditioning | Reference Air Source Heat Pump - Cooling (with flex cost) | 2043 | CAPITAL | NEW | N/A | USD/air conditioner | us | us | 2647.2819
residential air conditioning | Reference Air Source Heat Pump - Cooling (with flex cost) | 2043 | CAPITAL | REPLACEMENT | N/A | USD/air conditioner | us | us | 2647.2819
residential air conditioning | Reference Air Source Heat Pump - Cooling (with flex cost) | 2043 | FIXED_OM | NEW | N/A | USD/air conditioner | us | us | 40.7316
residential air conditioning | Reference Air Source Heat Pump - Cooling (with flex cost) | 2043 | FIXED_OM | REPLACEMENT | N/A | USD/air conditioner | us | us | 40.7316
residential air conditioning | Reference Air Source Heat Pump - Cooling (with flex cost) | 2043 | INSTALLATION | NEW | N/A | USD/air conditioner | us | us | 267.9712
residential air conditioning | Reference Air Source Heat Pump - Cooling (with flex cost) | 2044 | CAPITAL | NEW | N/A | USD/air conditioner | us | us | 2647.2819
residential air conditioning | Reference Air Source Heat Pump - Cooling (with flex cost) | 2044 | CAPITAL | REPLACEMENT | N/A | USD/air conditioner | us | us | 2647.2819
residential air conditioning | Reference Air Source Heat Pump - Cooling (with flex cost) | 2044 | FIXED_OM | NEW | N/A | USD/air conditioner | us | us | 40.7316
residential air conditioning | Reference Air Source Heat Pump - Cooling (with flex cost) | 2044 | FIXED_OM | REPLACEMENT | N/A | USD/air conditioner | us | us | 40.7316
residential air conditioning | Reference Air Source Heat Pump - Cooling (with flex cost) | 2044 | INSTALLATION | NEW | N/A | USD/air conditioner | us | us | 267.9712
residential air conditioning | Reference Air Source Heat Pump - Cooling (with flex cost) | 2045 | CAPITAL | NEW | N/A | USD/air conditioner | us | us | 2647.2819
residential air conditioning | Reference Air Source Heat Pump - Cooling (with flex cost) | 2045 | CAPITAL | REPLACEMENT | N/A | USD/air conditioner | us | us | 2647.2819
residential air conditioning | Reference Air Source Heat Pump - Cooling (with flex cost) | 2045 | FIXED_OM | NEW | N/A | USD/air conditioner | us | us | 40.7316
residential air conditioning | Reference Air Source Heat Pump - Cooling (with flex cost) | 2045 | FIXED_OM | REPLACEMENT | N/A | USD/air conditioner | us | us | 40.7316
residential air conditioning | Reference Air Source Heat Pump - Cooling (with flex cost) | 2045 | INSTALLATION | NEW | N/A | USD/air conditioner | us | us | 267.9712
residential air conditioning | Reference Air Source Heat Pump - Cooling (with flex cost) | 2046 | CAPITAL | NEW | N/A | USD/air conditioner | us | us | 2647.2819
residential air conditioning | Reference Air Source Heat Pump - Cooling (with flex cost) | 2046 | CAPITAL | REPLACEMENT | N/A | USD/air conditioner | us | us | 2647.2819
residential air conditioning | Reference Air Source Heat Pump - Cooling (with flex cost) | 2046 | FIXED_OM | NEW | N/A | USD/air conditioner | us | us | 40.7316
residential air conditioning | Reference Air Source Heat Pump - Cooling (with flex cost) | 2046 | FIXED_OM | REPLACEMENT | N/A | USD/air conditioner | us | us | 40.7316
residential air conditioning | Reference Air Source Heat Pump - Cooling (with flex cost) | 2046 | INSTALLATION | NEW | N/A | USD/air conditioner | us | us | 267.9712
residential air conditioning | Reference Air Source Heat Pump - Cooling (with flex cost) | 2047 | CAPITAL | NEW | N/A | USD/air conditioner | us | us | 2647.2819
residential air conditioning | Reference Air Source Heat Pump - Cooling (with flex cost) | 2047 | CAPITAL | REPLACEMENT | N/A | USD/air conditioner | us | us | 2647.2819
residential air conditioning | Reference Air Source Heat Pump - Cooling (with flex cost) | 2047 | FIXED_OM | NEW | N/A | USD/air conditioner | us | us | 40.7316
residential air conditioning | Reference Air Source Heat Pump - Cooling (with flex cost) | 2047 | FIXED_OM | REPLACEMENT | N/A | USD/air conditioner | us | us | 40.7316
residential air conditioning | Reference Air Source Heat Pump - Cooling (with flex cost) | 2047 | INSTALLATION | NEW | N/A | USD/air conditioner | us | us | 267.9712
residential air conditioning | Reference Air Source Heat Pump - Cooling (with flex cost) | 2048 | CAPITAL | NEW | N/A | USD/air conditioner | us | us | 2647.2819
residential air conditioning | Reference Air Source Heat Pump - Cooling (with flex cost) | 2048 | CAPITAL | REPLACEMENT | N/A | USD/air conditioner | us | us | 2647.2819
residential air conditioning | Reference Air Source Heat Pump - Cooling (with flex cost) | 2048 | FIXED_OM | NEW | N/A | USD/air conditioner | us | us | 40.7316
residential air conditioning | Reference Air Source Heat Pump - Cooling (with flex cost) | 2048 | FIXED_OM | REPLACEMENT | N/A | USD/air conditioner | us | us | 40.7316
residential air conditioning | Reference Air Source Heat Pump - Cooling (with flex cost) | 2048 | INSTALLATION | NEW | N/A | USD/air conditioner | us | us | 267.9712
residential air conditioning | Reference Air Source Heat Pump - Cooling (with flex cost) | 2049 | CAPITAL | NEW | N/A | USD/air conditioner | us | us | 2647.2819
residential air conditioning | Reference Air Source Heat Pump - Cooling (with flex cost) | 2049 | CAPITAL | REPLACEMENT | N/A | USD/air conditioner | us | us | 2647.2819
residential air conditioning | Reference Air Source Heat Pump - Cooling (with flex cost) | 2049 | FIXED_OM | NEW | N/A | USD/air conditioner | us | us | 40.7316
residential air conditioning | Reference Air Source Heat Pump - Cooling (with flex cost) | 2049 | FIXED_OM | REPLACEMENT | N/A | USD/air conditioner | us | us | 40.7316
residential air conditioning | Reference Air Source Heat Pump - Cooling (with flex cost) | 2049 | INSTALLATION | NEW | N/A | USD/air conditioner | us | us | 267.9712
residential air conditioning | Reference Air Source Heat Pump - Cooling (with flex cost) | 2050 | CAPITAL | NEW | N/A | USD/air conditioner | us | us | 2647.2819
residential air conditioning | Reference Air Source Heat Pump - Cooling (with flex cost) | 2050 | CAPITAL | REPLACEMENT | N/A | USD/air conditioner | us | us | 2647.2819
residential air conditioning | Reference Air Source Heat Pump - Cooling (with flex cost) | 2050 | FIXED_OM | NEW | N/A | USD/air conditioner | us | us | 40.7316
residential air conditioning | Reference Air Source Heat Pump - Cooling (with flex cost) | 2050 | FIXED_OM | REPLACEMENT | N/A | USD/air conditioner | us | us | 40.7316
residential air conditioning | Reference Air Source Heat Pump - Cooling (with flex cost) | 2050 | INSTALLATION | NEW | N/A | USD/air conditioner | us | us | 267.9712
residential air conditioning | Reference Central Air Conditioner | 2020 | CAPITAL | NEW | N/A | USD/air conditioner | us | us | 2250.9579
residential air conditioning | Reference Central Air Conditioner | 2020 | CAPITAL | REPLACEMENT | N/A | USD/air conditioner | us | us | 2250.9579
residential air conditioning | Reference Central Air Conditioner | 2020 | FIXED_OM | NEW | N/A | USD/air conditioner | us | us | 81.4632
residential air conditioning | Reference Central Air Conditioner | 2020 | FIXED_OM | REPLACEMENT | N/A | USD/air conditioner | us | us | 81.4632
residential air conditioning | Reference Central Air Conditioner | 2020 | INSTALLATION | NEW | N/A | USD/air conditioner | us | us | 428.7539
residential air conditioning | Reference Central Air Conditioner | 2020 | INSTALLATION | REPLACEMENT | N/A | USD/air conditioner | us | us | 428.7539
residential air conditioning | Reference Central Air Conditioner | 2021 | CAPITAL | NEW | N/A | USD/air conditioner | us | us | 2250.9579
residential air conditioning | Reference Central Air Conditioner | 2021 | CAPITAL | REPLACEMENT | N/A | USD/air conditioner | us | us | 2250.9579
residential air conditioning | Reference Central Air Conditioner | 2021 | FIXED_OM | NEW | N/A | USD/air conditioner | us | us | 81.4632
residential air conditioning | Reference Central Air Conditioner | 2021 | FIXED_OM | REPLACEMENT | N/A | USD/air conditioner | us | us | 81.4632
residential air conditioning | Reference Central Air Conditioner | 2021 | INSTALLATION | NEW | N/A | USD/air conditioner | us | us | 428.7539
residential air conditioning | Reference Central Air Conditioner | 2021 | INSTALLATION | REPLACEMENT | N/A | USD/air conditioner | us | us | 428.7539
residential air conditioning | Reference Central Air Conditioner | 2022 | CAPITAL | NEW | N/A | USD/air conditioner | us | us | 2250.9579
residential air conditioning | Reference Central Air Conditioner | 2022 | CAPITAL | REPLACEMENT | N/A | USD/air conditioner | us | us | 2250.9579
residential air conditioning | Reference Central Air Conditioner | 2022 | FIXED_OM | NEW | N/A | USD/air conditioner | us | us | 81.4632
residential air conditioning | Reference Central Air Conditioner | 2022 | FIXED_OM | REPLACEMENT | N/A | USD/air conditioner | us | us | 81.4632
residential air conditioning | Reference Central Air Conditioner | 2022 | INSTALLATION | NEW | N/A | USD/air conditioner | us | us | 428.7539
residential air conditioning | Reference Central Air Conditioner | 2022 | INSTALLATION | REPLACEMENT | N/A | USD/air conditioner | us | us | 428.7539
residential air conditioning | Reference Central Air Conditioner | 2023 | CAPITAL | NEW | N/A | USD/air conditioner | us | us | 2250.9579
residential air conditioning | Reference Central Air Conditioner | 2023 | CAPITAL | REPLACEMENT | N/A | USD/air conditioner | us | us | 2250.9579
residential air conditioning | Reference Central Air Conditioner | 2023 | FIXED_OM | NEW | N/A | USD/air conditioner | us | us | 81.4632
residential air conditioning | Reference Central Air Conditioner | 2023 | FIXED_OM | REPLACEMENT | N/A | USD/air conditioner | us | us | 81.4632
residential air conditioning | Reference Central Air Conditioner | 2023 | INSTALLATION | NEW | N/A | USD/air conditioner | us | us | 428.7539
residential air conditioning | Reference Central Air Conditioner | 2023 | INSTALLATION | REPLACEMENT | N/A | USD/air conditioner | us | us | 428.7539
residential air conditioning | Reference Central Air Conditioner | 2024 | CAPITAL | NEW | N/A | USD/air conditioner | us | us | 2250.9579
residential air conditioning | Reference Central Air Conditioner | 2024 | CAPITAL | REPLACEMENT | N/A | USD/air conditioner | us | us | 2250.9579
residential air conditioning | Reference Central Air Conditioner | 2024 | FIXED_OM | NEW | N/A | USD/air conditioner | us | us | 81.4632
residential air conditioning | Reference Central Air Conditioner | 2024 | FIXED_OM | REPLACEMENT | N/A | USD/air conditioner | us | us | 81.4632
residential air conditioning | Reference Central Air Conditioner | 2024 | INSTALLATION | NEW | N/A | USD/air conditioner | us | us | 428.7539
residential air conditioning | Reference Central Air Conditioner | 2024 | INSTALLATION | REPLACEMENT | N/A | USD/air conditioner | us | us | 428.7539
residential air conditioning | Reference Central Air Conditioner | 2025 | CAPITAL | NEW | N/A | USD/air conditioner | us | us | 2250.9579
residential air conditioning | Reference Central Air Conditioner | 2025 | CAPITAL | REPLACEMENT | N/A | USD/air conditioner | us | us | 2250.9579
residential air conditioning | Reference Central Air Conditioner | 2025 | FIXED_OM | NEW | N/A | USD/air conditioner | us | us | 81.4632
residential air conditioning | Reference Central Air Conditioner | 2025 | FIXED_OM | REPLACEMENT | N/A | USD/air conditioner | us | us | 81.4632
residential air conditioning | Reference Central Air Conditioner | 2025 | INSTALLATION | NEW | N/A | USD/air conditioner | us | us | 428.7539
residential air conditioning | Reference Central Air Conditioner | 2025 | INSTALLATION | REPLACEMENT | N/A | USD/air conditioner | us | us | 428.7539
residential air conditioning | Reference Central Air Conditioner | 2026 | CAPITAL | NEW | N/A | USD/air conditioner | us | us | 2250.9579
residential air conditioning | Reference Central Air Conditioner | 2026 | CAPITAL | REPLACEMENT | N/A | USD/air conditioner | us | us | 2250.9579
residential air conditioning | Reference Central Air Conditioner | 2026 | FIXED_OM | NEW | N/A | USD/air conditioner | us | us | 81.4632
residential air conditioning | Reference Central Air Conditioner | 2026 | FIXED_OM | REPLACEMENT | N/A | USD/air conditioner | us | us | 81.4632
residential air conditioning | Reference Central Air Conditioner | 2026 | INSTALLATION | NEW | N/A | USD/air conditioner | us | us | 428.7539
residential air conditioning | Reference Central Air Conditioner | 2026 | INSTALLATION | REPLACEMENT | N/A | USD/air conditioner | us | us | 428.7539
residential air conditioning | Reference Central Air Conditioner | 2027 | CAPITAL | NEW | N/A | USD/air conditioner | us | us | 2250.9579
residential air conditioning | Reference Central Air Conditioner | 2027 | CAPITAL | REPLACEMENT | N/A | USD/air conditioner | us | us | 2250.9579
residential air conditioning | Reference Central Air Conditioner | 2027 | FIXED_OM | NEW | N/A | USD/air conditioner | us | us | 81.4632
residential air conditioning | Reference Central Air Conditioner | 2027 | FIXED_OM | REPLACEMENT | N/A | USD/air conditioner | us | us | 81.4632
residential air conditioning | Reference Central Air Conditioner | 2027 | INSTALLATION | NEW | N/A | USD/air conditioner | us | us | 428.7539
residential air conditioning | Reference Central Air Conditioner | 2027 | INSTALLATION | REPLACEMENT | N/A | USD/air conditioner | us | us | 428.7539
residential air conditioning | Reference Central Air Conditioner | 2028 | CAPITAL | NEW | N/A | USD/air conditioner | us | us | 2250.9579
residential air conditioning | Reference Central Air Conditioner | 2028 | CAPITAL | REPLACEMENT | N/A | USD/air conditioner | us | us | 2250.9579
residential air conditioning | Reference Central Air Conditioner | 2028 | FIXED_OM | NEW | N/A | USD/air conditioner | us | us | 81.4632
residential air conditioning | Reference Central Air Conditioner | 2028 | FIXED_OM | REPLACEMENT | N/A | USD/air conditioner | us | us | 81.4632
residential air conditioning | Reference Central Air Conditioner | 2028 | INSTALLATION | NEW | N/A | USD/air conditioner | us | us | 428.7539
residential air conditioning | Reference Central Air Conditioner | 2028 | INSTALLATION | REPLACEMENT | N/A | USD/air conditioner | us | us | 428.7539
residential air conditioning | Reference Central Air Conditioner | 2029 | CAPITAL | NEW | N/A | USD/air conditioner | us | us | 2250.9579
residential air conditioning | Reference Central Air Conditioner | 2029 | CAPITAL | REPLACEMENT | N/A | USD/air conditioner | us | us | 2250.9579
residential air conditioning | Reference Central Air Conditioner | 2029 | FIXED_OM | NEW | N/A | USD/air conditioner | us | us | 81.4632
residential air conditioning | Reference Central Air Conditioner | 2029 | FIXED_OM | REPLACEMENT | N/A | USD/air conditioner | us | us | 81.4632
residential air conditioning | Reference Central Air Conditioner | 2029 | INSTALLATION | NEW | N/A | USD/air conditioner | us | us | 428.7539
residential air conditioning | Reference Central Air Conditioner | 2029 | INSTALLATION | REPLACEMENT | N/A | USD/air conditioner | us | us | 428.7539
residential air conditioning | Reference Central Air Conditioner | 2030 | CAPITAL | NEW | N/A | USD/air conditioner | us | us | 2250.9579
residential air conditioning | Reference Central Air Conditioner | 2030 | CAPITAL | REPLACEMENT | N/A | USD/air conditioner | us | us | 2250.9579
residential air conditioning | Reference Central Air Conditioner | 2030 | FIXED_OM | NEW | N/A | USD/air conditioner | us | us | 81.4632
residential air conditioning | Reference Central Air Conditioner | 2030 | FIXED_OM | REPLACEMENT | N/A | USD/air conditioner | us | us | 81.4632
residential air conditioning | Reference Central Air Conditioner | 2030 | INSTALLATION | NEW | N/A | USD/air conditioner | us | us | 428.7539
residential air conditioning | Reference Central Air Conditioner | 2030 | INSTALLATION | REPLACEMENT | N/A | USD/air conditioner | us | us | 428.7539
residential air conditioning | Reference Central Air Conditioner | 2031 | CAPITAL | NEW | N/A | USD/air conditioner | us | us | 2250.9579
residential air conditioning | Reference Central Air Conditioner | 2031 | CAPITAL | REPLACEMENT | N/A | USD/air conditioner | us | us | 2250.9579
residential air conditioning | Reference Central Air Conditioner | 2031 | FIXED_OM | NEW | N/A | USD/air conditioner | us | us | 81.4632
residential air conditioning | Reference Central Air Conditioner | 2031 | FIXED_OM | REPLACEMENT | N/A | USD/air conditioner | us | us | 81.4632
residential air conditioning | Reference Central Air Conditioner | 2031 | INSTALLATION | NEW | N/A | USD/air conditioner | us | us | 428.7539
residential air conditioning | Reference Central Air Conditioner | 2031 | INSTALLATION | REPLACEMENT | N/A | USD/air conditioner | us | us | 428.7539
residential air conditioning | Reference Central Air Conditioner | 2032 | CAPITAL | NEW | N/A | USD/air conditioner | us | us | 2250.9579
residential air conditioning | Reference Central Air Conditioner | 2032 | CAPITAL | REPLACEMENT | N/A | USD/air conditioner | us | us | 2250.9579
residential air conditioning | Reference Central Air Conditioner | 2032 | FIXED_OM | NEW | N/A | USD/air conditioner | us | us | 81.4632
residential air conditioning | Reference Central Air Conditioner | 2032 | FIXED_OM | REPLACEMENT | N/A | USD/air conditioner | us | us | 81.4632
residential air conditioning | Reference Central Air Conditioner | 2032 | INSTALLATION | NEW | N/A | USD/air conditioner | us | us | 428.7539
residential air conditioning | Reference Central Air Conditioner | 2032 | INSTALLATION | REPLACEMENT | N/A | USD/air conditioner | us | us | 428.7539
residential air conditioning | Reference Central Air Conditioner | 2033 | CAPITAL | NEW | N/A | USD/air conditioner | us | us | 2250.9579
residential air conditioning | Reference Central Air Conditioner | 2033 | CAPITAL | REPLACEMENT | N/A | USD/air conditioner | us | us | 2250.9579
residential air conditioning | Reference Central Air Conditioner | 2033 | FIXED_OM | NEW | N/A | USD/air conditioner | us | us | 81.4632
residential air conditioning | Reference Central Air Conditioner | 2033 | FIXED_OM | REPLACEMENT | N/A | USD/air conditioner | us | us | 81.4632
residential air conditioning | Reference Central Air Conditioner | 2033 | INSTALLATION | NEW | N/A | USD/air conditioner | us | us | 428.7539
residential air conditioning | Reference Central Air Conditioner | 2033 | INSTALLATION | REPLACEMENT | N/A | USD/air conditioner | us | us | 428.7539
residential air conditioning | Reference Central Air Conditioner | 2034 | CAPITAL | NEW | N/A | USD/air conditioner | us | us | 2250.9579
residential air conditioning | Reference Central Air Conditioner | 2034 | CAPITAL | REPLACEMENT | N/A | USD/air conditioner | us | us | 2250.9579
residential air conditioning | Reference Central Air Conditioner | 2034 | FIXED_OM | NEW | N/A | USD/air conditioner | us | us | 81.4632
residential air conditioning | Reference Central Air Conditioner | 2034 | FIXED_OM | REPLACEMENT | N/A | USD/air conditioner | us | us | 81.4632
residential air conditioning | Reference Central Air Conditioner | 2034 | INSTALLATION | NEW | N/A | USD/air conditioner | us | us | 428.7539
residential air conditioning | Reference Central Air Conditioner | 2034 | INSTALLATION | REPLACEMENT | N/A | USD/air conditioner | us | us | 428.7539
residential air conditioning | Reference Central Air Conditioner | 2035 | CAPITAL | NEW | N/A | USD/air conditioner | us | us | 2250.9579
residential air conditioning | Reference Central Air Conditioner | 2035 | CAPITAL | REPLACEMENT | N/A | USD/air conditioner | us | us | 2250.9579
residential air conditioning | Reference Central Air Conditioner | 2035 | FIXED_OM | NEW | N/A | USD/air conditioner | us | us | 81.4632
residential air conditioning | Reference Central Air Conditioner | 2035 | FIXED_OM | REPLACEMENT | N/A | USD/air conditioner | us | us | 81.4632
residential air conditioning | Reference Central Air Conditioner | 2035 | INSTALLATION | NEW | N/A | USD/air conditioner | us | us | 428.7539
residential air conditioning | Reference Central Air Conditioner | 2035 | INSTALLATION | REPLACEMENT | N/A | USD/air conditioner | us | us | 428.7539
residential air conditioning | Reference Central Air Conditioner | 2036 | CAPITAL | NEW | N/A | USD/air conditioner | us | us | 2250.9579
residential air conditioning | Reference Central Air Conditioner | 2036 | CAPITAL | REPLACEMENT | N/A | USD/air conditioner | us | us | 2250.9579
residential air conditioning | Reference Central Air Conditioner | 2036 | FIXED_OM | NEW | N/A | USD/air conditioner | us | us | 81.4632
residential air conditioning | Reference Central Air Conditioner | 2036 | FIXED_OM | REPLACEMENT | N/A | USD/air conditioner | us | us | 81.4632
residential air conditioning | Reference Central Air Conditioner | 2036 | INSTALLATION | NEW | N/A | USD/air conditioner | us | us | 428.7539
residential air conditioning | Reference Central Air Conditioner | 2036 | INSTALLATION | REPLACEMENT | N/A | USD/air conditioner | us | us | 428.7539
residential air conditioning | Reference Central Air Conditioner | 2037 | CAPITAL | NEW | N/A | USD/air conditioner | us | us | 2250.9579
residential air conditioning | Reference Central Air Conditioner | 2037 | CAPITAL | REPLACEMENT | N/A | USD/air conditioner | us | us | 2250.9579
residential air conditioning | Reference Central Air Conditioner | 2037 | FIXED_OM | NEW | N/A | USD/air conditioner | us | us | 81.4632
residential air conditioning | Reference Central Air Conditioner | 2037 | FIXED_OM | REPLACEMENT | N/A | USD/air conditioner | us | us | 81.4632
residential air conditioning | Reference Central Air Conditioner | 2037 | INSTALLATION | NEW | N/A | USD/air conditioner | us | us | 428.7539
residential air conditioning | Reference Central Air Conditioner | 2037 | INSTALLATION | REPLACEMENT | N/A | USD/air conditioner | us | us | 428.7539
residential air conditioning | Reference Central Air Conditioner | 2038 | CAPITAL | NEW | N/A | USD/air conditioner | us | us | 2250.9579
residential air conditioning | Reference Central Air Conditioner | 2038 | CAPITAL | REPLACEMENT | N/A | USD/air conditioner | us | us | 2250.9579
residential air conditioning | Reference Central Air Conditioner | 2038 | FIXED_OM | NEW | N/A | USD/air conditioner | us | us | 81.4632
residential air conditioning | Reference Central Air Conditioner | 2038 | FIXED_OM | REPLACEMENT | N/A | USD/air conditioner | us | us | 81.4632
residential air conditioning | Reference Central Air Conditioner | 2038 | INSTALLATION | NEW | N/A | USD/air conditioner | us | us | 428.7539
residential air conditioning | Reference Central Air Conditioner | 2038 | INSTALLATION | REPLACEMENT | N/A | USD/air conditioner | us | us | 428.7539
residential air conditioning | Reference Central Air Conditioner | 2039 | CAPITAL | NEW | N/A | USD/air conditioner | us | us | 2250.9579
residential air conditioning | Reference Central Air Conditioner | 2039 | CAPITAL | REPLACEMENT | N/A | USD/air conditioner | us | us | 2250.9579
residential air conditioning | Reference Central Air Conditioner | 2039 | FIXED_OM | NEW | N/A | USD/air conditioner | us | us | 81.4632
residential air conditioning | Reference Central Air Conditioner | 2039 | FIXED_OM | REPLACEMENT | N/A | USD/air conditioner | us | us | 81.4632
residential air conditioning | Reference Central Air Conditioner | 2039 | INSTALLATION | NEW | N/A | USD/air conditioner | us | us | 428.7539
residential air conditioning | Reference Central Air Conditioner | 2039 | INSTALLATION | REPLACEMENT | N/A | USD/air conditioner | us | us | 428.7539
residential air conditioning | Reference Central Air Conditioner | 2040 | CAPITAL | NEW | N/A | USD/air conditioner | us | us | 2250.9579
residential air conditioning | Reference Central Air Conditioner | 2040 | CAPITAL | REPLACEMENT | N/A | USD/air conditioner | us | us | 2250.9579
residential air conditioning | Reference Central Air Conditioner | 2040 | FIXED_OM | NEW | N/A | USD/air conditioner | us | us | 81.4632
residential air conditioning | Reference Central Air Conditioner | 2040 | FIXED_OM | REPLACEMENT | N/A | USD/air conditioner | us | us | 81.4632
residential air conditioning | Reference Central Air Conditioner | 2040 | INSTALLATION | NEW | N/A | USD/air conditioner | us | us | 428.7539
residential air conditioning | Reference Central Air Conditioner | 2040 | INSTALLATION | REPLACEMENT | N/A | USD/air conditioner | us | us | 428.7539
residential air conditioning | Reference Central Air Conditioner | 2041 | CAPITAL | NEW | N/A | USD/air conditioner | us | us | 2250.9579
residential air conditioning | Reference Central Air Conditioner | 2041 | CAPITAL | REPLACEMENT | N/A | USD/air conditioner | us | us | 2250.9579
residential air conditioning | Reference Central Air Conditioner | 2041 | FIXED_OM | NEW | N/A | USD/air conditioner | us | us | 81.4632
residential air conditioning | Reference Central Air Conditioner | 2041 | FIXED_OM | REPLACEMENT | N/A | USD/air conditioner | us | us | 81.4632
residential air conditioning | Reference Central Air Conditioner | 2041 | INSTALLATION | NEW | N/A | USD/air conditioner | us | us | 428.7539
residential air conditioning | Reference Central Air Conditioner | 2041 | INSTALLATION | REPLACEMENT | N/A | USD/air conditioner | us | us | 428.7539
residential air conditioning | Reference Central Air Conditioner | 2042 | CAPITAL | NEW | N/A | USD/air conditioner | us | us | 2250.9579
residential air conditioning | Reference Central Air Conditioner | 2042 | CAPITAL | REPLACEMENT | N/A | USD/air conditioner | us | us | 2250.9579
residential air conditioning | Reference Central Air Conditioner | 2042 | FIXED_OM | NEW | N/A | USD/air conditioner | us | us | 81.4632
residential air conditioning | Reference Central Air Conditioner | 2042 | FIXED_OM | REPLACEMENT | N/A | USD/air conditioner | us | us | 81.4632
residential air conditioning | Reference Central Air Conditioner | 2042 | INSTALLATION | NEW | N/A | USD/air conditioner | us | us | 428.7539
residential air conditioning | Reference Central Air Conditioner | 2042 | INSTALLATION | REPLACEMENT | N/A | USD/air conditioner | us | us | 428.7539
residential air conditioning | Reference Central Air Conditioner | 2043 | CAPITAL | NEW | N/A | USD/air conditioner | us | us | 2250.9579
residential air conditioning | Reference Central Air Conditioner | 2043 | CAPITAL | REPLACEMENT | N/A | USD/air conditioner | us | us | 2250.9579
residential air conditioning | Reference Central Air Conditioner | 2043 | FIXED_OM | NEW | N/A | USD/air conditioner | us | us | 81.4632
residential air conditioning | Reference Central Air Conditioner | 2043 | FIXED_OM | REPLACEMENT | N/A | USD/air conditioner | us | us | 81.4632
residential air conditioning | Reference Central Air Conditioner | 2043 | INSTALLATION | NEW | N/A | USD/air conditioner | us | us | 428.7539
residential air conditioning | Reference Central Air Conditioner | 2043 | INSTALLATION | REPLACEMENT | N/A | USD/air conditioner | us | us | 428.7539
residential air conditioning | Reference Central Air Conditioner | 2044 | CAPITAL | NEW | N/A | USD/air conditioner | us | us | 2250.9579
residential air conditioning | Reference Central Air Conditioner | 2044 | CAPITAL | REPLACEMENT | N/A | USD/air conditioner | us | us | 2250.9579
residential air conditioning | Reference Central Air Conditioner | 2044 | FIXED_OM | NEW | N/A | USD/air conditioner | us | us | 81.4632
residential air conditioning | Reference Central Air Conditioner | 2044 | FIXED_OM | REPLACEMENT | N/A | USD/air conditioner | us | us | 81.4632
residential air conditioning | Reference Central Air Conditioner | 2044 | INSTALLATION | NEW | N/A | USD/air conditioner | us | us | 428.7539
residential air conditioning | Reference Central Air Conditioner | 2044 | INSTALLATION | REPLACEMENT | N/A | USD/air conditioner | us | us | 428.7539
residential air conditioning | Reference Central Air Conditioner | 2045 | CAPITAL | NEW | N/A | USD/air conditioner | us | us | 2250.9579
residential air conditioning | Reference Central Air Conditioner | 2045 | CAPITAL | REPLACEMENT | N/A | USD/air conditioner | us | us | 2250.9579
residential air conditioning | Reference Central Air Conditioner | 2045 | FIXED_OM | NEW | N/A | USD/air conditioner | us | us | 81.4632
residential air conditioning | Reference Central Air Conditioner | 2045 | FIXED_OM | REPLACEMENT | N/A | USD/air conditioner | us | us | 81.4632
residential air conditioning | Reference Central Air Conditioner | 2045 | INSTALLATION | NEW | N/A | USD/air conditioner | us | us | 428.7539
residential air conditioning | Reference Central Air Conditioner | 2045 | INSTALLATION | REPLACEMENT | N/A | USD/air conditioner | us | us | 428.7539
residential air conditioning | Reference Central Air Conditioner | 2046 | CAPITAL | NEW | N/A | USD/air conditioner | us | us | 2250.9579
residential air conditioning | Reference Central Air Conditioner | 2046 | CAPITAL | REPLACEMENT | N/A | USD/air conditioner | us | us | 2250.9579
residential air conditioning | Reference Central Air Conditioner | 2046 | FIXED_OM | NEW | N/A | USD/air conditioner | us | us | 81.4632
residential air conditioning | Reference Central Air Conditioner | 2046 | FIXED_OM | REPLACEMENT | N/A | USD/air conditioner | us | us | 81.4632
residential air conditioning | Reference Central Air Conditioner | 2046 | INSTALLATION | NEW | N/A | USD/air conditioner | us | us | 428.7539
residential air conditioning | Reference Central Air Conditioner | 2046 | INSTALLATION | REPLACEMENT | N/A | USD/air conditioner | us | us | 428.7539
residential air conditioning | Reference Central Air Conditioner | 2047 | CAPITAL | NEW | N/A | USD/air conditioner | us | us | 2250.9579
residential air conditioning | Reference Central Air Conditioner | 2047 | CAPITAL | REPLACEMENT | N/A | USD/air conditioner | us | us | 2250.9579
residential air conditioning | Reference Central Air Conditioner | 2047 | FIXED_OM | NEW | N/A | USD/air conditioner | us | us | 81.4632
residential air conditioning | Reference Central Air Conditioner | 2047 | FIXED_OM | REPLACEMENT | N/A | USD/air conditioner | us | us | 81.4632
residential air conditioning | Reference Central Air Conditioner | 2047 | INSTALLATION | NEW | N/A | USD/air conditioner | us | us | 428.7539
residential air conditioning | Reference Central Air Conditioner | 2047 | INSTALLATION | REPLACEMENT | N/A | USD/air conditioner | us | us | 428.7539
residential air conditioning | Reference Central Air Conditioner | 2048 | CAPITAL | NEW | N/A | USD/air conditioner | us | us | 2250.9579
residential air conditioning | Reference Central Air Conditioner | 2048 | CAPITAL | REPLACEMENT | N/A | USD/air conditioner | us | us | 2250.9579
residential air conditioning | Reference Central Air Conditioner | 2048 | FIXED_OM | NEW | N/A | USD/air conditioner | us | us | 81.4632
residential air conditioning | Reference Central Air Conditioner | 2048 | FIXED_OM | REPLACEMENT | N/A | USD/air conditioner | us | us | 81.4632
residential air conditioning | Reference Central Air Conditioner | 2048 | INSTALLATION | NEW | N/A | USD/air conditioner | us | us | 428.7539
residential air conditioning | Reference Central Air Conditioner | 2048 | INSTALLATION | REPLACEMENT | N/A | USD/air conditioner | us | us | 428.7539
residential air conditioning | Reference Central Air Conditioner | 2049 | CAPITAL | NEW | N/A | USD/air conditioner | us | us | 2250.9579
residential air conditioning | Reference Central Air Conditioner | 2049 | CAPITAL | REPLACEMENT | N/A | USD/air conditioner | us | us | 2250.9579
residential air conditioning | Reference Central Air Conditioner | 2049 | FIXED_OM | NEW | N/A | USD/air conditioner | us | us | 81.4632
residential air conditioning | Reference Central Air Conditioner | 2049 | FIXED_OM | REPLACEMENT | N/A | USD/air conditioner | us | us | 81.4632
residential air conditioning | Reference Central Air Conditioner | 2049 | INSTALLATION | NEW | N/A | USD/air conditioner | us | us | 428.7539
residential air conditioning | Reference Central Air Conditioner | 2049 | INSTALLATION | REPLACEMENT | N/A | USD/air conditioner | us | us | 428.7539
residential air conditioning | Reference Central Air Conditioner | 2050 | CAPITAL | NEW | N/A | USD/air conditioner | us | us | 2250.9579
residential air conditioning | Reference Central Air Conditioner | 2050 | CAPITAL | REPLACEMENT | N/A | USD/air conditioner | us | us | 2250.9579
residential air conditioning | Reference Central Air Conditioner | 2050 | FIXED_OM | NEW | N/A | USD/air conditioner | us | us | 81.4632
residential air conditioning | Reference Central Air Conditioner | 2050 | FIXED_OM | REPLACEMENT | N/A | USD/air conditioner | us | us | 81.4632
residential air conditioning | Reference Central Air Conditioner | 2050 | INSTALLATION | NEW | N/A | USD/air conditioner | us | us | 428.7539
residential air conditioning | Reference Central Air Conditioner | 2050 | INSTALLATION | REPLACEMENT | N/A | USD/air conditioner | us | us | 428.7539
residential air conditioning | Reference Geothermal Heat Pump - Cooling | 2020 | CAPITAL | NEW | N/A | USD/air conditioner | us | us | 3215.6541
residential air conditioning | Reference Geothermal Heat Pump - Cooling | 2020 | CAPITAL | REPLACEMENT | N/A | USD/air conditioner | us | us | 3215.6541
residential air conditioning | Reference Geothermal Heat Pump - Cooling | 2020 | FIXED_OM | NEW | N/A | USD/air conditioner | us | us | 40.1957
residential air conditioning | Reference Geothermal Heat Pump - Cooling | 2020 | FIXED_OM | REPLACEMENT | N/A | USD/air conditioner | us | us | 40.1957
residential air conditioning | Reference Geothermal Heat Pump - Cooling | 2020 | INSTALLATION | NEW | N/A | USD/air conditioner | us | us | 6163.337
residential air conditioning | Reference Geothermal Heat Pump - Cooling | 2020 | INSTALLATION | REPLACEMENT | N/A | USD/air conditioner | us | us | 6163.337
residential air conditioning | Reference Geothermal Heat Pump - Cooling | 2021 | CAPITAL | NEW | N/A | USD/air conditioner | us | us | 3215.6541
residential air conditioning | Reference Geothermal Heat Pump - Cooling | 2021 | CAPITAL | REPLACEMENT | N/A | USD/air conditioner | us | us | 3215.6541
residential air conditioning | Reference Geothermal Heat Pump - Cooling | 2021 | FIXED_OM | NEW | N/A | USD/air conditioner | us | us | 40.1957
residential air conditioning | Reference Geothermal Heat Pump - Cooling | 2021 | FIXED_OM | REPLACEMENT | N/A | USD/air conditioner | us | us | 40.1957
residential air conditioning | Reference Geothermal Heat Pump - Cooling | 2021 | INSTALLATION | NEW | N/A | USD/air conditioner | us | us | 6163.337
residential air conditioning | Reference Geothermal Heat Pump - Cooling | 2021 | INSTALLATION | REPLACEMENT | N/A | USD/air conditioner | us | us | 6163.337
residential air conditioning | Reference Geothermal Heat Pump - Cooling | 2022 | CAPITAL | NEW | N/A | USD/air conditioner | us | us | 3215.6541
residential air conditioning | Reference Geothermal Heat Pump - Cooling | 2022 | CAPITAL | REPLACEMENT | N/A | USD/air conditioner | us | us | 3215.6541
residential air conditioning | Reference Geothermal Heat Pump - Cooling | 2022 | FIXED_OM | NEW | N/A | USD/air conditioner | us | us | 40.1957
residential air conditioning | Reference Geothermal Heat Pump - Cooling | 2022 | FIXED_OM | REPLACEMENT | N/A | USD/air conditioner | us | us | 40.1957
residential air conditioning | Reference Geothermal Heat Pump - Cooling | 2022 | INSTALLATION | NEW | N/A | USD/air conditioner | us | us | 6163.337
residential air conditioning | Reference Geothermal Heat Pump - Cooling | 2022 | INSTALLATION | REPLACEMENT | N/A | USD/air conditioner | us | us | 6163.337
residential air conditioning | Reference Geothermal Heat Pump - Cooling | 2023 | CAPITAL | NEW | N/A | USD/air conditioner | us | us | 3215.6541
residential air conditioning | Reference Geothermal Heat Pump - Cooling | 2023 | CAPITAL | REPLACEMENT | N/A | USD/air conditioner | us | us | 3215.6541
residential air conditioning | Reference Geothermal Heat Pump - Cooling | 2023 | FIXED_OM | NEW | N/A | USD/air conditioner | us | us | 40.1957
residential air conditioning | Reference Geothermal Heat Pump - Cooling | 2023 | FIXED_OM | REPLACEMENT | N/A | USD/air conditioner | us | us | 40.1957
residential air conditioning | Reference Geothermal Heat Pump - Cooling | 2023 | INSTALLATION | NEW | N/A | USD/air conditioner | us | us | 6163.337
residential air conditioning | Reference Geothermal Heat Pump - Cooling | 2023 | INSTALLATION | REPLACEMENT | N/A | USD/air conditioner | us | us | 6163.337
residential air conditioning | Reference Geothermal Heat Pump - Cooling | 2024 | CAPITAL | NEW | N/A | USD/air conditioner | us | us | 3215.6541
residential air conditioning | Reference Geothermal Heat Pump - Cooling | 2024 | CAPITAL | REPLACEMENT | N/A | USD/air conditioner | us | us | 3215.6541
residential air conditioning | Reference Geothermal Heat Pump - Cooling | 2024 | FIXED_OM | NEW | N/A | USD/air conditioner | us | us | 40.1957
residential air conditioning | Reference Geothermal Heat Pump - Cooling | 2024 | FIXED_OM | REPLACEMENT | N/A | USD/air conditioner | us | us | 40.1957
residential air conditioning | Reference Geothermal Heat Pump - Cooling | 2024 | INSTALLATION | NEW | N/A | USD/air conditioner | us | us | 6163.337
residential air conditioning | Reference Geothermal Heat Pump - Cooling | 2024 | INSTALLATION | REPLACEMENT | N/A | USD/air conditioner | us | us | 6163.337
residential air conditioning | Reference Geothermal Heat Pump - Cooling | 2025 | CAPITAL | NEW | N/A | USD/air conditioner | us | us | 3215.6541
residential air conditioning | Reference Geothermal Heat Pump - Cooling | 2025 | CAPITAL | REPLACEMENT | N/A | USD/air conditioner | us | us | 3215.6541
residential air conditioning | Reference Geothermal Heat Pump - Cooling | 2025 | FIXED_OM | NEW | N/A | USD/air conditioner | us | us | 40.1957
residential air conditioning | Reference Geothermal Heat Pump - Cooling | 2025 | FIXED_OM | REPLACEMENT | N/A | USD/air conditioner | us | us | 40.1957
residential air conditioning | Reference Geothermal Heat Pump - Cooling | 2025 | INSTALLATION | NEW | N/A | USD/air conditioner | us | us | 6163.337
residential air conditioning | Reference Geothermal Heat Pump - Cooling | 2025 | INSTALLATION | REPLACEMENT | N/A | USD/air conditioner | us | us | 6163.337
residential air conditioning | Reference Geothermal Heat Pump - Cooling | 2026 | CAPITAL | NEW | N/A | USD/air conditioner | us | us | 3215.6541
residential air conditioning | Reference Geothermal Heat Pump - Cooling | 2026 | CAPITAL | REPLACEMENT | N/A | USD/air conditioner | us | us | 3215.6541
residential air conditioning | Reference Geothermal Heat Pump - Cooling | 2026 | FIXED_OM | NEW | N/A | USD/air conditioner | us | us | 40.1957
residential air conditioning | Reference Geothermal Heat Pump - Cooling | 2026 | FIXED_OM | REPLACEMENT | N/A | USD/air conditioner | us | us | 40.1957
residential air conditioning | Reference Geothermal Heat Pump - Cooling | 2026 | INSTALLATION | NEW | N/A | USD/air conditioner | us | us | 6163.337
residential air conditioning | Reference Geothermal Heat Pump - Cooling | 2026 | INSTALLATION | REPLACEMENT | N/A | USD/air conditioner | us | us | 6163.337
residential air conditioning | Reference Geothermal Heat Pump - Cooling | 2027 | CAPITAL | NEW | N/A | USD/air conditioner | us | us | 3215.6541
residential air conditioning | Reference Geothermal Heat Pump - Cooling | 2027 | CAPITAL | REPLACEMENT | N/A | USD/air conditioner | us | us | 3215.6541
residential air conditioning | Reference Geothermal Heat Pump - Cooling | 2027 | FIXED_OM | NEW | N/A | USD/air conditioner | us | us | 40.1957
residential air conditioning | Reference Geothermal Heat Pump - Cooling | 2027 | FIXED_OM | REPLACEMENT | N/A | USD/air conditioner | us | us | 40.1957
residential air conditioning | Reference Geothermal Heat Pump - Cooling | 2027 | INSTALLATION | NEW | N/A | USD/air conditioner | us | us | 6163.337
residential air conditioning | Reference Geothermal Heat Pump - Cooling | 2027 | INSTALLATION | REPLACEMENT | N/A | USD/air conditioner | us | us | 6163.337
residential air conditioning | Reference Geothermal Heat Pump - Cooling | 2028 | CAPITAL | NEW | N/A | USD/air conditioner | us | us | 3215.6541
residential air conditioning | Reference Geothermal Heat Pump - Cooling | 2028 | CAPITAL | REPLACEMENT | N/A | USD/air conditioner | us | us | 3215.6541
residential air conditioning | Reference Geothermal Heat Pump - Cooling | 2028 | FIXED_OM | NEW | N/A | USD/air conditioner | us | us | 40.1957
residential air conditioning | Reference Geothermal Heat Pump - Cooling | 2028 | FIXED_OM | REPLACEMENT | N/A | USD/air conditioner | us | us | 40.1957
residential air conditioning | Reference Geothermal Heat Pump - Cooling | 2028 | INSTALLATION | NEW | N/A | USD/air conditioner | us | us | 6163.337
residential air conditioning | Reference Geothermal Heat Pump - Cooling | 2028 | INSTALLATION | REPLACEMENT | N/A | USD/air conditioner | us | us | 6163.337
residential air conditioning | Reference Geothermal Heat Pump - Cooling | 2029 | CAPITAL | NEW | N/A | USD/air conditioner | us | us | 3215.6541
residential air conditioning | Reference Geothermal Heat Pump - Cooling | 2029 | CAPITAL | REPLACEMENT | N/A | USD/air conditioner | us | us | 3215.6541
residential air conditioning | Reference Geothermal Heat Pump - Cooling | 2029 | FIXED_OM | NEW | N/A | USD/air conditioner | us | us | 40.1957
residential air conditioning | Reference Geothermal Heat Pump - Cooling | 2029 | FIXED_OM | REPLACEMENT | N/A | USD/air conditioner | us | us | 40.1957
residential air conditioning | Reference Geothermal Heat Pump - Cooling | 2029 | INSTALLATION | NEW | N/A | USD/air conditioner | us | us | 6163.337
residential air conditioning | Reference Geothermal Heat Pump - Cooling | 2029 | INSTALLATION | REPLACEMENT | N/A | USD/air conditioner | us | us | 6163.337
residential air conditioning | Reference Geothermal Heat Pump - Cooling | 2030 | CAPITAL | NEW | N/A | USD/air conditioner | us | us | 3215.6541
residential air conditioning | Reference Geothermal Heat Pump - Cooling | 2030 | CAPITAL | REPLACEMENT | N/A | USD/air conditioner | us | us | 3215.6541
residential air conditioning | Reference Geothermal Heat Pump - Cooling | 2030 | FIXED_OM | NEW | N/A | USD/air conditioner | us | us | 40.1957
residential air conditioning | Reference Geothermal Heat Pump - Cooling | 2030 | FIXED_OM | REPLACEMENT | N/A | USD/air conditioner | us | us | 40.1957
residential air conditioning | Reference Geothermal Heat Pump - Cooling | 2030 | INSTALLATION | NEW | N/A | USD/air conditioner | us | us | 6163.337
residential air conditioning | Reference Geothermal Heat Pump - Cooling | 2030 | INSTALLATION | REPLACEMENT | N/A | USD/air conditioner | us | us | 6163.337
residential air conditioning | Reference Geothermal Heat Pump - Cooling | 2031 | CAPITAL | NEW | N/A | USD/air conditioner | us | us | 3215.6541
residential air conditioning | Reference Geothermal Heat Pump - Cooling | 2031 | CAPITAL | REPLACEMENT | N/A | USD/air conditioner | us | us | 3215.6541
residential air conditioning | Reference Geothermal Heat Pump - Cooling | 2031 | FIXED_OM | NEW | N/A | USD/air conditioner | us | us | 40.1957
residential air conditioning | Reference Geothermal Heat Pump - Cooling | 2031 | FIXED_OM | REPLACEMENT | N/A | USD/air conditioner | us | us | 40.1957
residential air conditioning | Reference Geothermal Heat Pump - Cooling | 2031 | INSTALLATION | NEW | N/A | USD/air conditioner | us | us | 6163.337
residential air conditioning | Reference Geothermal Heat Pump - Cooling | 2031 | INSTALLATION | REPLACEMENT | N/A | USD/air conditioner | us | us | 6163.337
residential air conditioning | Reference Geothermal Heat Pump - Cooling | 2032 | CAPITAL | NEW | N/A | USD/air conditioner | us | us | 3215.6541
residential air conditioning | Reference Geothermal Heat Pump - Cooling | 2032 | CAPITAL | REPLACEMENT | N/A | USD/air conditioner | us | us | 3215.6541
residential air conditioning | Reference Geothermal Heat Pump - Cooling | 2032 | FIXED_OM | NEW | N/A | USD/air conditioner | us | us | 40.1957
residential air conditioning | Reference Geothermal Heat Pump - Cooling | 2032 | FIXED_OM | REPLACEMENT | N/A | USD/air conditioner | us | us | 40.1957
residential air conditioning | Reference Geothermal Heat Pump - Cooling | 2032 | INSTALLATION | NEW | N/A | USD/air conditioner | us | us | 6163.337
residential air conditioning | Reference Geothermal Heat Pump - Cooling | 2032 | INSTALLATION | REPLACEMENT | N/A | USD/air conditioner | us | us | 6163.337
residential air conditioning | Reference Geothermal Heat Pump - Cooling | 2033 | CAPITAL | NEW | N/A | USD/air conditioner | us | us | 3215.6541
residential air conditioning | Reference Geothermal Heat Pump - Cooling | 2033 | CAPITAL | REPLACEMENT | N/A | USD/air conditioner | us | us | 3215.6541
residential air conditioning | Reference Geothermal Heat Pump - Cooling | 2033 | FIXED_OM | NEW | N/A | USD/air conditioner | us | us | 40.1957
residential air conditioning | Reference Geothermal Heat Pump - Cooling | 2033 | FIXED_OM | REPLACEMENT | N/A | USD/air conditioner | us | us | 40.1957
residential air conditioning | Reference Geothermal Heat Pump - Cooling | 2033 | INSTALLATION | NEW | N/A | USD/air conditioner | us | us | 6163.337
residential air conditioning | Reference Geothermal Heat Pump - Cooling | 2033 | INSTALLATION | REPLACEMENT | N/A | USD/air conditioner | us | us | 6163.337
residential air conditioning | Reference Geothermal Heat Pump - Cooling | 2034 | CAPITAL | NEW | N/A | USD/air conditioner | us | us | 3215.6541
residential air conditioning | Reference Geothermal Heat Pump - Cooling | 2034 | CAPITAL | REPLACEMENT | N/A | USD/air conditioner | us | us | 3215.6541
residential air conditioning | Reference Geothermal Heat Pump - Cooling | 2034 | FIXED_OM | NEW | N/A | USD/air conditioner | us | us | 40.1957
residential air conditioning | Reference Geothermal Heat Pump - Cooling | 2034 | FIXED_OM | REPLACEMENT | N/A | USD/air conditioner | us | us | 40.1957
residential air conditioning | Reference Geothermal Heat Pump - Cooling | 2034 | INSTALLATION | NEW | N/A | USD/air conditioner | us | us | 6163.337
residential air conditioning | Reference Geothermal Heat Pump - Cooling | 2034 | INSTALLATION | REPLACEMENT | N/A | USD/air conditioner | us | us | 6163.337
residential air conditioning | Reference Geothermal Heat Pump - Cooling | 2035 | CAPITAL | NEW | N/A | USD/air conditioner | us | us | 3215.6541
residential air conditioning | Reference Geothermal Heat Pump - Cooling | 2035 | CAPITAL | REPLACEMENT | N/A | USD/air conditioner | us | us | 3215.6541
residential air conditioning | Reference Geothermal Heat Pump - Cooling | 2035 | FIXED_OM | NEW | N/A | USD/air conditioner | us | us | 40.1957
residential air conditioning | Reference Geothermal Heat Pump - Cooling | 2035 | FIXED_OM | REPLACEMENT | N/A | USD/air conditioner | us | us | 40.1957
residential air conditioning | Reference Geothermal Heat Pump - Cooling | 2035 | INSTALLATION | NEW | N/A | USD/air conditioner | us | us | 6163.337
residential air conditioning | Reference Geothermal Heat Pump - Cooling | 2035 | INSTALLATION | REPLACEMENT | N/A | USD/air conditioner | us | us | 6163.337
residential air conditioning | Reference Geothermal Heat Pump - Cooling | 2036 | CAPITAL | NEW | N/A | USD/air conditioner | us | us | 3215.6541
residential air conditioning | Reference Geothermal Heat Pump - Cooling | 2036 | CAPITAL | REPLACEMENT | N/A | USD/air conditioner | us | us | 3215.6541
residential air conditioning | Reference Geothermal Heat Pump - Cooling | 2036 | FIXED_OM | NEW | N/A | USD/air conditioner | us | us | 40.1957
residential air conditioning | Reference Geothermal Heat Pump - Cooling | 2036 | FIXED_OM | REPLACEMENT | N/A | USD/air conditioner | us | us | 40.1957
residential air conditioning | Reference Geothermal Heat Pump - Cooling | 2036 | INSTALLATION | NEW | N/A | USD/air conditioner | us | us | 6163.337
residential air conditioning | Reference Geothermal Heat Pump - Cooling | 2036 | INSTALLATION | REPLACEMENT | N/A | USD/air conditioner | us | us | 6163.337
residential air conditioning | Reference Geothermal Heat Pump - Cooling | 2037 | CAPITAL | NEW | N/A | USD/air conditioner | us | us | 3215.6541
residential air conditioning | Reference Geothermal Heat Pump - Cooling | 2037 | CAPITAL | REPLACEMENT | N/A | USD/air conditioner | us | us | 3215.6541
residential air conditioning | Reference Geothermal Heat Pump - Cooling | 2037 | FIXED_OM | NEW | N/A | USD/air conditioner | us | us | 40.1957
residential air conditioning | Reference Geothermal Heat Pump - Cooling | 2037 | FIXED_OM | REPLACEMENT | N/A | USD/air conditioner | us | us | 40.1957
residential air conditioning | Reference Geothermal Heat Pump - Cooling | 2037 | INSTALLATION | NEW | N/A | USD/air conditioner | us | us | 6163.337
residential air conditioning | Reference Geothermal Heat Pump - Cooling | 2037 | INSTALLATION | REPLACEMENT | N/A | USD/air conditioner | us | us | 6163.337
residential air conditioning | Reference Geothermal Heat Pump - Cooling | 2038 | CAPITAL | NEW | N/A | USD/air conditioner | us | us | 3215.6541
residential air conditioning | Reference Geothermal Heat Pump - Cooling | 2038 | CAPITAL | REPLACEMENT | N/A | USD/air conditioner | us | us | 3215.6541
residential air conditioning | Reference Geothermal Heat Pump - Cooling | 2038 | FIXED_OM | NEW | N/A | USD/air conditioner | us | us | 40.1957
residential air conditioning | Reference Geothermal Heat Pump - Cooling | 2038 | FIXED_OM | REPLACEMENT | N/A | USD/air conditioner | us | us | 40.1957
residential air conditioning | Reference Geothermal Heat Pump - Cooling | 2038 | INSTALLATION | NEW | N/A | USD/air conditioner | us | us | 6163.337
residential air conditioning | Reference Geothermal Heat Pump - Cooling | 2038 | INSTALLATION | REPLACEMENT | N/A | USD/air conditioner | us | us | 6163.337
residential air conditioning | Reference Geothermal Heat Pump - Cooling | 2039 | CAPITAL | NEW | N/A | USD/air conditioner | us | us | 3215.6541
residential air conditioning | Reference Geothermal Heat Pump - Cooling | 2039 | CAPITAL | REPLACEMENT | N/A | USD/air conditioner | us | us | 3215.6541
residential air conditioning | Reference Geothermal Heat Pump - Cooling | 2039 | FIXED_OM | NEW | N/A | USD/air conditioner | us | us | 40.1957
residential air conditioning | Reference Geothermal Heat Pump - Cooling | 2039 | FIXED_OM | REPLACEMENT | N/A | USD/air conditioner | us | us | 40.1957
residential air conditioning | Reference Geothermal Heat Pump - Cooling | 2039 | INSTALLATION | NEW | N/A | USD/air conditioner | us | us | 6163.337
residential air conditioning | Reference Geothermal Heat Pump - Cooling | 2039 | INSTALLATION | REPLACEMENT | N/A | USD/air conditioner | us | us | 6163.337
residential air conditioning | Reference Geothermal Heat Pump - Cooling | 2040 | CAPITAL | NEW | N/A | USD/air conditioner | us | us | 3215.6541
residential air conditioning | Reference Geothermal Heat Pump - Cooling | 2040 | CAPITAL | REPLACEMENT | N/A | USD/air conditioner | us | us | 3215.6541
residential air conditioning | Reference Geothermal Heat Pump - Cooling | 2040 | FIXED_OM | NEW | N/A | USD/air conditioner | us | us | 40.1957
residential air conditioning | Reference Geothermal Heat Pump - Cooling | 2040 | FIXED_OM | REPLACEMENT | N/A | USD/air conditioner | us | us | 40.1957
residential air conditioning | Reference Geothermal Heat Pump - Cooling | 2040 | INSTALLATION | NEW | N/A | USD/air conditioner | us | us | 6163.337
residential air conditioning | Reference Geothermal Heat Pump - Cooling | 2040 | INSTALLATION | REPLACEMENT | N/A | USD/air conditioner | us | us | 6163.337
residential air conditioning | Reference Geothermal Heat Pump - Cooling | 2041 | CAPITAL | NEW | N/A | USD/air conditioner | us | us | 3215.6541
residential air conditioning | Reference Geothermal Heat Pump - Cooling | 2041 | CAPITAL | REPLACEMENT | N/A | USD/air conditioner | us | us | 3215.6541
residential air conditioning | Reference Geothermal Heat Pump - Cooling | 2041 | FIXED_OM | NEW | N/A | USD/air conditioner | us | us | 40.1957
residential air conditioning | Reference Geothermal Heat Pump - Cooling | 2041 | FIXED_OM | REPLACEMENT | N/A | USD/air conditioner | us | us | 40.1957
residential air conditioning | Reference Geothermal Heat Pump - Cooling | 2041 | INSTALLATION | NEW | N/A | USD/air conditioner | us | us | 6163.337
residential air conditioning | Reference Geothermal Heat Pump - Cooling | 2041 | INSTALLATION | REPLACEMENT | N/A | USD/air conditioner | us | us | 6163.337
residential air conditioning | Reference Geothermal Heat Pump - Cooling | 2042 | CAPITAL | NEW | N/A | USD/air conditioner | us | us | 3215.6541
residential air conditioning | Reference Geothermal Heat Pump - Cooling | 2042 | CAPITAL | REPLACEMENT | N/A | USD/air conditioner | us | us | 3215.6541
residential air conditioning | Reference Geothermal Heat Pump - Cooling | 2042 | FIXED_OM | NEW | N/A | USD/air conditioner | us | us | 40.1957
residential air conditioning | Reference Geothermal Heat Pump - Cooling | 2042 | FIXED_OM | REPLACEMENT | N/A | USD/air conditioner | us | us | 40.1957
residential air conditioning | Reference Geothermal Heat Pump - Cooling | 2042 | INSTALLATION | NEW | N/A | USD/air conditioner | us | us | 6163.337
residential air conditioning | Reference Geothermal Heat Pump - Cooling | 2042 | INSTALLATION | REPLACEMENT | N/A | USD/air conditioner | us | us | 6163.337
residential air conditioning | Reference Geothermal Heat Pump - Cooling | 2043 | CAPITAL | NEW | N/A | USD/air conditioner | us | us | 3215.6541
residential air conditioning | Reference Geothermal Heat Pump - Cooling | 2043 | CAPITAL | REPLACEMENT | N/A | USD/air conditioner | us | us | 3215.6541
residential air conditioning | Reference Geothermal Heat Pump - Cooling | 2043 | FIXED_OM | NEW | N/A | USD/air conditioner | us | us | 40.1957
residential air conditioning | Reference Geothermal Heat Pump - Cooling | 2043 | FIXED_OM | REPLACEMENT | N/A | USD/air conditioner | us | us | 40.1957
residential air conditioning | Reference Geothermal Heat Pump - Cooling | 2043 | INSTALLATION | NEW | N/A | USD/air conditioner | us | us | 6163.337
residential air conditioning | Reference Geothermal Heat Pump - Cooling | 2043 | INSTALLATION | REPLACEMENT | N/A | USD/air conditioner | us | us | 6163.337
residential air conditioning | Reference Geothermal Heat Pump - Cooling | 2044 | CAPITAL | NEW | N/A | USD/air conditioner | us | us | 3215.6541
residential air conditioning | Reference Geothermal Heat Pump - Cooling | 2044 | CAPITAL | REPLACEMENT | N/A | USD/air conditioner | us | us | 3215.6541
residential air conditioning | Reference Geothermal Heat Pump - Cooling | 2044 | FIXED_OM | NEW | N/A | USD/air conditioner | us | us | 40.1957
residential air conditioning | Reference Geothermal Heat Pump - Cooling | 2044 | FIXED_OM | REPLACEMENT | N/A | USD/air conditioner | us | us | 40.1957
residential air conditioning | Reference Geothermal Heat Pump - Cooling | 2044 | INSTALLATION | NEW | N/A | USD/air conditioner | us | us | 6163.337
residential air conditioning | Reference Geothermal Heat Pump - Cooling | 2044 | INSTALLATION | REPLACEMENT | N/A | USD/air conditioner | us | us | 6163.337
residential air conditioning | Reference Geothermal Heat Pump - Cooling | 2045 | CAPITAL | NEW | N/A | USD/air conditioner | us | us | 3215.6541
residential air conditioning | Reference Geothermal Heat Pump - Cooling | 2045 | CAPITAL | REPLACEMENT | N/A | USD/air conditioner | us | us | 3215.6541
residential air conditioning | Reference Geothermal Heat Pump - Cooling | 2045 | FIXED_OM | NEW | N/A | USD/air conditioner | us | us | 40.1957
residential air conditioning | Reference Geothermal Heat Pump - Cooling | 2045 | FIXED_OM | REPLACEMENT | N/A | USD/air conditioner | us | us | 40.1957
residential air conditioning | Reference Geothermal Heat Pump - Cooling | 2045 | INSTALLATION | NEW | N/A | USD/air conditioner | us | us | 6163.337
residential air conditioning | Reference Geothermal Heat Pump - Cooling | 2045 | INSTALLATION | REPLACEMENT | N/A | USD/air conditioner | us | us | 6163.337
residential air conditioning | Reference Geothermal Heat Pump - Cooling | 2046 | CAPITAL | NEW | N/A | USD/air conditioner | us | us | 3215.6541
residential air conditioning | Reference Geothermal Heat Pump - Cooling | 2046 | CAPITAL | REPLACEMENT | N/A | USD/air conditioner | us | us | 3215.6541
residential air conditioning | Reference Geothermal Heat Pump - Cooling | 2046 | FIXED_OM | NEW | N/A | USD/air conditioner | us | us | 40.1957
residential air conditioning | Reference Geothermal Heat Pump - Cooling | 2046 | FIXED_OM | REPLACEMENT | N/A | USD/air conditioner | us | us | 40.1957
residential air conditioning | Reference Geothermal Heat Pump - Cooling | 2046 | INSTALLATION | NEW | N/A | USD/air conditioner | us | us | 6163.337
residential air conditioning | Reference Geothermal Heat Pump - Cooling | 2046 | INSTALLATION | REPLACEMENT | N/A | USD/air conditioner | us | us | 6163.337
residential air conditioning | Reference Geothermal Heat Pump - Cooling | 2047 | CAPITAL | NEW | N/A | USD/air conditioner | us | us | 3215.6541
residential air conditioning | Reference Geothermal Heat Pump - Cooling | 2047 | CAPITAL | REPLACEMENT | N/A | USD/air conditioner | us | us | 3215.6541
residential air conditioning | Reference Geothermal Heat Pump - Cooling | 2047 | FIXED_OM | NEW | N/A | USD/air conditioner | us | us | 40.1957
residential air conditioning | Reference Geothermal Heat Pump - Cooling | 2047 | FIXED_OM | REPLACEMENT | N/A | USD/air conditioner | us | us | 40.1957
residential air conditioning | Reference Geothermal Heat Pump - Cooling | 2047 | INSTALLATION | NEW | N/A | USD/air conditioner | us | us | 6163.337
residential air conditioning | Reference Geothermal Heat Pump - Cooling | 2047 | INSTALLATION | REPLACEMENT | N/A | USD/air conditioner | us | us | 6163.337
residential air conditioning | Reference Geothermal Heat Pump - Cooling | 2048 | CAPITAL | NEW | N/A | USD/air conditioner | us | us | 3215.6541
residential air conditioning | Reference Geothermal Heat Pump - Cooling | 2048 | CAPITAL | REPLACEMENT | N/A | USD/air conditioner | us | us | 3215.6541
residential air conditioning | Reference Geothermal Heat Pump - Cooling | 2048 | FIXED_OM | NEW | N/A | USD/air conditioner | us | us | 40.1957
residential air conditioning | Reference Geothermal Heat Pump - Cooling | 2048 | FIXED_OM | REPLACEMENT | N/A | USD/air conditioner | us | us | 40.1957
residential air conditioning | Reference Geothermal Heat Pump - Cooling | 2048 | INSTALLATION | NEW | N/A | USD/air conditioner | us | us | 6163.337
residential air conditioning | Reference Geothermal Heat Pump - Cooling | 2048 | INSTALLATION | REPLACEMENT | N/A | USD/air conditioner | us | us | 6163.337
residential air conditioning | Reference Geothermal Heat Pump - Cooling | 2049 | CAPITAL | NEW | N/A | USD/air conditioner | us | us | 3215.6541
residential air conditioning | Reference Geothermal Heat Pump - Cooling | 2049 | CAPITAL | REPLACEMENT | N/A | USD/air conditioner | us | us | 3215.6541
residential air conditioning | Reference Geothermal Heat Pump - Cooling | 2049 | FIXED_OM | NEW | N/A | USD/air conditioner | us | us | 40.1957
residential air conditioning | Reference Geothermal Heat Pump - Cooling | 2049 | FIXED_OM | REPLACEMENT | N/A | USD/air conditioner | us | us | 40.1957
residential air conditioning | Reference Geothermal Heat Pump - Cooling | 2049 | INSTALLATION | NEW | N/A | USD/air conditioner | us | us | 6163.337
residential air conditioning | Reference Geothermal Heat Pump - Cooling | 2049 | INSTALLATION | REPLACEMENT | N/A | USD/air conditioner | us | us | 6163.337
residential air conditioning | Reference Geothermal Heat Pump - Cooling | 2050 | CAPITAL | NEW | N/A | USD/air conditioner | us | us | 3215.6541
residential air conditioning | Reference Geothermal Heat Pump - Cooling | 2050 | CAPITAL | REPLACEMENT | N/A | USD/air conditioner | us | us | 3215.6541
residential air conditioning | Reference Geothermal Heat Pump - Cooling | 2050 | FIXED_OM | NEW | N/A | USD/air conditioner | us | us | 40.1957
residential air conditioning | Reference Geothermal Heat Pump - Cooling | 2050 | FIXED_OM | REPLACEMENT | N/A | USD/air conditioner | us | us | 40.1957
residential air conditioning | Reference Geothermal Heat Pump - Cooling | 2050 | INSTALLATION | NEW | N/A | USD/air conditioner | us | us | 6163.337
residential air conditioning | Reference Geothermal Heat Pump - Cooling | 2050 | INSTALLATION | REPLACEMENT | N/A | USD/air conditioner | us | us | 6163.337
residential air conditioning | Reference Geothermal Heat Pump - Cooling (with flex cost) | 2020 | CAPITAL | NEW | N/A | USD/air conditioner | us | us | 3987.1377
residential air conditioning | Reference Geothermal Heat Pump - Cooling (with flex cost) | 2020 | CAPITAL | REPLACEMENT | N/A | USD/air conditioner | us | us | 3987.1377
residential air conditioning | Reference Geothermal Heat Pump - Cooling (with flex cost) | 2020 | FIXED_OM | NEW | N/A | USD/air conditioner | us | us | 40.1957
residential air conditioning | Reference Geothermal Heat Pump - Cooling (with flex cost) | 2020 | FIXED_OM | REPLACEMENT | N/A | USD/air conditioner | us | us | 40.1957
residential air conditioning | Reference Geothermal Heat Pump - Cooling (with flex cost) | 2020 | INSTALLATION | NEW | N/A | USD/air conditioner | us | us | 6163.337
residential air conditioning | Reference Geothermal Heat Pump - Cooling (with flex cost) | 2021 | CAPITAL | NEW | N/A | USD/air conditioner | us | us | 3987.1377
residential air conditioning | Reference Geothermal Heat Pump - Cooling (with flex cost) | 2021 | CAPITAL | REPLACEMENT | N/A | USD/air conditioner | us | us | 3987.1377
residential air conditioning | Reference Geothermal Heat Pump - Cooling (with flex cost) | 2021 | FIXED_OM | NEW | N/A | USD/air conditioner | us | us | 40.1957
residential air conditioning | Reference Geothermal Heat Pump - Cooling (with flex cost) | 2021 | FIXED_OM | REPLACEMENT | N/A | USD/air conditioner | us | us | 40.1957
residential air conditioning | Reference Geothermal Heat Pump - Cooling (with flex cost) | 2021 | INSTALLATION | NEW | N/A | USD/air conditioner | us | us | 6163.337
residential air conditioning | Reference Geothermal Heat Pump - Cooling (with flex cost) | 2022 | CAPITAL | NEW | N/A | USD/air conditioner | us | us | 3987.1377
residential air conditioning | Reference Geothermal Heat Pump - Cooling (with flex cost) | 2022 | CAPITAL | REPLACEMENT | N/A | USD/air conditioner | us | us | 3987.1377
residential air conditioning | Reference Geothermal Heat Pump - Cooling (with flex cost) | 2022 | FIXED_OM | NEW | N/A | USD/air conditioner | us | us | 40.1957
residential air conditioning | Reference Geothermal Heat Pump - Cooling (with flex cost) | 2022 | FIXED_OM | REPLACEMENT | N/A | USD/air conditioner | us | us | 40.1957
residential air conditioning | Reference Geothermal Heat Pump - Cooling (with flex cost) | 2022 | INSTALLATION | NEW | N/A | USD/air conditioner | us | us | 6163.337
residential air conditioning | Reference Geothermal Heat Pump - Cooling (with flex cost) | 2023 | CAPITAL | NEW | N/A | USD/air conditioner | us | us | 3987.1377
residential air conditioning | Reference Geothermal Heat Pump - Cooling (with flex cost) | 2023 | CAPITAL | REPLACEMENT | N/A | USD/air conditioner | us | us | 3987.1377
residential air conditioning | Reference Geothermal Heat Pump - Cooling (with flex cost) | 2023 | FIXED_OM | NEW | N/A | USD/air conditioner | us | us | 40.1957
residential air conditioning | Reference Geothermal Heat Pump - Cooling (with flex cost) | 2023 | FIXED_OM | REPLACEMENT | N/A | USD/air conditioner | us | us | 40.1957
residential air conditioning | Reference Geothermal Heat Pump - Cooling (with flex cost) | 2023 | INSTALLATION | NEW | N/A | USD/air conditioner | us | us | 6163.337
residential air conditioning | Reference Geothermal Heat Pump - Cooling (with flex cost) | 2024 | CAPITAL | NEW | N/A | USD/air conditioner | us | us | 3987.1377
residential air conditioning | Reference Geothermal Heat Pump - Cooling (with flex cost) | 2024 | CAPITAL | REPLACEMENT | N/A | USD/air conditioner | us | us | 3987.1377
residential air conditioning | Reference Geothermal Heat Pump - Cooling (with flex cost) | 2024 | FIXED_OM | NEW | N/A | USD/air conditioner | us | us | 40.1957
residential air conditioning | Reference Geothermal Heat Pump - Cooling (with flex cost) | 2024 | FIXED_OM | REPLACEMENT | N/A | USD/air conditioner | us | us | 40.1957
residential air conditioning | Reference Geothermal Heat Pump - Cooling (with flex cost) | 2024 | INSTALLATION | NEW | N/A | USD/air conditioner | us | us | 6163.337
residential air conditioning | Reference Geothermal Heat Pump - Cooling (with flex cost) | 2025 | CAPITAL | NEW | N/A | USD/air conditioner | us | us | 3987.1377
residential air conditioning | Reference Geothermal Heat Pump - Cooling (with flex cost) | 2025 | CAPITAL | REPLACEMENT | N/A | USD/air conditioner | us | us | 3987.1377
residential air conditioning | Reference Geothermal Heat Pump - Cooling (with flex cost) | 2025 | FIXED_OM | NEW | N/A | USD/air conditioner | us | us | 40.1957
residential air conditioning | Reference Geothermal Heat Pump - Cooling (with flex cost) | 2025 | FIXED_OM | REPLACEMENT | N/A | USD/air conditioner | us | us | 40.1957
residential air conditioning | Reference Geothermal Heat Pump - Cooling (with flex cost) | 2025 | INSTALLATION | NEW | N/A | USD/air conditioner | us | us | 6163.337
residential air conditioning | Reference Geothermal Heat Pump - Cooling (with flex cost) | 2026 | CAPITAL | NEW | N/A | USD/air conditioner | us | us | 3987.1377
residential air conditioning | Reference Geothermal Heat Pump - Cooling (with flex cost) | 2026 | CAPITAL | REPLACEMENT | N/A | USD/air conditioner | us | us | 3987.1377
residential air conditioning | Reference Geothermal Heat Pump - Cooling (with flex cost) | 2026 | FIXED_OM | NEW | N/A | USD/air conditioner | us | us | 40.1957
residential air conditioning | Reference Geothermal Heat Pump - Cooling (with flex cost) | 2026 | FIXED_OM | REPLACEMENT | N/A | USD/air conditioner | us | us | 40.1957
residential air conditioning | Reference Geothermal Heat Pump - Cooling (with flex cost) | 2026 | INSTALLATION | NEW | N/A | USD/air conditioner | us | us | 6163.337
residential air conditioning | Reference Geothermal Heat Pump - Cooling (with flex cost) | 2027 | CAPITAL | NEW | N/A | USD/air conditioner | us | us | 3987.1377
residential air conditioning | Reference Geothermal Heat Pump - Cooling (with flex cost) | 2027 | CAPITAL | REPLACEMENT | N/A | USD/air conditioner | us | us | 3987.1377
residential air conditioning | Reference Geothermal Heat Pump - Cooling (with flex cost) | 2027 | FIXED_OM | NEW | N/A | USD/air conditioner | us | us | 40.1957
residential air conditioning | Reference Geothermal Heat Pump - Cooling (with flex cost) | 2027 | FIXED_OM | REPLACEMENT | N/A | USD/air conditioner | us | us | 40.1957
residential air conditioning | Reference Geothermal Heat Pump - Cooling (with flex cost) | 2027 | INSTALLATION | NEW | N/A | USD/air conditioner | us | us | 6163.337
residential air conditioning | Reference Geothermal Heat Pump - Cooling (with flex cost) | 2028 | CAPITAL | NEW | N/A | USD/air conditioner | us | us | 3987.1377
residential air conditioning | Reference Geothermal Heat Pump - Cooling (with flex cost) | 2028 | CAPITAL | REPLACEMENT | N/A | USD/air conditioner | us | us | 3987.1377
residential air conditioning | Reference Geothermal Heat Pump - Cooling (with flex cost) | 2028 | FIXED_OM | NEW | N/A | USD/air conditioner | us | us | 40.1957
residential air conditioning | Reference Geothermal Heat Pump - Cooling (with flex cost) | 2028 | FIXED_OM | REPLACEMENT | N/A | USD/air conditioner | us | us | 40.1957
residential air conditioning | Reference Geothermal Heat Pump - Cooling (with flex cost) | 2028 | INSTALLATION | NEW | N/A | USD/air conditioner | us | us | 6163.337
residential air conditioning | Reference Geothermal Heat Pump - Cooling (with flex cost) | 2029 | CAPITAL | NEW | N/A | USD/air conditioner | us | us | 3987.1377
residential air conditioning | Reference Geothermal Heat Pump - Cooling (with flex cost) | 2029 | CAPITAL | REPLACEMENT | N/A | USD/air conditioner | us | us | 3987.1377
residential air conditioning | Reference Geothermal Heat Pump - Cooling (with flex cost) | 2029 | FIXED_OM | NEW | N/A | USD/air conditioner | us | us | 40.1957
residential air conditioning | Reference Geothermal Heat Pump - Cooling (with flex cost) | 2029 | FIXED_OM | REPLACEMENT | N/A | USD/air conditioner | us | us | 40.1957
residential air conditioning | Reference Geothermal Heat Pump - Cooling (with flex cost) | 2029 | INSTALLATION | NEW | N/A | USD/air conditioner | us | us | 6163.337
residential air conditioning | Reference Geothermal Heat Pump - Cooling (with flex cost) | 2030 | CAPITAL | NEW | N/A | USD/air conditioner | us | us | 3987.1377
residential air conditioning | Reference Geothermal Heat Pump - Cooling (with flex cost) | 2030 | CAPITAL | REPLACEMENT | N/A | USD/air conditioner | us | us | 3987.1377
residential air conditioning | Reference Geothermal Heat Pump - Cooling (with flex cost) | 2030 | FIXED_OM | NEW | N/A | USD/air conditioner | us | us | 40.1957
residential air conditioning | Reference Geothermal Heat Pump - Cooling (with flex cost) | 2030 | FIXED_OM | REPLACEMENT | N/A | USD/air conditioner | us | us | 40.1957
residential air conditioning | Reference Geothermal Heat Pump - Cooling (with flex cost) | 2030 | INSTALLATION | NEW | N/A | USD/air conditioner | us | us | 6163.337
residential air conditioning | Reference Geothermal Heat Pump - Cooling (with flex cost) | 2031 | CAPITAL | NEW | N/A | USD/air conditioner | us | us | 3987.1377
residential air conditioning | Reference Geothermal Heat Pump - Cooling (with flex cost) | 2031 | CAPITAL | REPLACEMENT | N/A | USD/air conditioner | us | us | 3987.1377
residential air conditioning | Reference Geothermal Heat Pump - Cooling (with flex cost) | 2031 | FIXED_OM | NEW | N/A | USD/air conditioner | us | us | 40.1957
residential air conditioning | Reference Geothermal Heat Pump - Cooling (with flex cost) | 2031 | FIXED_OM | REPLACEMENT | N/A | USD/air conditioner | us | us | 40.1957
residential air conditioning | Reference Geothermal Heat Pump - Cooling (with flex cost) | 2031 | INSTALLATION | NEW | N/A | USD/air conditioner | us | us | 6163.337
residential air conditioning | Reference Geothermal Heat Pump - Cooling (with flex cost) | 2032 | CAPITAL | NEW | N/A | USD/air conditioner | us | us | 3987.1377
residential air conditioning | Reference Geothermal Heat Pump - Cooling (with flex cost) | 2032 | CAPITAL | REPLACEMENT | N/A | USD/air conditioner | us | us | 3987.1377
residential air conditioning | Reference Geothermal Heat Pump - Cooling (with flex cost) | 2032 | FIXED_OM | NEW | N/A | USD/air conditioner | us | us | 40.1957
residential air conditioning | Reference Geothermal Heat Pump - Cooling (with flex cost) | 2032 | FIXED_OM | REPLACEMENT | N/A | USD/air conditioner | us | us | 40.1957
residential air conditioning | Reference Geothermal Heat Pump - Cooling (with flex cost) | 2032 | INSTALLATION | NEW | N/A | USD/air conditioner | us | us | 6163.337
residential air conditioning | Reference Geothermal Heat Pump - Cooling (with flex cost) | 2033 | CAPITAL | NEW | N/A | USD/air conditioner | us | us | 3987.1377
residential air conditioning | Reference Geothermal Heat Pump - Cooling (with flex cost) | 2033 | CAPITAL | REPLACEMENT | N/A | USD/air conditioner | us | us | 3987.1377
residential air conditioning | Reference Geothermal Heat Pump - Cooling (with flex cost) | 2033 | FIXED_OM | NEW | N/A | USD/air conditioner | us | us | 40.1957
residential air conditioning | Reference Geothermal Heat Pump - Cooling (with flex cost) | 2033 | FIXED_OM | REPLACEMENT | N/A | USD/air conditioner | us | us | 40.1957
residential air conditioning | Reference Geothermal Heat Pump - Cooling (with flex cost) | 2033 | INSTALLATION | NEW | N/A | USD/air conditioner | us | us | 6163.337
residential air conditioning | Reference Geothermal Heat Pump - Cooling (with flex cost) | 2034 | CAPITAL | NEW | N/A | USD/air conditioner | us | us | 3987.1377
residential air conditioning | Reference Geothermal Heat Pump - Cooling (with flex cost) | 2034 | CAPITAL | REPLACEMENT | N/A | USD/air conditioner | us | us | 3987.1377
residential air conditioning | Reference Geothermal Heat Pump - Cooling (with flex cost) | 2034 | FIXED_OM | NEW | N/A | USD/air conditioner | us | us | 40.1957
residential air conditioning | Reference Geothermal Heat Pump - Cooling (with flex cost) | 2034 | FIXED_OM | REPLACEMENT | N/A | USD/air conditioner | us | us | 40.1957
residential air conditioning | Reference Geothermal Heat Pump - Cooling (with flex cost) | 2034 | INSTALLATION | NEW | N/A | USD/air conditioner | us | us | 6163.337
residential air conditioning | Reference Geothermal Heat Pump - Cooling (with flex cost) | 2035 | CAPITAL | NEW | N/A | USD/air conditioner | us | us | 3987.1377
residential air conditioning | Reference Geothermal Heat Pump - Cooling (with flex cost) | 2035 | CAPITAL | REPLACEMENT | N/A | USD/air conditioner | us | us | 3987.1377
residential air conditioning | Reference Geothermal Heat Pump - Cooling (with flex cost) | 2035 | FIXED_OM | NEW | N/A | USD/air conditioner | us | us | 40.1957
residential air conditioning | Reference Geothermal Heat Pump - Cooling (with flex cost) | 2035 | FIXED_OM | REPLACEMENT | N/A | USD/air conditioner | us | us | 40.1957
residential air conditioning | Reference Geothermal Heat Pump - Cooling (with flex cost) | 2035 | INSTALLATION | NEW | N/A | USD/air conditioner | us | us | 6163.337
residential air conditioning | Reference Geothermal Heat Pump - Cooling (with flex cost) | 2036 | CAPITAL | NEW | N/A | USD/air conditioner | us | us | 3987.1377
residential air conditioning | Reference Geothermal Heat Pump - Cooling (with flex cost) | 2036 | CAPITAL | REPLACEMENT | N/A | USD/air conditioner | us | us | 3987.1377
residential air conditioning | Reference Geothermal Heat Pump - Cooling (with flex cost) | 2036 | FIXED_OM | NEW | N/A | USD/air conditioner | us | us | 40.1957
residential air conditioning | Reference Geothermal Heat Pump - Cooling (with flex cost) | 2036 | FIXED_OM | REPLACEMENT | N/A | USD/air conditioner | us | us | 40.1957
residential air conditioning | Reference Geothermal Heat Pump - Cooling (with flex cost) | 2036 | INSTALLATION | NEW | N/A | USD/air conditioner | us | us | 6163.337
residential air conditioning | Reference Geothermal Heat Pump - Cooling (with flex cost) | 2037 | CAPITAL | NEW | N/A | USD/air conditioner | us | us | 3987.1377
residential air conditioning | Reference Geothermal Heat Pump - Cooling (with flex cost) | 2037 | CAPITAL | REPLACEMENT | N/A | USD/air conditioner | us | us | 3987.1377
residential air conditioning | Reference Geothermal Heat Pump - Cooling (with flex cost) | 2037 | FIXED_OM | NEW | N/A | USD/air conditioner | us | us | 40.1957
residential air conditioning | Reference Geothermal Heat Pump - Cooling (with flex cost) | 2037 | FIXED_OM | REPLACEMENT | N/A | USD/air conditioner | us | us | 40.1957
residential air conditioning | Reference Geothermal Heat Pump - Cooling (with flex cost) | 2037 | INSTALLATION | NEW | N/A | USD/air conditioner | us | us | 6163.337
residential air conditioning | Reference Geothermal Heat Pump - Cooling (with flex cost) | 2038 | CAPITAL | NEW | N/A | USD/air conditioner | us | us | 3987.1377
residential air conditioning | Reference Geothermal Heat Pump - Cooling (with flex cost) | 2038 | CAPITAL | REPLACEMENT | N/A | USD/air conditioner | us | us | 3987.1377
residential air conditioning | Reference Geothermal Heat Pump - Cooling (with flex cost) | 2038 | FIXED_OM | NEW | N/A | USD/air conditioner | us | us | 40.1957
residential air conditioning | Reference Geothermal Heat Pump - Cooling (with flex cost) | 2038 | FIXED_OM | REPLACEMENT | N/A | USD/air conditioner | us | us | 40.1957
residential air conditioning | Reference Geothermal Heat Pump - Cooling (with flex cost) | 2038 | INSTALLATION | NEW | N/A | USD/air conditioner | us | us | 6163.337
residential air conditioning | Reference Geothermal Heat Pump - Cooling (with flex cost) | 2039 | CAPITAL | NEW | N/A | USD/air conditioner | us | us | 3987.1377
residential air conditioning | Reference Geothermal Heat Pump - Cooling (with flex cost) | 2039 | CAPITAL | REPLACEMENT | N/A | USD/air conditioner | us | us | 3987.1377
residential air conditioning | Reference Geothermal Heat Pump - Cooling (with flex cost) | 2039 | FIXED_OM | NEW | N/A | USD/air conditioner | us | us | 40.1957
residential air conditioning | Reference Geothermal Heat Pump - Cooling (with flex cost) | 2039 | FIXED_OM | REPLACEMENT | N/A | USD/air conditioner | us | us | 40.1957
residential air conditioning | Reference Geothermal Heat Pump - Cooling (with flex cost) | 2039 | INSTALLATION | NEW | N/A | USD/air conditioner | us | us | 6163.337
residential air conditioning | Reference Geothermal Heat Pump - Cooling (with flex cost) | 2040 | CAPITAL | NEW | N/A | USD/air conditioner | us | us | 3987.1377
residential air conditioning | Reference Geothermal Heat Pump - Cooling (with flex cost) | 2040 | CAPITAL | REPLACEMENT | N/A | USD/air conditioner | us | us | 3987.1377
residential air conditioning | Reference Geothermal Heat Pump - Cooling (with flex cost) | 2040 | FIXED_OM | NEW | N/A | USD/air conditioner | us | us | 40.1957
residential air conditioning | Reference Geothermal Heat Pump - Cooling (with flex cost) | 2040 | FIXED_OM | REPLACEMENT | N/A | USD/air conditioner | us | us | 40.1957
residential air conditioning | Reference Geothermal Heat Pump - Cooling (with flex cost) | 2040 | INSTALLATION | NEW | N/A | USD/air conditioner | us | us | 6163.337
residential air conditioning | Reference Geothermal Heat Pump - Cooling (with flex cost) | 2041 | CAPITAL | NEW | N/A | USD/air conditioner | us | us | 3987.1377
residential air conditioning | Reference Geothermal Heat Pump - Cooling (with flex cost) | 2041 | CAPITAL | REPLACEMENT | N/A | USD/air conditioner | us | us | 3987.1377
residential air conditioning | Reference Geothermal Heat Pump - Cooling (with flex cost) | 2041 | FIXED_OM | NEW | N/A | USD/air conditioner | us | us | 40.1957
residential air conditioning | Reference Geothermal Heat Pump - Cooling (with flex cost) | 2041 | FIXED_OM | REPLACEMENT | N/A | USD/air conditioner | us | us | 40.1957
residential air conditioning | Reference Geothermal Heat Pump - Cooling (with flex cost) | 2041 | INSTALLATION | NEW | N/A | USD/air conditioner | us | us | 6163.337
residential air conditioning | Reference Geothermal Heat Pump - Cooling (with flex cost) | 2042 | CAPITAL | NEW | N/A | USD/air conditioner | us | us | 3987.1377
residential air conditioning | Reference Geothermal Heat Pump - Cooling (with flex cost) | 2042 | CAPITAL | REPLACEMENT | N/A | USD/air conditioner | us | us | 3987.1377
residential air conditioning | Reference Geothermal Heat Pump - Cooling (with flex cost) | 2042 | FIXED_OM | NEW | N/A | USD/air conditioner | us | us | 40.1957
residential air conditioning | Reference Geothermal Heat Pump - Cooling (with flex cost) | 2042 | FIXED_OM | REPLACEMENT | N/A | USD/air conditioner | us | us | 40.1957
residential air conditioning | Reference Geothermal Heat Pump - Cooling (with flex cost) | 2042 | INSTALLATION | NEW | N/A | USD/air conditioner | us | us | 6163.337
residential air conditioning | Reference Geothermal Heat Pump - Cooling (with flex cost) | 2043 | CAPITAL | NEW | N/A | USD/air conditioner | us | us | 3987.1377
residential air conditioning | Reference Geothermal Heat Pump - Cooling (with flex cost) | 2043 | CAPITAL | REPLACEMENT | N/A | USD/air conditioner | us | us | 3987.1377
residential air conditioning | Reference Geothermal Heat Pump - Cooling (with flex cost) | 2043 | FIXED_OM | NEW | N/A | USD/air conditioner | us | us | 40.1957
residential air conditioning | Reference Geothermal Heat Pump - Cooling (with flex cost) | 2043 | FIXED_OM | REPLACEMENT | N/A | USD/air conditioner | us | us | 40.1957
residential air conditioning | Reference Geothermal Heat Pump - Cooling (with flex cost) | 2043 | INSTALLATION | NEW | N/A | USD/air conditioner | us | us | 6163.337
residential air conditioning | Reference Geothermal Heat Pump - Cooling (with flex cost) | 2044 | CAPITAL | NEW | N/A | USD/air conditioner | us | us | 3987.1377
residential air conditioning | Reference Geothermal Heat Pump - Cooling (with flex cost) | 2044 | CAPITAL | REPLACEMENT | N/A | USD/air conditioner | us | us | 3987.1377
residential air conditioning | Reference Geothermal Heat Pump - Cooling (with flex cost) | 2044 | FIXED_OM | NEW | N/A | USD/air conditioner | us | us | 40.1957
residential air conditioning | Reference Geothermal Heat Pump - Cooling (with flex cost) | 2044 | FIXED_OM | REPLACEMENT | N/A | USD/air conditioner | us | us | 40.1957
residential air conditioning | Reference Geothermal Heat Pump - Cooling (with flex cost) | 2044 | INSTALLATION | NEW | N/A | USD/air conditioner | us | us | 6163.337
residential air conditioning | Reference Geothermal Heat Pump - Cooling (with flex cost) | 2045 | CAPITAL | NEW | N/A | USD/air conditioner | us | us | 3987.1377
residential air conditioning | Reference Geothermal Heat Pump - Cooling (with flex cost) | 2045 | CAPITAL | REPLACEMENT | N/A | USD/air conditioner | us | us | 3987.1377
residential air conditioning | Reference Geothermal Heat Pump - Cooling (with flex cost) | 2045 | FIXED_OM | NEW | N/A | USD/air conditioner | us | us | 40.1957
residential air conditioning | Reference Geothermal Heat Pump - Cooling (with flex cost) | 2045 | FIXED_OM | REPLACEMENT | N/A | USD/air conditioner | us | us | 40.1957
residential air conditioning | Reference Geothermal Heat Pump - Cooling (with flex cost) | 2045 | INSTALLATION | NEW | N/A | USD/air conditioner | us | us | 6163.337
residential air conditioning | Reference Geothermal Heat Pump - Cooling (with flex cost) | 2046 | CAPITAL | NEW | N/A | USD/air conditioner | us | us | 3987.1377
residential air conditioning | Reference Geothermal Heat Pump - Cooling (with flex cost) | 2046 | CAPITAL | REPLACEMENT | N/A | USD/air conditioner | us | us | 3987.1377
residential air conditioning | Reference Geothermal Heat Pump - Cooling (with flex cost) | 2046 | FIXED_OM | NEW | N/A | USD/air conditioner | us | us | 40.1957
residential air conditioning | Reference Geothermal Heat Pump - Cooling (with flex cost) | 2046 | FIXED_OM | REPLACEMENT | N/A | USD/air conditioner | us | us | 40.1957
residential air conditioning | Reference Geothermal Heat Pump - Cooling (with flex cost) | 2046 | INSTALLATION | NEW | N/A | USD/air conditioner | us | us | 6163.337
residential air conditioning | Reference Geothermal Heat Pump - Cooling (with flex cost) | 2047 | CAPITAL | NEW | N/A | USD/air conditioner | us | us | 3987.1377
residential air conditioning | Reference Geothermal Heat Pump - Cooling (with flex cost) | 2047 | CAPITAL | REPLACEMENT | N/A | USD/air conditioner | us | us | 3987.1377
residential air conditioning | Reference Geothermal Heat Pump - Cooling (with flex cost) | 2047 | FIXED_OM | NEW | N/A | USD/air conditioner | us | us | 40.1957
residential air conditioning | Reference Geothermal Heat Pump - Cooling (with flex cost) | 2047 | FIXED_OM | REPLACEMENT | N/A | USD/air conditioner | us | us | 40.1957
residential air conditioning | Reference Geothermal Heat Pump - Cooling (with flex cost) | 2047 | INSTALLATION | NEW | N/A | USD/air conditioner | us | us | 6163.337
residential air conditioning | Reference Geothermal Heat Pump - Cooling (with flex cost) | 2048 | CAPITAL | NEW | N/A | USD/air conditioner | us | us | 3987.1377
residential air conditioning | Reference Geothermal Heat Pump - Cooling (with flex cost) | 2048 | CAPITAL | REPLACEMENT | N/A | USD/air conditioner | us | us | 3987.1377
residential air conditioning | Reference Geothermal Heat Pump - Cooling (with flex cost) | 2048 | FIXED_OM | NEW | N/A | USD/air conditioner | us | us | 40.1957
residential air conditioning | Reference Geothermal Heat Pump - Cooling (with flex cost) | 2048 | FIXED_OM | REPLACEMENT | N/A | USD/air conditioner | us | us | 40.1957
residential air conditioning | Reference Geothermal Heat Pump - Cooling (with flex cost) | 2048 | INSTALLATION | NEW | N/A | USD/air conditioner | us | us | 6163.337
residential air conditioning | Reference Geothermal Heat Pump - Cooling (with flex cost) | 2049 | CAPITAL | NEW | N/A | USD/air conditioner | us | us | 3987.1377
residential air conditioning | Reference Geothermal Heat Pump - Cooling (with flex cost) | 2049 | CAPITAL | REPLACEMENT | N/A | USD/air conditioner | us | us | 3987.1377
residential air conditioning | Reference Geothermal Heat Pump - Cooling (with flex cost) | 2049 | FIXED_OM | NEW | N/A | USD/air conditioner | us | us | 40.1957
residential air conditioning | Reference Geothermal Heat Pump - Cooling (with flex cost) | 2049 | FIXED_OM | REPLACEMENT | N/A | USD/air conditioner | us | us | 40.1957
residential air conditioning | Reference Geothermal Heat Pump - Cooling (with flex cost) | 2049 | INSTALLATION | NEW | N/A | USD/air conditioner | us | us | 6163.337
residential air conditioning | Reference Geothermal Heat Pump - Cooling (with flex cost) | 2050 | CAPITAL | NEW | N/A | USD/air conditioner | us | us | 3987.1377
residential air conditioning | Reference Geothermal Heat Pump - Cooling (with flex cost) | 2050 | CAPITAL | REPLACEMENT | N/A | USD/air conditioner | us | us | 3987.1377
residential air conditioning | Reference Geothermal Heat Pump - Cooling (with flex cost) | 2050 | FIXED_OM | NEW | N/A | USD/air conditioner | us | us | 40.1957
residential air conditioning | Reference Geothermal Heat Pump - Cooling (with flex cost) | 2050 | FIXED_OM | REPLACEMENT | N/A | USD/air conditioner | us | us | 40.1957
residential air conditioning | Reference Geothermal Heat Pump - Cooling (with flex cost) | 2050 | INSTALLATION | NEW | N/A | USD/air conditioner | us | us | 6163.337
residential air conditioning | Reference Natural Gas Heat Pump - Cooling | 2020 | CAPITAL | NEW | N/A | USD/air conditioner | us | us | 5895.3658
residential air conditioning | Reference Natural Gas Heat Pump - Cooling | 2020 | CAPITAL | REPLACEMENT | N/A | USD/air conditioner | us | us | 5895.3658
residential air conditioning | Reference Natural Gas Heat Pump - Cooling | 2020 | FIXED_OM | NEW | N/A | USD/air conditioner | us | us | 85.7508
residential air conditioning | Reference Natural Gas Heat Pump - Cooling | 2020 | FIXED_OM | REPLACEMENT | N/A | USD/air conditioner | us | us | 85.7508
residential air conditioning | Reference Natural Gas Heat Pump - Cooling | 2020 | INSTALLATION | NEW | N/A | USD/air conditioner | us | us | 1071.8847
residential air conditioning | Reference Natural Gas Heat Pump - Cooling | 2020 | INSTALLATION | REPLACEMENT | N/A | USD/air conditioner | us | us | 1071.8847
residential air conditioning | Reference Natural Gas Heat Pump - Cooling | 2021 | CAPITAL | NEW | N/A | USD/air conditioner | us | us | 5895.3658
residential air conditioning | Reference Natural Gas Heat Pump - Cooling | 2021 | CAPITAL | REPLACEMENT | N/A | USD/air conditioner | us | us | 5895.3658
residential air conditioning | Reference Natural Gas Heat Pump - Cooling | 2021 | FIXED_OM | NEW | N/A | USD/air conditioner | us | us | 85.7508
residential air conditioning | Reference Natural Gas Heat Pump - Cooling | 2021 | FIXED_OM | REPLACEMENT | N/A | USD/air conditioner | us | us | 85.7508
residential air conditioning | Reference Natural Gas Heat Pump - Cooling | 2021 | INSTALLATION | NEW | N/A | USD/air conditioner | us | us | 1071.8847
residential air conditioning | Reference Natural Gas Heat Pump - Cooling | 2021 | INSTALLATION | REPLACEMENT | N/A | USD/air conditioner | us | us | 1071.8847
residential air conditioning | Reference Natural Gas Heat Pump - Cooling | 2022 | CAPITAL | NEW | N/A | USD/air conditioner | us | us | 5895.3658
residential air conditioning | Reference Natural Gas Heat Pump - Cooling | 2022 | CAPITAL | REPLACEMENT | N/A | USD/air conditioner | us | us | 5895.3658
residential air conditioning | Reference Natural Gas Heat Pump - Cooling | 2022 | FIXED_OM | NEW | N/A | USD/air conditioner | us | us | 85.7508
residential air conditioning | Reference Natural Gas Heat Pump - Cooling | 2022 | FIXED_OM | REPLACEMENT | N/A | USD/air conditioner | us | us | 85.7508
residential air conditioning | Reference Natural Gas Heat Pump - Cooling | 2022 | INSTALLATION | NEW | N/A | USD/air conditioner | us | us | 1071.8847
residential air conditioning | Reference Natural Gas Heat Pump - Cooling | 2022 | INSTALLATION | REPLACEMENT | N/A | USD/air conditioner | us | us | 1071.8847
residential air conditioning | Reference Natural Gas Heat Pump - Cooling | 2023 | CAPITAL | NEW | N/A | USD/air conditioner | us | us | 5895.3658
residential air conditioning | Reference Natural Gas Heat Pump - Cooling | 2023 | CAPITAL | REPLACEMENT | N/A | USD/air conditioner | us | us | 5895.3658
residential air conditioning | Reference Natural Gas Heat Pump - Cooling | 2023 | FIXED_OM | NEW | N/A | USD/air conditioner | us | us | 85.7508
residential air conditioning | Reference Natural Gas Heat Pump - Cooling | 2023 | FIXED_OM | REPLACEMENT | N/A | USD/air conditioner | us | us | 85.7508
residential air conditioning | Reference Natural Gas Heat Pump - Cooling | 2023 | INSTALLATION | NEW | N/A | USD/air conditioner | us | us | 1071.8847
residential air conditioning | Reference Natural Gas Heat Pump - Cooling | 2023 | INSTALLATION | REPLACEMENT | N/A | USD/air conditioner | us | us | 1071.8847
residential air conditioning | Reference Natural Gas Heat Pump - Cooling | 2024 | CAPITAL | NEW | N/A | USD/air conditioner | us | us | 5895.3658
residential air conditioning | Reference Natural Gas Heat Pump - Cooling | 2024 | CAPITAL | REPLACEMENT | N/A | USD/air conditioner | us | us | 5895.3658
residential air conditioning | Reference Natural Gas Heat Pump - Cooling | 2024 | FIXED_OM | NEW | N/A | USD/air conditioner | us | us | 85.7508
residential air conditioning | Reference Natural Gas Heat Pump - Cooling | 2024 | FIXED_OM | REPLACEMENT | N/A | USD/air conditioner | us | us | 85.7508
residential air conditioning | Reference Natural Gas Heat Pump - Cooling | 2024 | INSTALLATION | NEW | N/A | USD/air conditioner | us | us | 1071.8847
residential air conditioning | Reference Natural Gas Heat Pump - Cooling | 2024 | INSTALLATION | REPLACEMENT | N/A | USD/air conditioner | us | us | 1071.8847
residential air conditioning | Reference Natural Gas Heat Pump - Cooling | 2025 | CAPITAL | NEW | N/A | USD/air conditioner | us | us | 5895.3658
residential air conditioning | Reference Natural Gas Heat Pump - Cooling | 2025 | CAPITAL | REPLACEMENT | N/A | USD/air conditioner | us | us | 5895.3658
residential air conditioning | Reference Natural Gas Heat Pump - Cooling | 2025 | FIXED_OM | NEW | N/A | USD/air conditioner | us | us | 85.7508
residential air conditioning | Reference Natural Gas Heat Pump - Cooling | 2025 | FIXED_OM | REPLACEMENT | N/A | USD/air conditioner | us | us | 85.7508
residential air conditioning | Reference Natural Gas Heat Pump - Cooling | 2025 | INSTALLATION | NEW | N/A | USD/air conditioner | us | us | 1071.8847
residential air conditioning | Reference Natural Gas Heat Pump - Cooling | 2025 | INSTALLATION | REPLACEMENT | N/A | USD/air conditioner | us | us | 1071.8847
residential air conditioning | Reference Natural Gas Heat Pump - Cooling | 2026 | CAPITAL | NEW | N/A | USD/air conditioner | us | us | 5895.3658
residential air conditioning | Reference Natural Gas Heat Pump - Cooling | 2026 | CAPITAL | REPLACEMENT | N/A | USD/air conditioner | us | us | 5895.3658
residential air conditioning | Reference Natural Gas Heat Pump - Cooling | 2026 | FIXED_OM | NEW | N/A | USD/air conditioner | us | us | 85.7508
residential air conditioning | Reference Natural Gas Heat Pump - Cooling | 2026 | FIXED_OM | REPLACEMENT | N/A | USD/air conditioner | us | us | 85.7508
residential air conditioning | Reference Natural Gas Heat Pump - Cooling | 2026 | INSTALLATION | NEW | N/A | USD/air conditioner | us | us | 1071.8847
residential air conditioning | Reference Natural Gas Heat Pump - Cooling | 2026 | INSTALLATION | REPLACEMENT | N/A | USD/air conditioner | us | us | 1071.8847
residential air conditioning | Reference Natural Gas Heat Pump - Cooling | 2027 | CAPITAL | NEW | N/A | USD/air conditioner | us | us | 5895.3658
residential air conditioning | Reference Natural Gas Heat Pump - Cooling | 2027 | CAPITAL | REPLACEMENT | N/A | USD/air conditioner | us | us | 5895.3658
residential air conditioning | Reference Natural Gas Heat Pump - Cooling | 2027 | FIXED_OM | NEW | N/A | USD/air conditioner | us | us | 85.7508
residential air conditioning | Reference Natural Gas Heat Pump - Cooling | 2027 | FIXED_OM | REPLACEMENT | N/A | USD/air conditioner | us | us | 85.7508
residential air conditioning | Reference Natural Gas Heat Pump - Cooling | 2027 | INSTALLATION | NEW | N/A | USD/air conditioner | us | us | 1071.8847
residential air conditioning | Reference Natural Gas Heat Pump - Cooling | 2027 | INSTALLATION | REPLACEMENT | N/A | USD/air conditioner | us | us | 1071.8847
residential air conditioning | Reference Natural Gas Heat Pump - Cooling | 2028 | CAPITAL | NEW | N/A | USD/air conditioner | us | us | 5895.3658
residential air conditioning | Reference Natural Gas Heat Pump - Cooling | 2028 | CAPITAL | REPLACEMENT | N/A | USD/air conditioner | us | us | 5895.3658
residential air conditioning | Reference Natural Gas Heat Pump - Cooling | 2028 | FIXED_OM | NEW | N/A | USD/air conditioner | us | us | 85.7508
residential air conditioning | Reference Natural Gas Heat Pump - Cooling | 2028 | FIXED_OM | REPLACEMENT | N/A | USD/air conditioner | us | us | 85.7508
residential air conditioning | Reference Natural Gas Heat Pump - Cooling | 2028 | INSTALLATION | NEW | N/A | USD/air conditioner | us | us | 1071.8847
residential air conditioning | Reference Natural Gas Heat Pump - Cooling | 2028 | INSTALLATION | REPLACEMENT | N/A | USD/air conditioner | us | us | 1071.8847
residential air conditioning | Reference Natural Gas Heat Pump - Cooling | 2029 | CAPITAL | NEW | N/A | USD/air conditioner | us | us | 5895.3658
residential air conditioning | Reference Natural Gas Heat Pump - Cooling | 2029 | CAPITAL | REPLACEMENT | N/A | USD/air conditioner | us | us | 5895.3658
residential air conditioning | Reference Natural Gas Heat Pump - Cooling | 2029 | FIXED_OM | NEW | N/A | USD/air conditioner | us | us | 85.7508
residential air conditioning | Reference Natural Gas Heat Pump - Cooling | 2029 | FIXED_OM | REPLACEMENT | N/A | USD/air conditioner | us | us | 85.7508
residential air conditioning | Reference Natural Gas Heat Pump - Cooling | 2029 | INSTALLATION | NEW | N/A | USD/air conditioner | us | us | 1071.8847
residential air conditioning | Reference Natural Gas Heat Pump - Cooling | 2029 | INSTALLATION | REPLACEMENT | N/A | USD/air conditioner | us | us | 1071.8847
residential air conditioning | Reference Natural Gas Heat Pump - Cooling | 2030 | CAPITAL | NEW | N/A | USD/air conditioner | us | us | 5895.3658
residential air conditioning | Reference Natural Gas Heat Pump - Cooling | 2030 | CAPITAL | REPLACEMENT | N/A | USD/air conditioner | us | us | 5895.3658
residential air conditioning | Reference Natural Gas Heat Pump - Cooling | 2030 | FIXED_OM | NEW | N/A | USD/air conditioner | us | us | 85.7508
residential air conditioning | Reference Natural Gas Heat Pump - Cooling | 2030 | FIXED_OM | REPLACEMENT | N/A | USD/air conditioner | us | us | 85.7508
residential air conditioning | Reference Natural Gas Heat Pump - Cooling | 2030 | INSTALLATION | NEW | N/A | USD/air conditioner | us | us | 1071.8847
residential air conditioning | Reference Natural Gas Heat Pump - Cooling | 2030 | INSTALLATION | REPLACEMENT | N/A | USD/air conditioner | us | us | 1071.8847
residential air conditioning | Reference Natural Gas Heat Pump - Cooling | 2031 | CAPITAL | NEW | N/A | USD/air conditioner | us | us | 5895.3658
residential air conditioning | Reference Natural Gas Heat Pump - Cooling | 2031 | CAPITAL | REPLACEMENT | N/A | USD/air conditioner | us | us | 5895.3658
residential air conditioning | Reference Natural Gas Heat Pump - Cooling | 2031 | FIXED_OM | NEW | N/A | USD/air conditioner | us | us | 85.7508
residential air conditioning | Reference Natural Gas Heat Pump - Cooling | 2031 | FIXED_OM | REPLACEMENT | N/A | USD/air conditioner | us | us | 85.7508
residential air conditioning | Reference Natural Gas Heat Pump - Cooling | 2031 | INSTALLATION | NEW | N/A | USD/air conditioner | us | us | 1071.8847
residential air conditioning | Reference Natural Gas Heat Pump - Cooling | 2031 | INSTALLATION | REPLACEMENT | N/A | USD/air conditioner | us | us | 1071.8847
residential air conditioning | Reference Natural Gas Heat Pump - Cooling | 2032 | CAPITAL | NEW | N/A | USD/air conditioner | us | us | 5895.3658
residential air conditioning | Reference Natural Gas Heat Pump - Cooling | 2032 | CAPITAL | REPLACEMENT | N/A | USD/air conditioner | us | us | 5895.3658
residential air conditioning | Reference Natural Gas Heat Pump - Cooling | 2032 | FIXED_OM | NEW | N/A | USD/air conditioner | us | us | 85.7508
residential air conditioning | Reference Natural Gas Heat Pump - Cooling | 2032 | FIXED_OM | REPLACEMENT | N/A | USD/air conditioner | us | us | 85.7508
residential air conditioning | Reference Natural Gas Heat Pump - Cooling | 2032 | INSTALLATION | NEW | N/A | USD/air conditioner | us | us | 1071.8847
residential air conditioning | Reference Natural Gas Heat Pump - Cooling | 2032 | INSTALLATION | REPLACEMENT | N/A | USD/air conditioner | us | us | 1071.8847
residential air conditioning | Reference Natural Gas Heat Pump - Cooling | 2033 | CAPITAL | NEW | N/A | USD/air conditioner | us | us | 5895.3658
residential air conditioning | Reference Natural Gas Heat Pump - Cooling | 2033 | CAPITAL | REPLACEMENT | N/A | USD/air conditioner | us | us | 5895.3658
residential air conditioning | Reference Natural Gas Heat Pump - Cooling | 2033 | FIXED_OM | NEW | N/A | USD/air conditioner | us | us | 85.7508
residential air conditioning | Reference Natural Gas Heat Pump - Cooling | 2033 | FIXED_OM | REPLACEMENT | N/A | USD/air conditioner | us | us | 85.7508
residential air conditioning | Reference Natural Gas Heat Pump - Cooling | 2033 | INSTALLATION | NEW | N/A | USD/air conditioner | us | us | 1071.8847
residential air conditioning | Reference Natural Gas Heat Pump - Cooling | 2033 | INSTALLATION | REPLACEMENT | N/A | USD/air conditioner | us | us | 1071.8847
residential air conditioning | Reference Natural Gas Heat Pump - Cooling | 2034 | CAPITAL | NEW | N/A | USD/air conditioner | us | us | 5895.3658
residential air conditioning | Reference Natural Gas Heat Pump - Cooling | 2034 | CAPITAL | REPLACEMENT | N/A | USD/air conditioner | us | us | 5895.3658
residential air conditioning | Reference Natural Gas Heat Pump - Cooling | 2034 | FIXED_OM | NEW | N/A | USD/air conditioner | us | us | 85.7508
residential air conditioning | Reference Natural Gas Heat Pump - Cooling | 2034 | FIXED_OM | REPLACEMENT | N/A | USD/air conditioner | us | us | 85.7508
residential air conditioning | Reference Natural Gas Heat Pump - Cooling | 2034 | INSTALLATION | NEW | N/A | USD/air conditioner | us | us | 1071.8847
residential air conditioning | Reference Natural Gas Heat Pump - Cooling | 2034 | INSTALLATION | REPLACEMENT | N/A | USD/air conditioner | us | us | 1071.8847
residential air conditioning | Reference Natural Gas Heat Pump - Cooling | 2035 | CAPITAL | NEW | N/A | USD/air conditioner | us | us | 5895.3658
residential air conditioning | Reference Natural Gas Heat Pump - Cooling | 2035 | CAPITAL | REPLACEMENT | N/A | USD/air conditioner | us | us | 5895.3658
residential air conditioning | Reference Natural Gas Heat Pump - Cooling | 2035 | FIXED_OM | NEW | N/A | USD/air conditioner | us | us | 85.7508
residential air conditioning | Reference Natural Gas Heat Pump - Cooling | 2035 | FIXED_OM | REPLACEMENT | N/A | USD/air conditioner | us | us | 85.7508
residential air conditioning | Reference Natural Gas Heat Pump - Cooling | 2035 | INSTALLATION | NEW | N/A | USD/air conditioner | us | us | 1071.8847
residential air conditioning | Reference Natural Gas Heat Pump - Cooling | 2035 | INSTALLATION | REPLACEMENT | N/A | USD/air conditioner | us | us | 1071.8847
residential air conditioning | Reference Natural Gas Heat Pump - Cooling | 2036 | CAPITAL | NEW | N/A | USD/air conditioner | us | us | 5895.3658
residential air conditioning | Reference Natural Gas Heat Pump - Cooling | 2036 | CAPITAL | REPLACEMENT | N/A | USD/air conditioner | us | us | 5895.3658
residential air conditioning | Reference Natural Gas Heat Pump - Cooling | 2036 | FIXED_OM | NEW | N/A | USD/air conditioner | us | us | 85.7508
residential air conditioning | Reference Natural Gas Heat Pump - Cooling | 2036 | FIXED_OM | REPLACEMENT | N/A | USD/air conditioner | us | us | 85.7508
residential air conditioning | Reference Natural Gas Heat Pump - Cooling | 2036 | INSTALLATION | NEW | N/A | USD/air conditioner | us | us | 1071.8847
residential air conditioning | Reference Natural Gas Heat Pump - Cooling | 2036 | INSTALLATION | REPLACEMENT | N/A | USD/air conditioner | us | us | 1071.8847
residential air conditioning | Reference Natural Gas Heat Pump - Cooling | 2037 | CAPITAL | NEW | N/A | USD/air conditioner | us | us | 5895.3658
residential air conditioning | Reference Natural Gas Heat Pump - Cooling | 2037 | CAPITAL | REPLACEMENT | N/A | USD/air conditioner | us | us | 5895.3658
residential air conditioning | Reference Natural Gas Heat Pump - Cooling | 2037 | FIXED_OM | NEW | N/A | USD/air conditioner | us | us | 85.7508
residential air conditioning | Reference Natural Gas Heat Pump - Cooling | 2037 | FIXED_OM | REPLACEMENT | N/A | USD/air conditioner | us | us | 85.7508
residential air conditioning | Reference Natural Gas Heat Pump - Cooling | 2037 | INSTALLATION | NEW | N/A | USD/air conditioner | us | us | 1071.8847
residential air conditioning | Reference Natural Gas Heat Pump - Cooling | 2037 | INSTALLATION | REPLACEMENT | N/A | USD/air conditioner | us | us | 1071.8847
residential air conditioning | Reference Natural Gas Heat Pump - Cooling | 2038 | CAPITAL | NEW | N/A | USD/air conditioner | us | us | 5895.3658
residential air conditioning | Reference Natural Gas Heat Pump - Cooling | 2038 | CAPITAL | REPLACEMENT | N/A | USD/air conditioner | us | us | 5895.3658
residential air conditioning | Reference Natural Gas Heat Pump - Cooling | 2038 | FIXED_OM | NEW | N/A | USD/air conditioner | us | us | 85.7508
residential air conditioning | Reference Natural Gas Heat Pump - Cooling | 2038 | FIXED_OM | REPLACEMENT | N/A | USD/air conditioner | us | us | 85.7508
residential air conditioning | Reference Natural Gas Heat Pump - Cooling | 2038 | INSTALLATION | NEW | N/A | USD/air conditioner | us | us | 1071.8847
residential air conditioning | Reference Natural Gas Heat Pump - Cooling | 2038 | INSTALLATION | REPLACEMENT | N/A | USD/air conditioner | us | us | 1071.8847
residential air conditioning | Reference Natural Gas Heat Pump - Cooling | 2039 | CAPITAL | NEW | N/A | USD/air conditioner | us | us | 5895.3658
residential air conditioning | Reference Natural Gas Heat Pump - Cooling | 2039 | CAPITAL | REPLACEMENT | N/A | USD/air conditioner | us | us | 5895.3658
residential air conditioning | Reference Natural Gas Heat Pump - Cooling | 2039 | FIXED_OM | NEW | N/A | USD/air conditioner | us | us | 85.7508
residential air conditioning | Reference Natural Gas Heat Pump - Cooling | 2039 | FIXED_OM | REPLACEMENT | N/A | USD/air conditioner | us | us | 85.7508
residential air conditioning | Reference Natural Gas Heat Pump - Cooling | 2039 | INSTALLATION | NEW | N/A | USD/air conditioner | us | us | 1071.8847
residential air conditioning | Reference Natural Gas Heat Pump - Cooling | 2039 | INSTALLATION | REPLACEMENT | N/A | USD/air conditioner | us | us | 1071.8847
residential air conditioning | Reference Natural Gas Heat Pump - Cooling | 2040 | CAPITAL | NEW | N/A | USD/air conditioner | us | us | 5895.3658
residential air conditioning | Reference Natural Gas Heat Pump - Cooling | 2040 | CAPITAL | REPLACEMENT | N/A | USD/air conditioner | us | us | 5895.3658
residential air conditioning | Reference Natural Gas Heat Pump - Cooling | 2040 | FIXED_OM | NEW | N/A | USD/air conditioner | us | us | 85.7508
residential air conditioning | Reference Natural Gas Heat Pump - Cooling | 2040 | FIXED_OM | REPLACEMENT | N/A | USD/air conditioner | us | us | 85.7508
residential air conditioning | Reference Natural Gas Heat Pump - Cooling | 2040 | INSTALLATION | NEW | N/A | USD/air conditioner | us | us | 1071.8847
residential air conditioning | Reference Natural Gas Heat Pump - Cooling | 2040 | INSTALLATION | REPLACEMENT | N/A | USD/air conditioner | us | us | 1071.8847
residential air conditioning | Reference Natural Gas Heat Pump - Cooling | 2041 | CAPITAL | NEW | N/A | USD/air conditioner | us | us | 5895.3658
residential air conditioning | Reference Natural Gas Heat Pump - Cooling | 2041 | CAPITAL | REPLACEMENT | N/A | USD/air conditioner | us | us | 5895.3658
residential air conditioning | Reference Natural Gas Heat Pump - Cooling | 2041 | FIXED_OM | NEW | N/A | USD/air conditioner | us | us | 85.7508
residential air conditioning | Reference Natural Gas Heat Pump - Cooling | 2041 | FIXED_OM | REPLACEMENT | N/A | USD/air conditioner | us | us | 85.7508
residential air conditioning | Reference Natural Gas Heat Pump - Cooling | 2041 | INSTALLATION | NEW | N/A | USD/air conditioner | us | us | 1071.8847
residential air conditioning | Reference Natural Gas Heat Pump - Cooling | 2041 | INSTALLATION | REPLACEMENT | N/A | USD/air conditioner | us | us | 1071.8847
residential air conditioning | Reference Natural Gas Heat Pump - Cooling | 2042 | CAPITAL | NEW | N/A | USD/air conditioner | us | us | 5895.3658
residential air conditioning | Reference Natural Gas Heat Pump - Cooling | 2042 | CAPITAL | REPLACEMENT | N/A | USD/air conditioner | us | us | 5895.3658
residential air conditioning | Reference Natural Gas Heat Pump - Cooling | 2042 | FIXED_OM | NEW | N/A | USD/air conditioner | us | us | 85.7508
residential air conditioning | Reference Natural Gas Heat Pump - Cooling | 2042 | FIXED_OM | REPLACEMENT | N/A | USD/air conditioner | us | us | 85.7508
residential air conditioning | Reference Natural Gas Heat Pump - Cooling | 2042 | INSTALLATION | NEW | N/A | USD/air conditioner | us | us | 1071.8847
residential air conditioning | Reference Natural Gas Heat Pump - Cooling | 2042 | INSTALLATION | REPLACEMENT | N/A | USD/air conditioner | us | us | 1071.8847
residential air conditioning | Reference Natural Gas Heat Pump - Cooling | 2043 | CAPITAL | NEW | N/A | USD/air conditioner | us | us | 5895.3658
residential air conditioning | Reference Natural Gas Heat Pump - Cooling | 2043 | CAPITAL | REPLACEMENT | N/A | USD/air conditioner | us | us | 5895.3658
residential air conditioning | Reference Natural Gas Heat Pump - Cooling | 2043 | FIXED_OM | NEW | N/A | USD/air conditioner | us | us | 85.7508
residential air conditioning | Reference Natural Gas Heat Pump - Cooling | 2043 | FIXED_OM | REPLACEMENT | N/A | USD/air conditioner | us | us | 85.7508
residential air conditioning | Reference Natural Gas Heat Pump - Cooling | 2043 | INSTALLATION | NEW | N/A | USD/air conditioner | us | us | 1071.8847
residential air conditioning | Reference Natural Gas Heat Pump - Cooling | 2043 | INSTALLATION | REPLACEMENT | N/A | USD/air conditioner | us | us | 1071.8847
residential air conditioning | Reference Natural Gas Heat Pump - Cooling | 2044 | CAPITAL | NEW | N/A | USD/air conditioner | us | us | 5895.3658
residential air conditioning | Reference Natural Gas Heat Pump - Cooling | 2044 | CAPITAL | REPLACEMENT | N/A | USD/air conditioner | us | us | 5895.3658
residential air conditioning | Reference Natural Gas Heat Pump - Cooling | 2044 | FIXED_OM | NEW | N/A | USD/air conditioner | us | us | 85.7508
residential air conditioning | Reference Natural Gas Heat Pump - Cooling | 2044 | FIXED_OM | REPLACEMENT | N/A | USD/air conditioner | us | us | 85.7508
residential air conditioning | Reference Natural Gas Heat Pump - Cooling | 2044 | INSTALLATION | NEW | N/A | USD/air conditioner | us | us | 1071.8847
residential air conditioning | Reference Natural Gas Heat Pump - Cooling | 2044 | INSTALLATION | REPLACEMENT | N/A | USD/air conditioner | us | us | 1071.8847
residential air conditioning | Reference Natural Gas Heat Pump - Cooling | 2045 | CAPITAL | NEW | N/A | USD/air conditioner | us | us | 5895.3658
residential air conditioning | Reference Natural Gas Heat Pump - Cooling | 2045 | CAPITAL | REPLACEMENT | N/A | USD/air conditioner | us | us | 5895.3658
residential air conditioning | Reference Natural Gas Heat Pump - Cooling | 2045 | FIXED_OM | NEW | N/A | USD/air conditioner | us | us | 85.7508
residential air conditioning | Reference Natural Gas Heat Pump - Cooling | 2045 | FIXED_OM | REPLACEMENT | N/A | USD/air conditioner | us | us | 85.7508
residential air conditioning | Reference Natural Gas Heat Pump - Cooling | 2045 | INSTALLATION | NEW | N/A | USD/air conditioner | us | us | 1071.8847
residential air conditioning | Reference Natural Gas Heat Pump - Cooling | 2045 | INSTALLATION | REPLACEMENT | N/A | USD/air conditioner | us | us | 1071.8847
residential air conditioning | Reference Natural Gas Heat Pump - Cooling | 2046 | CAPITAL | NEW | N/A | USD/air conditioner | us | us | 5895.3658
residential air conditioning | Reference Natural Gas Heat Pump - Cooling | 2046 | CAPITAL | REPLACEMENT | N/A | USD/air conditioner | us | us | 5895.3658
residential air conditioning | Reference Natural Gas Heat Pump - Cooling | 2046 | FIXED_OM | NEW | N/A | USD/air conditioner | us | us | 85.7508
residential air conditioning | Reference Natural Gas Heat Pump - Cooling | 2046 | FIXED_OM | REPLACEMENT | N/A | USD/air conditioner | us | us | 85.7508
residential air conditioning | Reference Natural Gas Heat Pump - Cooling | 2046 | INSTALLATION | NEW | N/A | USD/air conditioner | us | us | 1071.8847
residential air conditioning | Reference Natural Gas Heat Pump - Cooling | 2046 | INSTALLATION | REPLACEMENT | N/A | USD/air conditioner | us | us | 1071.8847
residential air conditioning | Reference Natural Gas Heat Pump - Cooling | 2047 | CAPITAL | NEW | N/A | USD/air conditioner | us | us | 5895.3658
residential air conditioning | Reference Natural Gas Heat Pump - Cooling | 2047 | CAPITAL | REPLACEMENT | N/A | USD/air conditioner | us | us | 5895.3658
residential air conditioning | Reference Natural Gas Heat Pump - Cooling | 2047 | FIXED_OM | NEW | N/A | USD/air conditioner | us | us | 85.7508
residential air conditioning | Reference Natural Gas Heat Pump - Cooling | 2047 | FIXED_OM | REPLACEMENT | N/A | USD/air conditioner | us | us | 85.7508
residential air conditioning | Reference Natural Gas Heat Pump - Cooling | 2047 | INSTALLATION | NEW | N/A | USD/air conditioner | us | us | 1071.8847
residential air conditioning | Reference Natural Gas Heat Pump - Cooling | 2047 | INSTALLATION | REPLACEMENT | N/A | USD/air conditioner | us | us | 1071.8847
residential air conditioning | Reference Natural Gas Heat Pump - Cooling | 2048 | CAPITAL | NEW | N/A | USD/air conditioner | us | us | 5895.3658
residential air conditioning | Reference Natural Gas Heat Pump - Cooling | 2048 | CAPITAL | REPLACEMENT | N/A | USD/air conditioner | us | us | 5895.3658
residential air conditioning | Reference Natural Gas Heat Pump - Cooling | 2048 | FIXED_OM | NEW | N/A | USD/air conditioner | us | us | 85.7508
residential air conditioning | Reference Natural Gas Heat Pump - Cooling | 2048 | FIXED_OM | REPLACEMENT | N/A | USD/air conditioner | us | us | 85.7508
residential air conditioning | Reference Natural Gas Heat Pump - Cooling | 2048 | INSTALLATION | NEW | N/A | USD/air conditioner | us | us | 1071.8847
residential air conditioning | Reference Natural Gas Heat Pump - Cooling | 2048 | INSTALLATION | REPLACEMENT | N/A | USD/air conditioner | us | us | 1071.8847
residential air conditioning | Reference Natural Gas Heat Pump - Cooling | 2049 | CAPITAL | NEW | N/A | USD/air conditioner | us | us | 5895.3658
residential air conditioning | Reference Natural Gas Heat Pump - Cooling | 2049 | CAPITAL | REPLACEMENT | N/A | USD/air conditioner | us | us | 5895.3658
residential air conditioning | Reference Natural Gas Heat Pump - Cooling | 2049 | FIXED_OM | NEW | N/A | USD/air conditioner | us | us | 85.7508
residential air conditioning | Reference Natural Gas Heat Pump - Cooling | 2049 | FIXED_OM | REPLACEMENT | N/A | USD/air conditioner | us | us | 85.7508
residential air conditioning | Reference Natural Gas Heat Pump - Cooling | 2049 | INSTALLATION | NEW | N/A | USD/air conditioner | us | us | 1071.8847
residential air conditioning | Reference Natural Gas Heat Pump - Cooling | 2049 | INSTALLATION | REPLACEMENT | N/A | USD/air conditioner | us | us | 1071.8847
residential air conditioning | Reference Natural Gas Heat Pump - Cooling | 2050 | CAPITAL | NEW | N/A | USD/air conditioner | us | us | 5895.3658
residential air conditioning | Reference Natural Gas Heat Pump - Cooling | 2050 | CAPITAL | REPLACEMENT | N/A | USD/air conditioner | us | us | 5895.3658
residential air conditioning | Reference Natural Gas Heat Pump - Cooling | 2050 | FIXED_OM | NEW | N/A | USD/air conditioner | us | us | 85.7508
residential air conditioning | Reference Natural Gas Heat Pump - Cooling | 2050 | FIXED_OM | REPLACEMENT | N/A | USD/air conditioner | us | us | 85.7508
residential air conditioning | Reference Natural Gas Heat Pump - Cooling | 2050 | INSTALLATION | NEW | N/A | USD/air conditioner | us | us | 1071.8847
residential air conditioning | Reference Natural Gas Heat Pump - Cooling | 2050 | INSTALLATION | REPLACEMENT | N/A | USD/air conditioner | us | us | 1071.8847
residential air conditioning | Reference Room Air Conditioner | 2020 | CAPITAL | NEW | N/A | USD/air conditioner | us | us | 278.69
residential air conditioning | Reference Room Air Conditioner | 2020 | CAPITAL | REPLACEMENT | N/A | USD/air conditioner | us | us | 278.69
residential air conditioning | Reference Room Air Conditioner | 2020 | INSTALLATION | NEW | N/A | USD/air conditioner | us | us | 107.1885
residential air conditioning | Reference Room Air Conditioner | 2020 | INSTALLATION | REPLACEMENT | N/A | USD/air conditioner | us | us | 107.1885
residential air conditioning | Reference Room Air Conditioner | 2021 | CAPITAL | NEW | N/A | USD/air conditioner | us | us | 278.69
residential air conditioning | Reference Room Air Conditioner | 2021 | CAPITAL | REPLACEMENT | N/A | USD/air conditioner | us | us | 278.69
residential air conditioning | Reference Room Air Conditioner | 2021 | INSTALLATION | NEW | N/A | USD/air conditioner | us | us | 107.1885
residential air conditioning | Reference Room Air Conditioner | 2021 | INSTALLATION | REPLACEMENT | N/A | USD/air conditioner | us | us | 107.1885
residential air conditioning | Reference Room Air Conditioner | 2022 | CAPITAL | NEW | N/A | USD/air conditioner | us | us | 278.69
residential air conditioning | Reference Room Air Conditioner | 2022 | CAPITAL | REPLACEMENT | N/A | USD/air conditioner | us | us | 278.69
residential air conditioning | Reference Room Air Conditioner | 2022 | INSTALLATION | NEW | N/A | USD/air conditioner | us | us | 107.1885
residential air conditioning | Reference Room Air Conditioner | 2022 | INSTALLATION | REPLACEMENT | N/A | USD/air conditioner | us | us | 107.1885
residential air conditioning | Reference Room Air Conditioner | 2023 | CAPITAL | NEW | N/A | USD/air conditioner | us | us | 278.69
residential air conditioning | Reference Room Air Conditioner | 2023 | CAPITAL | REPLACEMENT | N/A | USD/air conditioner | us | us | 278.69
residential air conditioning | Reference Room Air Conditioner | 2023 | INSTALLATION | NEW | N/A | USD/air conditioner | us | us | 107.1885
residential air conditioning | Reference Room Air Conditioner | 2023 | INSTALLATION | REPLACEMENT | N/A | USD/air conditioner | us | us | 107.1885
residential air conditioning | Reference Room Air Conditioner | 2024 | CAPITAL | NEW | N/A | USD/air conditioner | us | us | 278.69
residential air conditioning | Reference Room Air Conditioner | 2024 | CAPITAL | REPLACEMENT | N/A | USD/air conditioner | us | us | 278.69
residential air conditioning | Reference Room Air Conditioner | 2024 | INSTALLATION | NEW | N/A | USD/air conditioner | us | us | 107.1885
residential air conditioning | Reference Room Air Conditioner | 2024 | INSTALLATION | REPLACEMENT | N/A | USD/air conditioner | us | us | 107.1885
residential air conditioning | Reference Room Air Conditioner | 2025 | CAPITAL | NEW | N/A | USD/air conditioner | us | us | 278.69
residential air conditioning | Reference Room Air Conditioner | 2025 | CAPITAL | REPLACEMENT | N/A | USD/air conditioner | us | us | 278.69
residential air conditioning | Reference Room Air Conditioner | 2025 | INSTALLATION | NEW | N/A | USD/air conditioner | us | us | 107.1885
residential air conditioning | Reference Room Air Conditioner | 2025 | INSTALLATION | REPLACEMENT | N/A | USD/air conditioner | us | us | 107.1885
residential air conditioning | Reference Room Air Conditioner | 2026 | CAPITAL | NEW | N/A | USD/air conditioner | us | us | 278.69
residential air conditioning | Reference Room Air Conditioner | 2026 | CAPITAL | REPLACEMENT | N/A | USD/air conditioner | us | us | 278.69
residential air conditioning | Reference Room Air Conditioner | 2026 | INSTALLATION | NEW | N/A | USD/air conditioner | us | us | 107.1885
residential air conditioning | Reference Room Air Conditioner | 2026 | INSTALLATION | REPLACEMENT | N/A | USD/air conditioner | us | us | 107.1885
residential air conditioning | Reference Room Air Conditioner | 2027 | CAPITAL | NEW | N/A | USD/air conditioner | us | us | 278.69
residential air conditioning | Reference Room Air Conditioner | 2027 | CAPITAL | REPLACEMENT | N/A | USD/air conditioner | us | us | 278.69
residential air conditioning | Reference Room Air Conditioner | 2027 | INSTALLATION | NEW | N/A | USD/air conditioner | us | us | 107.1885
residential air conditioning | Reference Room Air Conditioner | 2027 | INSTALLATION | REPLACEMENT | N/A | USD/air conditioner | us | us | 107.1885
residential air conditioning | Reference Room Air Conditioner | 2028 | CAPITAL | NEW | N/A | USD/air conditioner | us | us | 278.69
residential air conditioning | Reference Room Air Conditioner | 2028 | CAPITAL | REPLACEMENT | N/A | USD/air conditioner | us | us | 278.69
residential air conditioning | Reference Room Air Conditioner | 2028 | INSTALLATION | NEW | N/A | USD/air conditioner | us | us | 107.1885
residential air conditioning | Reference Room Air Conditioner | 2028 | INSTALLATION | REPLACEMENT | N/A | USD/air conditioner | us | us | 107.1885
residential air conditioning | Reference Room Air Conditioner | 2029 | CAPITAL | NEW | N/A | USD/air conditioner | us | us | 278.69
residential air conditioning | Reference Room Air Conditioner | 2029 | CAPITAL | REPLACEMENT | N/A | USD/air conditioner | us | us | 278.69
residential air conditioning | Reference Room Air Conditioner | 2029 | INSTALLATION | NEW | N/A | USD/air conditioner | us | us | 107.1885
residential air conditioning | Reference Room Air Conditioner | 2029 | INSTALLATION | REPLACEMENT | N/A | USD/air conditioner | us | us | 107.1885
residential air conditioning | Reference Room Air Conditioner | 2030 | CAPITAL | NEW | N/A | USD/air conditioner | us | us | 278.69
residential air conditioning | Reference Room Air Conditioner | 2030 | CAPITAL | REPLACEMENT | N/A | USD/air conditioner | us | us | 278.69
residential air conditioning | Reference Room Air Conditioner | 2030 | INSTALLATION | NEW | N/A | USD/air conditioner | us | us | 107.1885
residential air conditioning | Reference Room Air Conditioner | 2030 | INSTALLATION | REPLACEMENT | N/A | USD/air conditioner | us | us | 107.1885
residential air conditioning | Reference Room Air Conditioner | 2031 | CAPITAL | NEW | N/A | USD/air conditioner | us | us | 278.69
residential air conditioning | Reference Room Air Conditioner | 2031 | CAPITAL | REPLACEMENT | N/A | USD/air conditioner | us | us | 278.69
residential air conditioning | Reference Room Air Conditioner | 2031 | INSTALLATION | NEW | N/A | USD/air conditioner | us | us | 107.1885
residential air conditioning | Reference Room Air Conditioner | 2031 | INSTALLATION | REPLACEMENT | N/A | USD/air conditioner | us | us | 107.1885
residential air conditioning | Reference Room Air Conditioner | 2032 | CAPITAL | NEW | N/A | USD/air conditioner | us | us | 278.69
residential air conditioning | Reference Room Air Conditioner | 2032 | CAPITAL | REPLACEMENT | N/A | USD/air conditioner | us | us | 278.69
residential air conditioning | Reference Room Air Conditioner | 2032 | INSTALLATION | NEW | N/A | USD/air conditioner | us | us | 107.1885
residential air conditioning | Reference Room Air Conditioner | 2032 | INSTALLATION | REPLACEMENT | N/A | USD/air conditioner | us | us | 107.1885
residential air conditioning | Reference Room Air Conditioner | 2033 | CAPITAL | NEW | N/A | USD/air conditioner | us | us | 278.69
residential air conditioning | Reference Room Air Conditioner | 2033 | CAPITAL | REPLACEMENT | N/A | USD/air conditioner | us | us | 278.69
residential air conditioning | Reference Room Air Conditioner | 2033 | INSTALLATION | NEW | N/A | USD/air conditioner | us | us | 107.1885
residential air conditioning | Reference Room Air Conditioner | 2033 | INSTALLATION | REPLACEMENT | N/A | USD/air conditioner | us | us | 107.1885
residential air conditioning | Reference Room Air Conditioner | 2034 | CAPITAL | NEW | N/A | USD/air conditioner | us | us | 278.69
residential air conditioning | Reference Room Air Conditioner | 2034 | CAPITAL | REPLACEMENT | N/A | USD/air conditioner | us | us | 278.69
residential air conditioning | Reference Room Air Conditioner | 2034 | INSTALLATION | NEW | N/A | USD/air conditioner | us | us | 107.1885
residential air conditioning | Reference Room Air Conditioner | 2034 | INSTALLATION | REPLACEMENT | N/A | USD/air conditioner | us | us | 107.1885
residential air conditioning | Reference Room Air Conditioner | 2035 | CAPITAL | NEW | N/A | USD/air conditioner | us | us | 278.69
residential air conditioning | Reference Room Air Conditioner | 2035 | CAPITAL | REPLACEMENT | N/A | USD/air conditioner | us | us | 278.69
residential air conditioning | Reference Room Air Conditioner | 2035 | INSTALLATION | NEW | N/A | USD/air conditioner | us | us | 107.1885
residential air conditioning | Reference Room Air Conditioner | 2035 | INSTALLATION | REPLACEMENT | N/A | USD/air conditioner | us | us | 107.1885
residential air conditioning | Reference Room Air Conditioner | 2036 | CAPITAL | NEW | N/A | USD/air conditioner | us | us | 278.69
residential air conditioning | Reference Room Air Conditioner | 2036 | CAPITAL | REPLACEMENT | N/A | USD/air conditioner | us | us | 278.69
residential air conditioning | Reference Room Air Conditioner | 2036 | INSTALLATION | NEW | N/A | USD/air conditioner | us | us | 107.1885
residential air conditioning | Reference Room Air Conditioner | 2036 | INSTALLATION | REPLACEMENT | N/A | USD/air conditioner | us | us | 107.1885
residential air conditioning | Reference Room Air Conditioner | 2037 | CAPITAL | NEW | N/A | USD/air conditioner | us | us | 278.69
residential air conditioning | Reference Room Air Conditioner | 2037 | CAPITAL | REPLACEMENT | N/A | USD/air conditioner | us | us | 278.69
residential air conditioning | Reference Room Air Conditioner | 2037 | INSTALLATION | NEW | N/A | USD/air conditioner | us | us | 107.1885
residential air conditioning | Reference Room Air Conditioner | 2037 | INSTALLATION | REPLACEMENT | N/A | USD/air conditioner | us | us | 107.1885
residential air conditioning | Reference Room Air Conditioner | 2038 | CAPITAL | NEW | N/A | USD/air conditioner | us | us | 278.69
residential air conditioning | Reference Room Air Conditioner | 2038 | CAPITAL | REPLACEMENT | N/A | USD/air conditioner | us | us | 278.69
residential air conditioning | Reference Room Air Conditioner | 2038 | INSTALLATION | NEW | N/A | USD/air conditioner | us | us | 107.1885
residential air conditioning | Reference Room Air Conditioner | 2038 | INSTALLATION | REPLACEMENT | N/A | USD/air conditioner | us | us | 107.1885
residential air conditioning | Reference Room Air Conditioner | 2039 | CAPITAL | NEW | N/A | USD/air conditioner | us | us | 278.69
residential air conditioning | Reference Room Air Conditioner | 2039 | CAPITAL | REPLACEMENT | N/A | USD/air conditioner | us | us | 278.69
residential air conditioning | Reference Room Air Conditioner | 2039 | INSTALLATION | NEW | N/A | USD/air conditioner | us | us | 107.1885
residential air conditioning | Reference Room Air Conditioner | 2039 | INSTALLATION | REPLACEMENT | N/A | USD/air conditioner | us | us | 107.1885
residential air conditioning | Reference Room Air Conditioner | 2040 | CAPITAL | NEW | N/A | USD/air conditioner | us | us | 278.69
residential air conditioning | Reference Room Air Conditioner | 2040 | CAPITAL | REPLACEMENT | N/A | USD/air conditioner | us | us | 278.69
residential air conditioning | Reference Room Air Conditioner | 2040 | INSTALLATION | NEW | N/A | USD/air conditioner | us | us | 107.1885
residential air conditioning | Reference Room Air Conditioner | 2040 | INSTALLATION | REPLACEMENT | N/A | USD/air conditioner | us | us | 107.1885
residential air conditioning | Reference Room Air Conditioner | 2041 | CAPITAL | NEW | N/A | USD/air conditioner | us | us | 278.69
residential air conditioning | Reference Room Air Conditioner | 2041 | CAPITAL | REPLACEMENT | N/A | USD/air conditioner | us | us | 278.69
residential air conditioning | Reference Room Air Conditioner | 2041 | INSTALLATION | NEW | N/A | USD/air conditioner | us | us | 107.1885
residential air conditioning | Reference Room Air Conditioner | 2041 | INSTALLATION | REPLACEMENT | N/A | USD/air conditioner | us | us | 107.1885
residential air conditioning | Reference Room Air Conditioner | 2042 | CAPITAL | NEW | N/A | USD/air conditioner | us | us | 278.69
residential air conditioning | Reference Room Air Conditioner | 2042 | CAPITAL | REPLACEMENT | N/A | USD/air conditioner | us | us | 278.69
residential air conditioning | Reference Room Air Conditioner | 2042 | INSTALLATION | NEW | N/A | USD/air conditioner | us | us | 107.1885
residential air conditioning | Reference Room Air Conditioner | 2042 | INSTALLATION | REPLACEMENT | N/A | USD/air conditioner | us | us | 107.1885
residential air conditioning | Reference Room Air Conditioner | 2043 | CAPITAL | NEW | N/A | USD/air conditioner | us | us | 278.69
residential air conditioning | Reference Room Air Conditioner | 2043 | CAPITAL | REPLACEMENT | N/A | USD/air conditioner | us | us | 278.69
residential air conditioning | Reference Room Air Conditioner | 2043 | INSTALLATION | NEW | N/A | USD/air conditioner | us | us | 107.1885
residential air conditioning | Reference Room Air Conditioner | 2043 | INSTALLATION | REPLACEMENT | N/A | USD/air conditioner | us | us | 107.1885
residential air conditioning | Reference Room Air Conditioner | 2044 | CAPITAL | NEW | N/A | USD/air conditioner | us | us | 278.69
residential air conditioning | Reference Room Air Conditioner | 2044 | CAPITAL | REPLACEMENT | N/A | USD/air conditioner | us | us | 278.69
residential air conditioning | Reference Room Air Conditioner | 2044 | INSTALLATION | NEW | N/A | USD/air conditioner | us | us | 107.1885
residential air conditioning | Reference Room Air Conditioner | 2044 | INSTALLATION | REPLACEMENT | N/A | USD/air conditioner | us | us | 107.1885
residential air conditioning | Reference Room Air Conditioner | 2045 | CAPITAL | NEW | N/A | USD/air conditioner | us | us | 278.69
residential air conditioning | Reference Room Air Conditioner | 2045 | CAPITAL | REPLACEMENT | N/A | USD/air conditioner | us | us | 278.69
residential air conditioning | Reference Room Air Conditioner | 2045 | INSTALLATION | NEW | N/A | USD/air conditioner | us | us | 107.1885
residential air conditioning | Reference Room Air Conditioner | 2045 | INSTALLATION | REPLACEMENT | N/A | USD/air conditioner | us | us | 107.1885
residential air conditioning | Reference Room Air Conditioner | 2046 | CAPITAL | NEW | N/A | USD/air conditioner | us | us | 278.69
residential air conditioning | Reference Room Air Conditioner | 2046 | CAPITAL | REPLACEMENT | N/A | USD/air conditioner | us | us | 278.69
residential air conditioning | Reference Room Air Conditioner | 2046 | INSTALLATION | NEW | N/A | USD/air conditioner | us | us | 107.1885
residential air conditioning | Reference Room Air Conditioner | 2046 | INSTALLATION | REPLACEMENT | N/A | USD/air conditioner | us | us | 107.1885
residential air conditioning | Reference Room Air Conditioner | 2047 | CAPITAL | NEW | N/A | USD/air conditioner | us | us | 278.69
residential air conditioning | Reference Room Air Conditioner | 2047 | CAPITAL | REPLACEMENT | N/A | USD/air conditioner | us | us | 278.69
residential air conditioning | Reference Room Air Conditioner | 2047 | INSTALLATION | NEW | N/A | USD/air conditioner | us | us | 107.1885
residential air conditioning | Reference Room Air Conditioner | 2047 | INSTALLATION | REPLACEMENT | N/A | USD/air conditioner | us | us | 107.1885
residential air conditioning | Reference Room Air Conditioner | 2048 | CAPITAL | NEW | N/A | USD/air conditioner | us | us | 278.69
residential air conditioning | Reference Room Air Conditioner | 2048 | CAPITAL | REPLACEMENT | N/A | USD/air conditioner | us | us | 278.69
residential air conditioning | Reference Room Air Conditioner | 2048 | INSTALLATION | NEW | N/A | USD/air conditioner | us | us | 107.1885
residential air conditioning | Reference Room Air Conditioner | 2048 | INSTALLATION | REPLACEMENT | N/A | USD/air conditioner | us | us | 107.1885
residential air conditioning | Reference Room Air Conditioner | 2049 | CAPITAL | NEW | N/A | USD/air conditioner | us | us | 278.69
residential air conditioning | Reference Room Air Conditioner | 2049 | CAPITAL | REPLACEMENT | N/A | USD/air conditioner | us | us | 278.69
residential air conditioning | Reference Room Air Conditioner | 2049 | INSTALLATION | NEW | N/A | USD/air conditioner | us | us | 107.1885
residential air conditioning | Reference Room Air Conditioner | 2049 | INSTALLATION | REPLACEMENT | N/A | USD/air conditioner | us | us | 107.1885
residential air conditioning | Reference Room Air Conditioner | 2050 | CAPITAL | NEW | N/A | USD/air conditioner | us | us | 278.69
residential air conditioning | Reference Room Air Conditioner | 2050 | CAPITAL | REPLACEMENT | N/A | USD/air conditioner | us | us | 278.69
residential air conditioning | Reference Room Air Conditioner | 2050 | INSTALLATION | NEW | N/A | USD/air conditioner | us | us | 107.1885
residential air conditioning | Reference Room Air Conditioner | 2050 | INSTALLATION | REPLACEMENT | N/A | USD/air conditioner | us | us | 107.1885
residential air conditioning | Through-the-wall Heat Pump - Cooling | 2020 | CAPITAL | NEW | N/A | USD/air conditioner | us | us | 316.0571
residential air conditioning | Through-the-wall Heat Pump - Cooling | 2020 | CAPITAL | REPLACEMENT | N/A | USD/air conditioner | us | us | 316.0571
residential air conditioning | Through-the-wall Heat Pump - Cooling | 2020 | INSTALLATION | NEW | N/A | USD/air conditioner | us | us | 81.2277
residential air conditioning | Through-the-wall Heat Pump - Cooling | 2020 | INSTALLATION | REPLACEMENT | N/A | USD/air conditioner | us | us | 81.2277
residential air conditioning | Through-the-wall Heat Pump - Cooling | 2021 | CAPITAL | NEW | N/A | USD/air conditioner | us | us | 316.0571
residential air conditioning | Through-the-wall Heat Pump - Cooling | 2021 | CAPITAL | REPLACEMENT | N/A | USD/air conditioner | us | us | 316.0571
residential air conditioning | Through-the-wall Heat Pump - Cooling | 2021 | INSTALLATION | NEW | N/A | USD/air conditioner | us | us | 81.2277
residential air conditioning | Through-the-wall Heat Pump - Cooling | 2021 | INSTALLATION | REPLACEMENT | N/A | USD/air conditioner | us | us | 81.2277
residential air conditioning | Through-the-wall Heat Pump - Cooling | 2022 | CAPITAL | NEW | N/A | USD/air conditioner | us | us | 316.0571
residential air conditioning | Through-the-wall Heat Pump - Cooling | 2022 | CAPITAL | REPLACEMENT | N/A | USD/air conditioner | us | us | 316.0571
residential air conditioning | Through-the-wall Heat Pump - Cooling | 2022 | INSTALLATION | NEW | N/A | USD/air conditioner | us | us | 81.2277
residential air conditioning | Through-the-wall Heat Pump - Cooling | 2022 | INSTALLATION | REPLACEMENT | N/A | USD/air conditioner | us | us | 81.2277
residential air conditioning | Through-the-wall Heat Pump - Cooling | 2023 | CAPITAL | NEW | N/A | USD/air conditioner | us | us | 316.0571
residential air conditioning | Through-the-wall Heat Pump - Cooling | 2023 | CAPITAL | REPLACEMENT | N/A | USD/air conditioner | us | us | 316.0571
residential air conditioning | Through-the-wall Heat Pump - Cooling | 2023 | INSTALLATION | NEW | N/A | USD/air conditioner | us | us | 81.2277
residential air conditioning | Through-the-wall Heat Pump - Cooling | 2023 | INSTALLATION | REPLACEMENT | N/A | USD/air conditioner | us | us | 81.2277
residential air conditioning | Through-the-wall Heat Pump - Cooling | 2024 | CAPITAL | NEW | N/A | USD/air conditioner | us | us | 316.0571
residential air conditioning | Through-the-wall Heat Pump - Cooling | 2024 | CAPITAL | REPLACEMENT | N/A | USD/air conditioner | us | us | 316.0571
residential air conditioning | Through-the-wall Heat Pump - Cooling | 2024 | INSTALLATION | NEW | N/A | USD/air conditioner | us | us | 81.2277
residential air conditioning | Through-the-wall Heat Pump - Cooling | 2024 | INSTALLATION | REPLACEMENT | N/A | USD/air conditioner | us | us | 81.2277
residential air conditioning | Through-the-wall Heat Pump - Cooling | 2025 | CAPITAL | NEW | N/A | USD/air conditioner | us | us | 316.0571
residential air conditioning | Through-the-wall Heat Pump - Cooling | 2025 | CAPITAL | REPLACEMENT | N/A | USD/air conditioner | us | us | 316.0571
residential air conditioning | Through-the-wall Heat Pump - Cooling | 2025 | INSTALLATION | NEW | N/A | USD/air conditioner | us | us | 81.2277
residential air conditioning | Through-the-wall Heat Pump - Cooling | 2025 | INSTALLATION | REPLACEMENT | N/A | USD/air conditioner | us | us | 81.2277
residential air conditioning | Through-the-wall Heat Pump - Cooling | 2026 | CAPITAL | NEW | N/A | USD/air conditioner | us | us | 316.0571
residential air conditioning | Through-the-wall Heat Pump - Cooling | 2026 | CAPITAL | REPLACEMENT | N/A | USD/air conditioner | us | us | 316.0571
residential air conditioning | Through-the-wall Heat Pump - Cooling | 2026 | INSTALLATION | NEW | N/A | USD/air conditioner | us | us | 81.2277
residential air conditioning | Through-the-wall Heat Pump - Cooling | 2026 | INSTALLATION | REPLACEMENT | N/A | USD/air conditioner | us | us | 81.2277
residential air conditioning | Through-the-wall Heat Pump - Cooling | 2027 | CAPITAL | NEW | N/A | USD/air conditioner | us | us | 316.0571
residential air conditioning | Through-the-wall Heat Pump - Cooling | 2027 | CAPITAL | REPLACEMENT | N/A | USD/air conditioner | us | us | 316.0571
residential air conditioning | Through-the-wall Heat Pump - Cooling | 2027 | INSTALLATION | NEW | N/A | USD/air conditioner | us | us | 81.2277
residential air conditioning | Through-the-wall Heat Pump - Cooling | 2027 | INSTALLATION | REPLACEMENT | N/A | USD/air conditioner | us | us | 81.2277
residential air conditioning | Through-the-wall Heat Pump - Cooling | 2028 | CAPITAL | NEW | N/A | USD/air conditioner | us | us | 316.0571
residential air conditioning | Through-the-wall Heat Pump - Cooling | 2028 | CAPITAL | REPLACEMENT | N/A | USD/air conditioner | us | us | 316.0571
residential air conditioning | Through-the-wall Heat Pump - Cooling | 2028 | INSTALLATION | NEW | N/A | USD/air conditioner | us | us | 81.2277
residential air conditioning | Through-the-wall Heat Pump - Cooling | 2028 | INSTALLATION | REPLACEMENT | N/A | USD/air conditioner | us | us | 81.2277
residential air conditioning | Through-the-wall Heat Pump - Cooling | 2029 | CAPITAL | NEW | N/A | USD/air conditioner | us | us | 316.0571
residential air conditioning | Through-the-wall Heat Pump - Cooling | 2029 | CAPITAL | REPLACEMENT | N/A | USD/air conditioner | us | us | 316.0571
residential air conditioning | Through-the-wall Heat Pump - Cooling | 2029 | INSTALLATION | NEW | N/A | USD/air conditioner | us | us | 81.2277
residential air conditioning | Through-the-wall Heat Pump - Cooling | 2029 | INSTALLATION | REPLACEMENT | N/A | USD/air conditioner | us | us | 81.2277
residential air conditioning | Through-the-wall Heat Pump - Cooling | 2030 | CAPITAL | NEW | N/A | USD/air conditioner | us | us | 316.0571
residential air conditioning | Through-the-wall Heat Pump - Cooling | 2030 | CAPITAL | REPLACEMENT | N/A | USD/air conditioner | us | us | 316.0571
residential air conditioning | Through-the-wall Heat Pump - Cooling | 2030 | INSTALLATION | NEW | N/A | USD/air conditioner | us | us | 81.2277
residential air conditioning | Through-the-wall Heat Pump - Cooling | 2030 | INSTALLATION | REPLACEMENT | N/A | USD/air conditioner | us | us | 81.2277
residential air conditioning | Through-the-wall Heat Pump - Cooling | 2031 | CAPITAL | NEW | N/A | USD/air conditioner | us | us | 316.0571
residential air conditioning | Through-the-wall Heat Pump - Cooling | 2031 | CAPITAL | REPLACEMENT | N/A | USD/air conditioner | us | us | 316.0571
residential air conditioning | Through-the-wall Heat Pump - Cooling | 2031 | INSTALLATION | NEW | N/A | USD/air conditioner | us | us | 81.2277
residential air conditioning | Through-the-wall Heat Pump - Cooling | 2031 | INSTALLATION | REPLACEMENT | N/A | USD/air conditioner | us | us | 81.2277
residential air conditioning | Through-the-wall Heat Pump - Cooling | 2032 | CAPITAL | NEW | N/A | USD/air conditioner | us | us | 316.0571
residential air conditioning | Through-the-wall Heat Pump - Cooling | 2032 | CAPITAL | REPLACEMENT | N/A | USD/air conditioner | us | us | 316.0571
residential air conditioning | Through-the-wall Heat Pump - Cooling | 2032 | INSTALLATION | NEW | N/A | USD/air conditioner | us | us | 81.2277
residential air conditioning | Through-the-wall Heat Pump - Cooling | 2032 | INSTALLATION | REPLACEMENT | N/A | USD/air conditioner | us | us | 81.2277
residential air conditioning | Through-the-wall Heat Pump - Cooling | 2033 | CAPITAL | NEW | N/A | USD/air conditioner | us | us | 316.0571
residential air conditioning | Through-the-wall Heat Pump - Cooling | 2033 | CAPITAL | REPLACEMENT | N/A | USD/air conditioner | us | us | 316.0571
residential air conditioning | Through-the-wall Heat Pump - Cooling | 2033 | INSTALLATION | NEW | N/A | USD/air conditioner | us | us | 81.2277
residential air conditioning | Through-the-wall Heat Pump - Cooling | 2033 | INSTALLATION | REPLACEMENT | N/A | USD/air conditioner | us | us | 81.2277
residential air conditioning | Through-the-wall Heat Pump - Cooling | 2034 | CAPITAL | NEW | N/A | USD/air conditioner | us | us | 316.0571
residential air conditioning | Through-the-wall Heat Pump - Cooling | 2034 | CAPITAL | REPLACEMENT | N/A | USD/air conditioner | us | us | 316.0571
residential air conditioning | Through-the-wall Heat Pump - Cooling | 2034 | INSTALLATION | NEW | N/A | USD/air conditioner | us | us | 81.2277
residential air conditioning | Through-the-wall Heat Pump - Cooling | 2034 | INSTALLATION | REPLACEMENT | N/A | USD/air conditioner | us | us | 81.2277
residential air conditioning | Through-the-wall Heat Pump - Cooling | 2035 | CAPITAL | NEW | N/A | USD/air conditioner | us | us | 316.0571
residential air conditioning | Through-the-wall Heat Pump - Cooling | 2035 | CAPITAL | REPLACEMENT | N/A | USD/air conditioner | us | us | 316.0571
residential air conditioning | Through-the-wall Heat Pump - Cooling | 2035 | INSTALLATION | NEW | N/A | USD/air conditioner | us | us | 81.2277
residential air conditioning | Through-the-wall Heat Pump - Cooling | 2035 | INSTALLATION | REPLACEMENT | N/A | USD/air conditioner | us | us | 81.2277
residential air conditioning | Through-the-wall Heat Pump - Cooling | 2036 | CAPITAL | NEW | N/A | USD/air conditioner | us | us | 316.0571
residential air conditioning | Through-the-wall Heat Pump - Cooling | 2036 | CAPITAL | REPLACEMENT | N/A | USD/air conditioner | us | us | 316.0571
residential air conditioning | Through-the-wall Heat Pump - Cooling | 2036 | INSTALLATION | NEW | N/A | USD/air conditioner | us | us | 81.2277
residential air conditioning | Through-the-wall Heat Pump - Cooling | 2036 | INSTALLATION | REPLACEMENT | N/A | USD/air conditioner | us | us | 81.2277
residential air conditioning | Through-the-wall Heat Pump - Cooling | 2037 | CAPITAL | NEW | N/A | USD/air conditioner | us | us | 316.0571
residential air conditioning | Through-the-wall Heat Pump - Cooling | 2037 | CAPITAL | REPLACEMENT | N/A | USD/air conditioner | us | us | 316.0571
residential air conditioning | Through-the-wall Heat Pump - Cooling | 2037 | INSTALLATION | NEW | N/A | USD/air conditioner | us | us | 81.2277
residential air conditioning | Through-the-wall Heat Pump - Cooling | 2037 | INSTALLATION | REPLACEMENT | N/A | USD/air conditioner | us | us | 81.2277
residential air conditioning | Through-the-wall Heat Pump - Cooling | 2038 | CAPITAL | NEW | N/A | USD/air conditioner | us | us | 316.0571
residential air conditioning | Through-the-wall Heat Pump - Cooling | 2038 | CAPITAL | REPLACEMENT | N/A | USD/air conditioner | us | us | 316.0571
residential air conditioning | Through-the-wall Heat Pump - Cooling | 2038 | INSTALLATION | NEW | N/A | USD/air conditioner | us | us | 81.2277
residential air conditioning | Through-the-wall Heat Pump - Cooling | 2038 | INSTALLATION | REPLACEMENT | N/A | USD/air conditioner | us | us | 81.2277
residential air conditioning | Through-the-wall Heat Pump - Cooling | 2039 | CAPITAL | NEW | N/A | USD/air conditioner | us | us | 316.0571
residential air conditioning | Through-the-wall Heat Pump - Cooling | 2039 | CAPITAL | REPLACEMENT | N/A | USD/air conditioner | us | us | 316.0571
residential air conditioning | Through-the-wall Heat Pump - Cooling | 2039 | INSTALLATION | NEW | N/A | USD/air conditioner | us | us | 81.2277
residential air conditioning | Through-the-wall Heat Pump - Cooling | 2039 | INSTALLATION | REPLACEMENT | N/A | USD/air conditioner | us | us | 81.2277
residential air conditioning | Through-the-wall Heat Pump - Cooling | 2040 | CAPITAL | NEW | N/A | USD/air conditioner | us | us | 316.0571
residential air conditioning | Through-the-wall Heat Pump - Cooling | 2040 | CAPITAL | REPLACEMENT | N/A | USD/air conditioner | us | us | 316.0571
residential air conditioning | Through-the-wall Heat Pump - Cooling | 2040 | INSTALLATION | NEW | N/A | USD/air conditioner | us | us | 81.2277
residential air conditioning | Through-the-wall Heat Pump - Cooling | 2040 | INSTALLATION | REPLACEMENT | N/A | USD/air conditioner | us | us | 81.2277
residential air conditioning | Through-the-wall Heat Pump - Cooling | 2041 | CAPITAL | NEW | N/A | USD/air conditioner | us | us | 316.0571
residential air conditioning | Through-the-wall Heat Pump - Cooling | 2041 | CAPITAL | REPLACEMENT | N/A | USD/air conditioner | us | us | 316.0571
residential air conditioning | Through-the-wall Heat Pump - Cooling | 2041 | INSTALLATION | NEW | N/A | USD/air conditioner | us | us | 81.2277
residential air conditioning | Through-the-wall Heat Pump - Cooling | 2041 | INSTALLATION | REPLACEMENT | N/A | USD/air conditioner | us | us | 81.2277
residential air conditioning | Through-the-wall Heat Pump - Cooling | 2042 | CAPITAL | NEW | N/A | USD/air conditioner | us | us | 316.0571
residential air conditioning | Through-the-wall Heat Pump - Cooling | 2042 | CAPITAL | REPLACEMENT | N/A | USD/air conditioner | us | us | 316.0571
residential air conditioning | Through-the-wall Heat Pump - Cooling | 2042 | INSTALLATION | NEW | N/A | USD/air conditioner | us | us | 81.2277
residential air conditioning | Through-the-wall Heat Pump - Cooling | 2042 | INSTALLATION | REPLACEMENT | N/A | USD/air conditioner | us | us | 81.2277
residential air conditioning | Through-the-wall Heat Pump - Cooling | 2043 | CAPITAL | NEW | N/A | USD/air conditioner | us | us | 316.0571
residential air conditioning | Through-the-wall Heat Pump - Cooling | 2043 | CAPITAL | REPLACEMENT | N/A | USD/air conditioner | us | us | 316.0571
residential air conditioning | Through-the-wall Heat Pump - Cooling | 2043 | INSTALLATION | NEW | N/A | USD/air conditioner | us | us | 81.2277
residential air conditioning | Through-the-wall Heat Pump - Cooling | 2043 | INSTALLATION | REPLACEMENT | N/A | USD/air conditioner | us | us | 81.2277
residential air conditioning | Through-the-wall Heat Pump - Cooling | 2044 | CAPITAL | NEW | N/A | USD/air conditioner | us | us | 316.0571
residential air conditioning | Through-the-wall Heat Pump - Cooling | 2044 | CAPITAL | REPLACEMENT | N/A | USD/air conditioner | us | us | 316.0571
residential air conditioning | Through-the-wall Heat Pump - Cooling | 2044 | INSTALLATION | NEW | N/A | USD/air conditioner | us | us | 81.2277
residential air conditioning | Through-the-wall Heat Pump - Cooling | 2044 | INSTALLATION | REPLACEMENT | N/A | USD/air conditioner | us | us | 81.2277
residential air conditioning | Through-the-wall Heat Pump - Cooling | 2045 | CAPITAL | NEW | N/A | USD/air conditioner | us | us | 316.0571
residential air conditioning | Through-the-wall Heat Pump - Cooling | 2045 | CAPITAL | REPLACEMENT | N/A | USD/air conditioner | us | us | 316.0571
residential air conditioning | Through-the-wall Heat Pump - Cooling | 2045 | INSTALLATION | NEW | N/A | USD/air conditioner | us | us | 81.2277
residential air conditioning | Through-the-wall Heat Pump - Cooling | 2045 | INSTALLATION | REPLACEMENT | N/A | USD/air conditioner | us | us | 81.2277
residential air conditioning | Through-the-wall Heat Pump - Cooling | 2046 | CAPITAL | NEW | N/A | USD/air conditioner | us | us | 316.0571
residential air conditioning | Through-the-wall Heat Pump - Cooling | 2046 | CAPITAL | REPLACEMENT | N/A | USD/air conditioner | us | us | 316.0571
residential air conditioning | Through-the-wall Heat Pump - Cooling | 2046 | INSTALLATION | NEW | N/A | USD/air conditioner | us | us | 81.2277
residential air conditioning | Through-the-wall Heat Pump - Cooling | 2046 | INSTALLATION | REPLACEMENT | N/A | USD/air conditioner | us | us | 81.2277
residential air conditioning | Through-the-wall Heat Pump - Cooling | 2047 | CAPITAL | NEW | N/A | USD/air conditioner | us | us | 316.0571
residential air conditioning | Through-the-wall Heat Pump - Cooling | 2047 | CAPITAL | REPLACEMENT | N/A | USD/air conditioner | us | us | 316.0571
residential air conditioning | Through-the-wall Heat Pump - Cooling | 2047 | INSTALLATION | NEW | N/A | USD/air conditioner | us | us | 81.2277
residential air conditioning | Through-the-wall Heat Pump - Cooling | 2047 | INSTALLATION | REPLACEMENT | N/A | USD/air conditioner | us | us | 81.2277
residential air conditioning | Through-the-wall Heat Pump - Cooling | 2048 | CAPITAL | NEW | N/A | USD/air conditioner | us | us | 316.0571
residential air conditioning | Through-the-wall Heat Pump - Cooling | 2048 | CAPITAL | REPLACEMENT | N/A | USD/air conditioner | us | us | 316.0571
residential air conditioning | Through-the-wall Heat Pump - Cooling | 2048 | INSTALLATION | NEW | N/A | USD/air conditioner | us | us | 81.2277
residential air conditioning | Through-the-wall Heat Pump - Cooling | 2048 | INSTALLATION | REPLACEMENT | N/A | USD/air conditioner | us | us | 81.2277
residential air conditioning | Through-the-wall Heat Pump - Cooling | 2049 | CAPITAL | NEW | N/A | USD/air conditioner | us | us | 316.0571
residential air conditioning | Through-the-wall Heat Pump - Cooling | 2049 | CAPITAL | REPLACEMENT | N/A | USD/air conditioner | us | us | 316.0571
residential air conditioning | Through-the-wall Heat Pump - Cooling | 2049 | INSTALLATION | NEW | N/A | USD/air conditioner | us | us | 81.2277
residential air conditioning | Through-the-wall Heat Pump - Cooling | 2049 | INSTALLATION | REPLACEMENT | N/A | USD/air conditioner | us | us | 81.2277
residential air conditioning | Through-the-wall Heat Pump - Cooling | 2050 | CAPITAL | NEW | N/A | USD/air conditioner | us | us | 316.0571
residential air conditioning | Through-the-wall Heat Pump - Cooling | 2050 | CAPITAL | REPLACEMENT | N/A | USD/air conditioner | us | us | 316.0571
residential air conditioning | Through-the-wall Heat Pump - Cooling | 2050 | INSTALLATION | NEW | N/A | USD/air conditioner | us | us | 81.2277
residential air conditioning | Through-the-wall Heat Pump - Cooling | 2050 | INSTALLATION | REPLACEMENT | N/A | USD/air conditioner | us | us | 81.2277
residential air conditioning | Through-the-wall Heat Pump - Cooling (with flex cost) | 2020 | CAPITAL | NEW | N/A | USD/air conditioner | us | us | 956.3847
residential air conditioning | Through-the-wall Heat Pump - Cooling (with flex cost) | 2020 | CAPITAL | REPLACEMENT | N/A | USD/air conditioner | us | us | 956.3847
residential air conditioning | Through-the-wall Heat Pump - Cooling (with flex cost) | 2020 | INSTALLATION | NEW | N/A | USD/air conditioner | us | us | 81.2277
residential air conditioning | Through-the-wall Heat Pump - Cooling (with flex cost) | 2021 | CAPITAL | NEW | N/A | USD/air conditioner | us | us | 956.3847
residential air conditioning | Through-the-wall Heat Pump - Cooling (with flex cost) | 2021 | CAPITAL | REPLACEMENT | N/A | USD/air conditioner | us | us | 956.3847
residential air conditioning | Through-the-wall Heat Pump - Cooling (with flex cost) | 2021 | INSTALLATION | NEW | N/A | USD/air conditioner | us | us | 81.2277
residential air conditioning | Through-the-wall Heat Pump - Cooling (with flex cost) | 2022 | CAPITAL | NEW | N/A | USD/air conditioner | us | us | 956.3847
residential air conditioning | Through-the-wall Heat Pump - Cooling (with flex cost) | 2022 | CAPITAL | REPLACEMENT | N/A | USD/air conditioner | us | us | 956.3847
residential air conditioning | Through-the-wall Heat Pump - Cooling (with flex cost) | 2022 | INSTALLATION | NEW | N/A | USD/air conditioner | us | us | 81.2277
residential air conditioning | Through-the-wall Heat Pump - Cooling (with flex cost) | 2023 | CAPITAL | NEW | N/A | USD/air conditioner | us | us | 956.3847
residential air conditioning | Through-the-wall Heat Pump - Cooling (with flex cost) | 2023 | CAPITAL | REPLACEMENT | N/A | USD/air conditioner | us | us | 956.3847
residential air conditioning | Through-the-wall Heat Pump - Cooling (with flex cost) | 2023 | INSTALLATION | NEW | N/A | USD/air conditioner | us | us | 81.2277
residential air conditioning | Through-the-wall Heat Pump - Cooling (with flex cost) | 2024 | CAPITAL | NEW | N/A | USD/air conditioner | us | us | 956.3847
residential air conditioning | Through-the-wall Heat Pump - Cooling (with flex cost) | 2024 | CAPITAL | REPLACEMENT | N/A | USD/air conditioner | us | us | 956.3847
residential air conditioning | Through-the-wall Heat Pump - Cooling (with flex cost) | 2024 | INSTALLATION | NEW | N/A | USD/air conditioner | us | us | 81.2277
residential air conditioning | Through-the-wall Heat Pump - Cooling (with flex cost) | 2025 | CAPITAL | NEW | N/A | USD/air conditioner | us | us | 956.3847
residential air conditioning | Through-the-wall Heat Pump - Cooling (with flex cost) | 2025 | CAPITAL | REPLACEMENT | N/A | USD/air conditioner | us | us | 956.3847
residential air conditioning | Through-the-wall Heat Pump - Cooling (with flex cost) | 2025 | INSTALLATION | NEW | N/A | USD/air conditioner | us | us | 81.2277
residential air conditioning | Through-the-wall Heat Pump - Cooling (with flex cost) | 2026 | CAPITAL | NEW | N/A | USD/air conditioner | us | us | 956.3847
residential air conditioning | Through-the-wall Heat Pump - Cooling (with flex cost) | 2026 | CAPITAL | REPLACEMENT | N/A | USD/air conditioner | us | us | 956.3847
residential air conditioning | Through-the-wall Heat Pump - Cooling (with flex cost) | 2026 | INSTALLATION | NEW | N/A | USD/air conditioner | us | us | 81.2277
residential air conditioning | Through-the-wall Heat Pump - Cooling (with flex cost) | 2027 | CAPITAL | NEW | N/A | USD/air conditioner | us | us | 956.3847
residential air conditioning | Through-the-wall Heat Pump - Cooling (with flex cost) | 2027 | CAPITAL | REPLACEMENT | N/A | USD/air conditioner | us | us | 956.3847
residential air conditioning | Through-the-wall Heat Pump - Cooling (with flex cost) | 2027 | INSTALLATION | NEW | N/A | USD/air conditioner | us | us | 81.2277
residential air conditioning | Through-the-wall Heat Pump - Cooling (with flex cost) | 2028 | CAPITAL | NEW | N/A | USD/air conditioner | us | us | 956.3847
residential air conditioning | Through-the-wall Heat Pump - Cooling (with flex cost) | 2028 | CAPITAL | REPLACEMENT | N/A | USD/air conditioner | us | us | 956.3847
residential air conditioning | Through-the-wall Heat Pump - Cooling (with flex cost) | 2028 | INSTALLATION | NEW | N/A | USD/air conditioner | us | us | 81.2277
residential air conditioning | Through-the-wall Heat Pump - Cooling (with flex cost) | 2029 | CAPITAL | NEW | N/A | USD/air conditioner | us | us | 956.3847
residential air conditioning | Through-the-wall Heat Pump - Cooling (with flex cost) | 2029 | CAPITAL | REPLACEMENT | N/A | USD/air conditioner | us | us | 956.3847
residential air conditioning | Through-the-wall Heat Pump - Cooling (with flex cost) | 2029 | INSTALLATION | NEW | N/A | USD/air conditioner | us | us | 81.2277
residential air conditioning | Through-the-wall Heat Pump - Cooling (with flex cost) | 2030 | CAPITAL | NEW | N/A | USD/air conditioner | us | us | 956.3847
residential air conditioning | Through-the-wall Heat Pump - Cooling (with flex cost) | 2030 | CAPITAL | REPLACEMENT | N/A | USD/air conditioner | us | us | 956.3847
residential air conditioning | Through-the-wall Heat Pump - Cooling (with flex cost) | 2030 | INSTALLATION | NEW | N/A | USD/air conditioner | us | us | 81.2277
residential air conditioning | Through-the-wall Heat Pump - Cooling (with flex cost) | 2031 | CAPITAL | NEW | N/A | USD/air conditioner | us | us | 956.3847
residential air conditioning | Through-the-wall Heat Pump - Cooling (with flex cost) | 2031 | CAPITAL | REPLACEMENT | N/A | USD/air conditioner | us | us | 956.3847
residential air conditioning | Through-the-wall Heat Pump - Cooling (with flex cost) | 2031 | INSTALLATION | NEW | N/A | USD/air conditioner | us | us | 81.2277
residential air conditioning | Through-the-wall Heat Pump - Cooling (with flex cost) | 2032 | CAPITAL | NEW | N/A | USD/air conditioner | us | us | 956.3847
residential air conditioning | Through-the-wall Heat Pump - Cooling (with flex cost) | 2032 | CAPITAL | REPLACEMENT | N/A | USD/air conditioner | us | us | 956.3847
residential air conditioning | Through-the-wall Heat Pump - Cooling (with flex cost) | 2032 | INSTALLATION | NEW | N/A | USD/air conditioner | us | us | 81.2277
residential air conditioning | Through-the-wall Heat Pump - Cooling (with flex cost) | 2033 | CAPITAL | NEW | N/A | USD/air conditioner | us | us | 956.3847
residential air conditioning | Through-the-wall Heat Pump - Cooling (with flex cost) | 2033 | CAPITAL | REPLACEMENT | N/A | USD/air conditioner | us | us | 956.3847
residential air conditioning | Through-the-wall Heat Pump - Cooling (with flex cost) | 2033 | INSTALLATION | NEW | N/A | USD/air conditioner | us | us | 81.2277
residential air conditioning | Through-the-wall Heat Pump - Cooling (with flex cost) | 2034 | CAPITAL | NEW | N/A | USD/air conditioner | us | us | 956.3847
residential air conditioning | Through-the-wall Heat Pump - Cooling (with flex cost) | 2034 | CAPITAL | REPLACEMENT | N/A | USD/air conditioner | us | us | 956.3847
residential air conditioning | Through-the-wall Heat Pump - Cooling (with flex cost) | 2034 | INSTALLATION | NEW | N/A | USD/air conditioner | us | us | 81.2277
residential air conditioning | Through-the-wall Heat Pump - Cooling (with flex cost) | 2035 | CAPITAL | NEW | N/A | USD/air conditioner | us | us | 956.3847
residential air conditioning | Through-the-wall Heat Pump - Cooling (with flex cost) | 2035 | CAPITAL | REPLACEMENT | N/A | USD/air conditioner | us | us | 956.3847
residential air conditioning | Through-the-wall Heat Pump - Cooling (with flex cost) | 2035 | INSTALLATION | NEW | N/A | USD/air conditioner | us | us | 81.2277
residential air conditioning | Through-the-wall Heat Pump - Cooling (with flex cost) | 2036 | CAPITAL | NEW | N/A | USD/air conditioner | us | us | 956.3847
residential air conditioning | Through-the-wall Heat Pump - Cooling (with flex cost) | 2036 | CAPITAL | REPLACEMENT | N/A | USD/air conditioner | us | us | 956.3847
residential air conditioning | Through-the-wall Heat Pump - Cooling (with flex cost) | 2036 | INSTALLATION | NEW | N/A | USD/air conditioner | us | us | 81.2277
residential air conditioning | Through-the-wall Heat Pump - Cooling (with flex cost) | 2037 | CAPITAL | NEW | N/A | USD/air conditioner | us | us | 956.3847
residential air conditioning | Through-the-wall Heat Pump - Cooling (with flex cost) | 2037 | CAPITAL | REPLACEMENT | N/A | USD/air conditioner | us | us | 956.3847
residential air conditioning | Through-the-wall Heat Pump - Cooling (with flex cost) | 2037 | INSTALLATION | NEW | N/A | USD/air conditioner | us | us | 81.2277
residential air conditioning | Through-the-wall Heat Pump - Cooling (with flex cost) | 2038 | CAPITAL | NEW | N/A | USD/air conditioner | us | us | 956.3847
residential air conditioning | Through-the-wall Heat Pump - Cooling (with flex cost) | 2038 | CAPITAL | REPLACEMENT | N/A | USD/air conditioner | us | us | 956.3847
residential air conditioning | Through-the-wall Heat Pump - Cooling (with flex cost) | 2038 | INSTALLATION | NEW | N/A | USD/air conditioner | us | us | 81.2277
residential air conditioning | Through-the-wall Heat Pump - Cooling (with flex cost) | 2039 | CAPITAL | NEW | N/A | USD/air conditioner | us | us | 956.3847
residential air conditioning | Through-the-wall Heat Pump - Cooling (with flex cost) | 2039 | CAPITAL | REPLACEMENT | N/A | USD/air conditioner | us | us | 956.3847
residential air conditioning | Through-the-wall Heat Pump - Cooling (with flex cost) | 2039 | INSTALLATION | NEW | N/A | USD/air conditioner | us | us | 81.2277
residential air conditioning | Through-the-wall Heat Pump - Cooling (with flex cost) | 2040 | CAPITAL | NEW | N/A | USD/air conditioner | us | us | 956.3847
residential air conditioning | Through-the-wall Heat Pump - Cooling (with flex cost) | 2040 | CAPITAL | REPLACEMENT | N/A | USD/air conditioner | us | us | 956.3847
residential air conditioning | Through-the-wall Heat Pump - Cooling (with flex cost) | 2040 | INSTALLATION | NEW | N/A | USD/air conditioner | us | us | 81.2277
residential air conditioning | Through-the-wall Heat Pump - Cooling (with flex cost) | 2041 | CAPITAL | NEW | N/A | USD/air conditioner | us | us | 956.3847
residential air conditioning | Through-the-wall Heat Pump - Cooling (with flex cost) | 2041 | CAPITAL | REPLACEMENT | N/A | USD/air conditioner | us | us | 956.3847
residential air conditioning | Through-the-wall Heat Pump - Cooling (with flex cost) | 2041 | INSTALLATION | NEW | N/A | USD/air conditioner | us | us | 81.2277
residential air conditioning | Through-the-wall Heat Pump - Cooling (with flex cost) | 2042 | CAPITAL | NEW | N/A | USD/air conditioner | us | us | 956.3847
residential air conditioning | Through-the-wall Heat Pump - Cooling (with flex cost) | 2042 | CAPITAL | REPLACEMENT | N/A | USD/air conditioner | us | us | 956.3847
residential air conditioning | Through-the-wall Heat Pump - Cooling (with flex cost) | 2042 | INSTALLATION | NEW | N/A | USD/air conditioner | us | us | 81.2277
residential air conditioning | Through-the-wall Heat Pump - Cooling (with flex cost) | 2043 | CAPITAL | NEW | N/A | USD/air conditioner | us | us | 956.3847
residential air conditioning | Through-the-wall Heat Pump - Cooling (with flex cost) | 2043 | CAPITAL | REPLACEMENT | N/A | USD/air conditioner | us | us | 956.3847
residential air conditioning | Through-the-wall Heat Pump - Cooling (with flex cost) | 2043 | INSTALLATION | NEW | N/A | USD/air conditioner | us | us | 81.2277
residential air conditioning | Through-the-wall Heat Pump - Cooling (with flex cost) | 2044 | CAPITAL | NEW | N/A | USD/air conditioner | us | us | 956.3847
residential air conditioning | Through-the-wall Heat Pump - Cooling (with flex cost) | 2044 | CAPITAL | REPLACEMENT | N/A | USD/air conditioner | us | us | 956.3847
residential air conditioning | Through-the-wall Heat Pump - Cooling (with flex cost) | 2044 | INSTALLATION | NEW | N/A | USD/air conditioner | us | us | 81.2277
residential air conditioning | Through-the-wall Heat Pump - Cooling (with flex cost) | 2045 | CAPITAL | NEW | N/A | USD/air conditioner | us | us | 956.3847
residential air conditioning | Through-the-wall Heat Pump - Cooling (with flex cost) | 2045 | CAPITAL | REPLACEMENT | N/A | USD/air conditioner | us | us | 956.3847
residential air conditioning | Through-the-wall Heat Pump - Cooling (with flex cost) | 2045 | INSTALLATION | NEW | N/A | USD/air conditioner | us | us | 81.2277
residential air conditioning | Through-the-wall Heat Pump - Cooling (with flex cost) | 2046 | CAPITAL | NEW | N/A | USD/air conditioner | us | us | 956.3847
residential air conditioning | Through-the-wall Heat Pump - Cooling (with flex cost) | 2046 | CAPITAL | REPLACEMENT | N/A | USD/air conditioner | us | us | 956.3847
residential air conditioning | Through-the-wall Heat Pump - Cooling (with flex cost) | 2046 | INSTALLATION | NEW | N/A | USD/air conditioner | us | us | 81.2277
residential air conditioning | Through-the-wall Heat Pump - Cooling (with flex cost) | 2047 | CAPITAL | NEW | N/A | USD/air conditioner | us | us | 956.3847
residential air conditioning | Through-the-wall Heat Pump - Cooling (with flex cost) | 2047 | CAPITAL | REPLACEMENT | N/A | USD/air conditioner | us | us | 956.3847
residential air conditioning | Through-the-wall Heat Pump - Cooling (with flex cost) | 2047 | INSTALLATION | NEW | N/A | USD/air conditioner | us | us | 81.2277
residential air conditioning | Through-the-wall Heat Pump - Cooling (with flex cost) | 2048 | CAPITAL | NEW | N/A | USD/air conditioner | us | us | 956.3847
residential air conditioning | Through-the-wall Heat Pump - Cooling (with flex cost) | 2048 | CAPITAL | REPLACEMENT | N/A | USD/air conditioner | us | us | 956.3847
residential air conditioning | Through-the-wall Heat Pump - Cooling (with flex cost) | 2048 | INSTALLATION | NEW | N/A | USD/air conditioner | us | us | 81.2277
residential air conditioning | Through-the-wall Heat Pump - Cooling (with flex cost) | 2049 | CAPITAL | NEW | N/A | USD/air conditioner | us | us | 956.3847
residential air conditioning | Through-the-wall Heat Pump - Cooling (with flex cost) | 2049 | CAPITAL | REPLACEMENT | N/A | USD/air conditioner | us | us | 956.3847
residential air conditioning | Through-the-wall Heat Pump - Cooling (with flex cost) | 2049 | INSTALLATION | NEW | N/A | USD/air conditioner | us | us | 81.2277
residential air conditioning | Through-the-wall Heat Pump - Cooling (with flex cost) | 2050 | CAPITAL | NEW | N/A | USD/air conditioner | us | us | 956.3847
residential air conditioning | Through-the-wall Heat Pump - Cooling (with flex cost) | 2050 | CAPITAL | REPLACEMENT | N/A | USD/air conditioner | us | us | 956.3847
residential air conditioning | Through-the-wall Heat Pump - Cooling (with flex cost) | 2050 | INSTALLATION | NEW | N/A | USD/air conditioner | us | us | 81.2277
residential building shell | PATH Res Building Shell | 2020 | CAPITAL | NEW | mobile home | USD/housing shell | census division | east north central | 6763.097
residential building shell | PATH Res Building Shell | 2020 | CAPITAL | NEW | mobile home | USD/housing shell | census division | east south central | 5879.9097
residential building shell | PATH Res Building Shell | 2020 | CAPITAL | NEW | mobile home | USD/housing shell | census division | middle atlantic | 7109.1304
residential building shell | PATH Res Building Shell | 2020 | CAPITAL | NEW | mobile home | USD/housing shell | census division | mountain | 6675.341
residential building shell | PATH Res Building Shell | 2020 | CAPITAL | NEW | mobile home | USD/housing shell | census division | new england | 7109.1304
residential building shell | PATH Res Building Shell | 2020 | CAPITAL | NEW | mobile home | USD/housing shell | census division | pacific | 7779.8202
residential building shell | PATH Res Building Shell | 2020 | CAPITAL | NEW | mobile home | USD/housing shell | census division | south atlantic | 6053.0145
residential building shell | PATH Res Building Shell | 2020 | CAPITAL | NEW | mobile home | USD/housing shell | census division | west north central | 5518.0711
residential building shell | PATH Res Building Shell | 2020 | CAPITAL | NEW | mobile home | USD/housing shell | census division | west south central | 5527.7956
residential building shell | PATH Res Building Shell | 2020 | CAPITAL | NEW | multi-family | USD/housing shell | census division | east north central | 3321.1901
residential building shell | PATH Res Building Shell | 2020 | CAPITAL | NEW | multi-family | USD/housing shell | census division | east south central | 2688.5729
residential building shell | PATH Res Building Shell | 2020 | CAPITAL | NEW | multi-family | USD/housing shell | census division | middle atlantic | 3596.398
residential building shell | PATH Res Building Shell | 2020 | CAPITAL | NEW | multi-family | USD/housing shell | census division | mountain | 3140.0019
residential building shell | PATH Res Building Shell | 2020 | CAPITAL | NEW | multi-family | USD/housing shell | census division | new england | 4047.4366
residential building shell | PATH Res Building Shell | 2020 | CAPITAL | NEW | multi-family | USD/housing shell | census division | pacific | 3614.6734
residential building shell | PATH Res Building Shell | 2020 | CAPITAL | NEW | multi-family | USD/housing shell | census division | south atlantic | 2767.6289
residential building shell | PATH Res Building Shell | 2020 | CAPITAL | NEW | multi-family | USD/housing shell | census division | west north central | 2912.7597
residential building shell | PATH Res Building Shell | 2020 | CAPITAL | NEW | multi-family | USD/housing shell | census division | west south central | 2600.9089
residential building shell | PATH Res Building Shell | 2020 | CAPITAL | NEW | single-family | USD/housing shell | census division | east north central | 14358.1374
residential building shell | PATH Res Building Shell | 2020 | CAPITAL | NEW | single-family | USD/housing shell | census division | east south central | 12406.4637
residential building shell | PATH Res Building Shell | 2020 | CAPITAL | NEW | single-family | USD/housing shell | census division | middle atlantic | 16231.5915
residential building shell | PATH Res Building Shell | 2020 | CAPITAL | NEW | single-family | USD/housing shell | census division | mountain | 13265.4448
residential building shell | PATH Res Building Shell | 2020 | CAPITAL | NEW | single-family | USD/housing shell | census division | new england | 15740.6267
residential building shell | PATH Res Building Shell | 2020 | CAPITAL | NEW | single-family | USD/housing shell | census division | pacific | 15634.1498
residential building shell | PATH Res Building Shell | 2020 | CAPITAL | NEW | single-family | USD/housing shell | census division | south atlantic | 12805.497
residential building shell | PATH Res Building Shell | 2020 | CAPITAL | NEW | single-family | USD/housing shell | census division | west north central | 11991.984
residential building shell | PATH Res Building Shell | 2020 | CAPITAL | NEW | single-family | USD/housing shell | census division | west south central | 12337.4749
residential building shell | PATH Res Building Shell | 2020 | CAPITAL | REPLACEMENT | mobile home | USD/housing shell | census division | east north central | 6763.097
residential building shell | PATH Res Building Shell | 2020 | CAPITAL | REPLACEMENT | mobile home | USD/housing shell | census division | east south central | 5879.9097
residential building shell | PATH Res Building Shell | 2020 | CAPITAL | REPLACEMENT | mobile home | USD/housing shell | census division | middle atlantic | 7109.1304
residential building shell | PATH Res Building Shell | 2020 | CAPITAL | REPLACEMENT | mobile home | USD/housing shell | census division | mountain | 6675.341
residential building shell | PATH Res Building Shell | 2020 | CAPITAL | REPLACEMENT | mobile home | USD/housing shell | census division | new england | 7109.1304
residential building shell | PATH Res Building Shell | 2020 | CAPITAL | REPLACEMENT | mobile home | USD/housing shell | census division | pacific | 7779.8202
residential building shell | PATH Res Building Shell | 2020 | CAPITAL | REPLACEMENT | mobile home | USD/housing shell | census division | south atlantic | 6053.0145
residential building shell | PATH Res Building Shell | 2020 | CAPITAL | REPLACEMENT | mobile home | USD/housing shell | census division | west north central | 5518.0711
residential building shell | PATH Res Building Shell | 2020 | CAPITAL | REPLACEMENT | mobile home | USD/housing shell | census division | west south central | 5527.7956
residential building shell | PATH Res Building Shell | 2020 | CAPITAL | REPLACEMENT | multi-family | USD/housing shell | census division | east north central | 3321.1901
residential building shell | PATH Res Building Shell | 2020 | CAPITAL | REPLACEMENT | multi-family | USD/housing shell | census division | east south central | 2688.5729
residential building shell | PATH Res Building Shell | 2020 | CAPITAL | REPLACEMENT | multi-family | USD/housing shell | census division | middle atlantic | 3596.398
residential building shell | PATH Res Building Shell | 2020 | CAPITAL | REPLACEMENT | multi-family | USD/housing shell | census division | mountain | 3140.0019
residential building shell | PATH Res Building Shell | 2020 | CAPITAL | REPLACEMENT | multi-family | USD/housing shell | census division | new england | 4047.4366
residential building shell | PATH Res Building Shell | 2020 | CAPITAL | REPLACEMENT | multi-family | USD/housing shell | census division | pacific | 3614.6734
residential building shell | PATH Res Building Shell | 2020 | CAPITAL | REPLACEMENT | multi-family | USD/housing shell | census division | south atlantic | 2767.6289
residential building shell | PATH Res Building Shell | 2020 | CAPITAL | REPLACEMENT | multi-family | USD/housing shell | census division | west north central | 2912.7597
residential building shell | PATH Res Building Shell | 2020 | CAPITAL | REPLACEMENT | multi-family | USD/housing shell | census division | west south central | 2600.9089
residential building shell | PATH Res Building Shell | 2020 | CAPITAL | REPLACEMENT | single-family | USD/housing shell | census division | east north central | 14358.1374
residential building shell | PATH Res Building Shell | 2020 | CAPITAL | REPLACEMENT | single-family | USD/housing shell | census division | east south central | 12406.4637
residential building shell | PATH Res Building Shell | 2020 | CAPITAL | REPLACEMENT | single-family | USD/housing shell | census division | middle atlantic | 16231.5915
residential building shell | PATH Res Building Shell | 2020 | CAPITAL | REPLACEMENT | single-family | USD/housing shell | census division | mountain | 13265.4448
residential building shell | PATH Res Building Shell | 2020 | CAPITAL | REPLACEMENT | single-family | USD/housing shell | census division | new england | 15740.6267
residential building shell | PATH Res Building Shell | 2020 | CAPITAL | REPLACEMENT | single-family | USD/housing shell | census division | pacific | 15634.1498
residential building shell | PATH Res Building Shell | 2020 | CAPITAL | REPLACEMENT | single-family | USD/housing shell | census division | south atlantic | 12805.497
residential building shell | PATH Res Building Shell | 2020 | CAPITAL | REPLACEMENT | single-family | USD/housing shell | census division | west north central | 11991.984
residential building shell | PATH Res Building Shell | 2020 | CAPITAL | REPLACEMENT | single-family | USD/housing shell | census division | west south central | 12337.4749
residential building shell | PATH Res Building Shell | 2021 | CAPITAL | NEW | mobile home | USD/housing shell | census division | east north central | 6763.097
residential building shell | PATH Res Building Shell | 2021 | CAPITAL | NEW | mobile home | USD/housing shell | census division | east south central | 5879.9097
residential building shell | PATH Res Building Shell | 2021 | CAPITAL | NEW | mobile home | USD/housing shell | census division | middle atlantic | 7109.1304
residential building shell | PATH Res Building Shell | 2021 | CAPITAL | NEW | mobile home | USD/housing shell | census division | mountain | 6675.341
residential building shell | PATH Res Building Shell | 2021 | CAPITAL | NEW | mobile home | USD/housing shell | census division | new england | 7109.1304
residential building shell | PATH Res Building Shell | 2021 | CAPITAL | NEW | mobile home | USD/housing shell | census division | pacific | 7779.8202
residential building shell | PATH Res Building Shell | 2021 | CAPITAL | NEW | mobile home | USD/housing shell | census division | south atlantic | 6053.0145
residential building shell | PATH Res Building Shell | 2021 | CAPITAL | NEW | mobile home | USD/housing shell | census division | west north central | 5518.0711
residential building shell | PATH Res Building Shell | 2021 | CAPITAL | NEW | mobile home | USD/housing shell | census division | west south central | 5527.7956
residential building shell | PATH Res Building Shell | 2021 | CAPITAL | NEW | multi-family | USD/housing shell | census division | east north central | 3321.1901
residential building shell | PATH Res Building Shell | 2021 | CAPITAL | NEW | multi-family | USD/housing shell | census division | east south central | 2688.5729
residential building shell | PATH Res Building Shell | 2021 | CAPITAL | NEW | multi-family | USD/housing shell | census division | middle atlantic | 3596.398
residential building shell | PATH Res Building Shell | 2021 | CAPITAL | NEW | multi-family | USD/housing shell | census division | mountain | 3140.0019
residential building shell | PATH Res Building Shell | 2021 | CAPITAL | NEW | multi-family | USD/housing shell | census division | new england | 4047.4366
residential building shell | PATH Res Building Shell | 2021 | CAPITAL | NEW | multi-family | USD/housing shell | census division | pacific | 3614.6734
residential building shell | PATH Res Building Shell | 2021 | CAPITAL | NEW | multi-family | USD/housing shell | census division | south atlantic | 2767.6289
residential building shell | PATH Res Building Shell | 2021 | CAPITAL | NEW | multi-family | USD/housing shell | census division | west north central | 2912.7597
residential building shell | PATH Res Building Shell | 2021 | CAPITAL | NEW | multi-family | USD/housing shell | census division | west south central | 2600.9089
residential building shell | PATH Res Building Shell | 2021 | CAPITAL | NEW | single-family | USD/housing shell | census division | east north central | 14358.1374
residential building shell | PATH Res Building Shell | 2021 | CAPITAL | NEW | single-family | USD/housing shell | census division | east south central | 12406.4637
residential building shell | PATH Res Building Shell | 2021 | CAPITAL | NEW | single-family | USD/housing shell | census division | middle atlantic | 16231.5915
residential building shell | PATH Res Building Shell | 2021 | CAPITAL | NEW | single-family | USD/housing shell | census division | mountain | 13265.4448
residential building shell | PATH Res Building Shell | 2021 | CAPITAL | NEW | single-family | USD/housing shell | census division | new england | 15740.6267
residential building shell | PATH Res Building Shell | 2021 | CAPITAL | NEW | single-family | USD/housing shell | census division | pacific | 15634.1498
residential building shell | PATH Res Building Shell | 2021 | CAPITAL | NEW | single-family | USD/housing shell | census division | south atlantic | 12805.497
residential building shell | PATH Res Building Shell | 2021 | CAPITAL | NEW | single-family | USD/housing shell | census division | west north central | 11991.984
residential building shell | PATH Res Building Shell | 2021 | CAPITAL | NEW | single-family | USD/housing shell | census division | west south central | 12337.4749
residential building shell | PATH Res Building Shell | 2021 | CAPITAL | REPLACEMENT | mobile home | USD/housing shell | census division | east north central | 6763.097
residential building shell | PATH Res Building Shell | 2021 | CAPITAL | REPLACEMENT | mobile home | USD/housing shell | census division | east south central | 5879.9097
residential building shell | PATH Res Building Shell | 2021 | CAPITAL | REPLACEMENT | mobile home | USD/housing shell | census division | middle atlantic | 7109.1304
residential building shell | PATH Res Building Shell | 2021 | CAPITAL | REPLACEMENT | mobile home | USD/housing shell | census division | mountain | 6675.341
residential building shell | PATH Res Building Shell | 2021 | CAPITAL | REPLACEMENT | mobile home | USD/housing shell | census division | new england | 7109.1304
residential building shell | PATH Res Building Shell | 2021 | CAPITAL | REPLACEMENT | mobile home | USD/housing shell | census division | pacific | 7779.8202
residential building shell | PATH Res Building Shell | 2021 | CAPITAL | REPLACEMENT | mobile home | USD/housing shell | census division | south atlantic | 6053.0145
residential building shell | PATH Res Building Shell | 2021 | CAPITAL | REPLACEMENT | mobile home | USD/housing shell | census division | west north central | 5518.0711
residential building shell | PATH Res Building Shell | 2021 | CAPITAL | REPLACEMENT | mobile home | USD/housing shell | census division | west south central | 5527.7956
residential building shell | PATH Res Building Shell | 2021 | CAPITAL | REPLACEMENT | multi-family | USD/housing shell | census division | east north central | 3321.1901
residential building shell | PATH Res Building Shell | 2021 | CAPITAL | REPLACEMENT | multi-family | USD/housing shell | census division | east south central | 2688.5729
residential building shell | PATH Res Building Shell | 2021 | CAPITAL | REPLACEMENT | multi-family | USD/housing shell | census division | middle atlantic | 3596.398
residential building shell | PATH Res Building Shell | 2021 | CAPITAL | REPLACEMENT | multi-family | USD/housing shell | census division | mountain | 3140.0019
residential building shell | PATH Res Building Shell | 2021 | CAPITAL | REPLACEMENT | multi-family | USD/housing shell | census division | new england | 4047.4366
residential building shell | PATH Res Building Shell | 2021 | CAPITAL | REPLACEMENT | multi-family | USD/housing shell | census division | pacific | 3614.6734
residential building shell | PATH Res Building Shell | 2021 | CAPITAL | REPLACEMENT | multi-family | USD/housing shell | census division | south atlantic | 2767.6289
residential building shell | PATH Res Building Shell | 2021 | CAPITAL | REPLACEMENT | multi-family | USD/housing shell | census division | west north central | 2912.7597
residential building shell | PATH Res Building Shell | 2021 | CAPITAL | REPLACEMENT | multi-family | USD/housing shell | census division | west south central | 2600.9089
residential building shell | PATH Res Building Shell | 2021 | CAPITAL | REPLACEMENT | single-family | USD/housing shell | census division | east north central | 14358.1374
residential building shell | PATH Res Building Shell | 2021 | CAPITAL | REPLACEMENT | single-family | USD/housing shell | census division | east south central | 12406.4637
residential building shell | PATH Res Building Shell | 2021 | CAPITAL | REPLACEMENT | single-family | USD/housing shell | census division | middle atlantic | 16231.5915
residential building shell | PATH Res Building Shell | 2021 | CAPITAL | REPLACEMENT | single-family | USD/housing shell | census division | mountain | 13265.4448
residential building shell | PATH Res Building Shell | 2021 | CAPITAL | REPLACEMENT | single-family | USD/housing shell | census division | new england | 15740.6267
residential building shell | PATH Res Building Shell | 2021 | CAPITAL | REPLACEMENT | single-family | USD/housing shell | census division | pacific | 15634.1498
residential building shell | PATH Res Building Shell | 2021 | CAPITAL | REPLACEMENT | single-family | USD/housing shell | census division | south atlantic | 12805.497
residential building shell | PATH Res Building Shell | 2021 | CAPITAL | REPLACEMENT | single-family | USD/housing shell | census division | west north central | 11991.984
residential building shell | PATH Res Building Shell | 2021 | CAPITAL | REPLACEMENT | single-family | USD/housing shell | census division | west south central | 12337.4749
residential building shell | PATH Res Building Shell | 2022 | CAPITAL | NEW | mobile home | USD/housing shell | census division | east north central | 6763.097
residential building shell | PATH Res Building Shell | 2022 | CAPITAL | NEW | mobile home | USD/housing shell | census division | east south central | 5879.9097
residential building shell | PATH Res Building Shell | 2022 | CAPITAL | NEW | mobile home | USD/housing shell | census division | middle atlantic | 7109.1304
residential building shell | PATH Res Building Shell | 2022 | CAPITAL | NEW | mobile home | USD/housing shell | census division | mountain | 6675.341
residential building shell | PATH Res Building Shell | 2022 | CAPITAL | NEW | mobile home | USD/housing shell | census division | new england | 7109.1304
residential building shell | PATH Res Building Shell | 2022 | CAPITAL | NEW | mobile home | USD/housing shell | census division | pacific | 7779.8202
residential building shell | PATH Res Building Shell | 2022 | CAPITAL | NEW | mobile home | USD/housing shell | census division | south atlantic | 6053.0145
residential building shell | PATH Res Building Shell | 2022 | CAPITAL | NEW | mobile home | USD/housing shell | census division | west north central | 5518.0711
residential building shell | PATH Res Building Shell | 2022 | CAPITAL | NEW | mobile home | USD/housing shell | census division | west south central | 5527.7956
residential building shell | PATH Res Building Shell | 2022 | CAPITAL | NEW | multi-family | USD/housing shell | census division | east north central | 3321.1901
residential building shell | PATH Res Building Shell | 2022 | CAPITAL | NEW | multi-family | USD/housing shell | census division | east south central | 2688.5729
residential building shell | PATH Res Building Shell | 2022 | CAPITAL | NEW | multi-family | USD/housing shell | census division | middle atlantic | 3596.398
residential building shell | PATH Res Building Shell | 2022 | CAPITAL | NEW | multi-family | USD/housing shell | census division | mountain | 3140.0019
residential building shell | PATH Res Building Shell | 2022 | CAPITAL | NEW | multi-family | USD/housing shell | census division | new england | 4047.4366
residential building shell | PATH Res Building Shell | 2022 | CAPITAL | NEW | multi-family | USD/housing shell | census division | pacific | 3614.6734
residential building shell | PATH Res Building Shell | 2022 | CAPITAL | NEW | multi-family | USD/housing shell | census division | south atlantic | 2767.6289
residential building shell | PATH Res Building Shell | 2022 | CAPITAL | NEW | multi-family | USD/housing shell | census division | west north central | 2912.7597
residential building shell | PATH Res Building Shell | 2022 | CAPITAL | NEW | multi-family | USD/housing shell | census division | west south central | 2600.9089
residential building shell | PATH Res Building Shell | 2022 | CAPITAL | NEW | single-family | USD/housing shell | census division | east north central | 14358.1374
residential building shell | PATH Res Building Shell | 2022 | CAPITAL | NEW | single-family | USD/housing shell | census division | east south central | 12406.4637
residential building shell | PATH Res Building Shell | 2022 | CAPITAL | NEW | single-family | USD/housing shell | census division | middle atlantic | 16231.5915
residential building shell | PATH Res Building Shell | 2022 | CAPITAL | NEW | single-family | USD/housing shell | census division | mountain | 13265.4448
residential building shell | PATH Res Building Shell | 2022 | CAPITAL | NEW | single-family | USD/housing shell | census division | new england | 15740.6267
residential building shell | PATH Res Building Shell | 2022 | CAPITAL | NEW | single-family | USD/housing shell | census division | pacific | 15634.1498
residential building shell | PATH Res Building Shell | 2022 | CAPITAL | NEW | single-family | USD/housing shell | census division | south atlantic | 12805.497
residential building shell | PATH Res Building Shell | 2022 | CAPITAL | NEW | single-family | USD/housing shell | census division | west north central | 11991.984
residential building shell | PATH Res Building Shell | 2022 | CAPITAL | NEW | single-family | USD/housing shell | census division | west south central | 12337.4749
residential building shell | PATH Res Building Shell | 2022 | CAPITAL | REPLACEMENT | mobile home | USD/housing shell | census division | east north central | 6763.097
residential building shell | PATH Res Building Shell | 2022 | CAPITAL | REPLACEMENT | mobile home | USD/housing shell | census division | east south central | 5879.9097
residential building shell | PATH Res Building Shell | 2022 | CAPITAL | REPLACEMENT | mobile home | USD/housing shell | census division | middle atlantic | 7109.1304
residential building shell | PATH Res Building Shell | 2022 | CAPITAL | REPLACEMENT | mobile home | USD/housing shell | census division | mountain | 6675.341
residential building shell | PATH Res Building Shell | 2022 | CAPITAL | REPLACEMENT | mobile home | USD/housing shell | census division | new england | 7109.1304
residential building shell | PATH Res Building Shell | 2022 | CAPITAL | REPLACEMENT | mobile home | USD/housing shell | census division | pacific | 7779.8202
residential building shell | PATH Res Building Shell | 2022 | CAPITAL | REPLACEMENT | mobile home | USD/housing shell | census division | south atlantic | 6053.0145
residential building shell | PATH Res Building Shell | 2022 | CAPITAL | REPLACEMENT | mobile home | USD/housing shell | census division | west north central | 5518.0711
residential building shell | PATH Res Building Shell | 2022 | CAPITAL | REPLACEMENT | mobile home | USD/housing shell | census division | west south central | 5527.7956
residential building shell | PATH Res Building Shell | 2022 | CAPITAL | REPLACEMENT | multi-family | USD/housing shell | census division | east north central | 3321.1901
residential building shell | PATH Res Building Shell | 2022 | CAPITAL | REPLACEMENT | multi-family | USD/housing shell | census division | east south central | 2688.5729
residential building shell | PATH Res Building Shell | 2022 | CAPITAL | REPLACEMENT | multi-family | USD/housing shell | census division | middle atlantic | 3596.398
residential building shell | PATH Res Building Shell | 2022 | CAPITAL | REPLACEMENT | multi-family | USD/housing shell | census division | mountain | 3140.0019
residential building shell | PATH Res Building Shell | 2022 | CAPITAL | REPLACEMENT | multi-family | USD/housing shell | census division | new england | 4047.4366
residential building shell | PATH Res Building Shell | 2022 | CAPITAL | REPLACEMENT | multi-family | USD/housing shell | census division | pacific | 3614.6734
residential building shell | PATH Res Building Shell | 2022 | CAPITAL | REPLACEMENT | multi-family | USD/housing shell | census division | south atlantic | 2767.6289
residential building shell | PATH Res Building Shell | 2022 | CAPITAL | REPLACEMENT | multi-family | USD/housing shell | census division | west north central | 2912.7597
residential building shell | PATH Res Building Shell | 2022 | CAPITAL | REPLACEMENT | multi-family | USD/housing shell | census division | west south central | 2600.9089
residential building shell | PATH Res Building Shell | 2022 | CAPITAL | REPLACEMENT | single-family | USD/housing shell | census division | east north central | 14358.1374
residential building shell | PATH Res Building Shell | 2022 | CAPITAL | REPLACEMENT | single-family | USD/housing shell | census division | east south central | 12406.4637
residential building shell | PATH Res Building Shell | 2022 | CAPITAL | REPLACEMENT | single-family | USD/housing shell | census division | middle atlantic | 16231.5915
residential building shell | PATH Res Building Shell | 2022 | CAPITAL | REPLACEMENT | single-family | USD/housing shell | census division | mountain | 13265.4448
residential building shell | PATH Res Building Shell | 2022 | CAPITAL | REPLACEMENT | single-family | USD/housing shell | census division | new england | 15740.6267
residential building shell | PATH Res Building Shell | 2022 | CAPITAL | REPLACEMENT | single-family | USD/housing shell | census division | pacific | 15634.1498
residential building shell | PATH Res Building Shell | 2022 | CAPITAL | REPLACEMENT | single-family | USD/housing shell | census division | south atlantic | 12805.497
residential building shell | PATH Res Building Shell | 2022 | CAPITAL | REPLACEMENT | single-family | USD/housing shell | census division | west north central | 11991.984
residential building shell | PATH Res Building Shell | 2022 | CAPITAL | REPLACEMENT | single-family | USD/housing shell | census division | west south central | 12337.4749
residential building shell | PATH Res Building Shell | 2023 | CAPITAL | NEW | mobile home | USD/housing shell | census division | east north central | 6763.097
residential building shell | PATH Res Building Shell | 2023 | CAPITAL | NEW | mobile home | USD/housing shell | census division | east south central | 5879.9097
residential building shell | PATH Res Building Shell | 2023 | CAPITAL | NEW | mobile home | USD/housing shell | census division | middle atlantic | 7109.1304
residential building shell | PATH Res Building Shell | 2023 | CAPITAL | NEW | mobile home | USD/housing shell | census division | mountain | 6675.341
residential building shell | PATH Res Building Shell | 2023 | CAPITAL | NEW | mobile home | USD/housing shell | census division | new england | 7109.1304
residential building shell | PATH Res Building Shell | 2023 | CAPITAL | NEW | mobile home | USD/housing shell | census division | pacific | 7779.8202
residential building shell | PATH Res Building Shell | 2023 | CAPITAL | NEW | mobile home | USD/housing shell | census division | south atlantic | 6053.0145
residential building shell | PATH Res Building Shell | 2023 | CAPITAL | NEW | mobile home | USD/housing shell | census division | west north central | 5518.0711
residential building shell | PATH Res Building Shell | 2023 | CAPITAL | NEW | mobile home | USD/housing shell | census division | west south central | 5527.7956
residential building shell | PATH Res Building Shell | 2023 | CAPITAL | NEW | multi-family | USD/housing shell | census division | east north central | 3321.1901
residential building shell | PATH Res Building Shell | 2023 | CAPITAL | NEW | multi-family | USD/housing shell | census division | east south central | 2688.5729
residential building shell | PATH Res Building Shell | 2023 | CAPITAL | NEW | multi-family | USD/housing shell | census division | middle atlantic | 3596.398
residential building shell | PATH Res Building Shell | 2023 | CAPITAL | NEW | multi-family | USD/housing shell | census division | mountain | 3140.0019
residential building shell | PATH Res Building Shell | 2023 | CAPITAL | NEW | multi-family | USD/housing shell | census division | new england | 4047.4366
residential building shell | PATH Res Building Shell | 2023 | CAPITAL | NEW | multi-family | USD/housing shell | census division | pacific | 3614.6734
residential building shell | PATH Res Building Shell | 2023 | CAPITAL | NEW | multi-family | USD/housing shell | census division | south atlantic | 2767.6289
residential building shell | PATH Res Building Shell | 2023 | CAPITAL | NEW | multi-family | USD/housing shell | census division | west north central | 2912.7597
residential building shell | PATH Res Building Shell | 2023 | CAPITAL | NEW | multi-family | USD/housing shell | census division | west south central | 2600.9089
residential building shell | PATH Res Building Shell | 2023 | CAPITAL | NEW | single-family | USD/housing shell | census division | east north central | 14358.1374
residential building shell | PATH Res Building Shell | 2023 | CAPITAL | NEW | single-family | USD/housing shell | census division | east south central | 12406.4637
residential building shell | PATH Res Building Shell | 2023 | CAPITAL | NEW | single-family | USD/housing shell | census division | middle atlantic | 16231.5915
residential building shell | PATH Res Building Shell | 2023 | CAPITAL | NEW | single-family | USD/housing shell | census division | mountain | 13265.4448
residential building shell | PATH Res Building Shell | 2023 | CAPITAL | NEW | single-family | USD/housing shell | census division | new england | 15740.6267
residential building shell | PATH Res Building Shell | 2023 | CAPITAL | NEW | single-family | USD/housing shell | census division | pacific | 15634.1498
residential building shell | PATH Res Building Shell | 2023 | CAPITAL | NEW | single-family | USD/housing shell | census division | south atlantic | 12805.497
residential building shell | PATH Res Building Shell | 2023 | CAPITAL | NEW | single-family | USD/housing shell | census division | west north central | 11991.984
residential building shell | PATH Res Building Shell | 2023 | CAPITAL | NEW | single-family | USD/housing shell | census division | west south central | 12337.4749
residential building shell | PATH Res Building Shell | 2023 | CAPITAL | REPLACEMENT | mobile home | USD/housing shell | census division | east north central | 6763.097
residential building shell | PATH Res Building Shell | 2023 | CAPITAL | REPLACEMENT | mobile home | USD/housing shell | census division | east south central | 5879.9097
residential building shell | PATH Res Building Shell | 2023 | CAPITAL | REPLACEMENT | mobile home | USD/housing shell | census division | middle atlantic | 7109.1304
residential building shell | PATH Res Building Shell | 2023 | CAPITAL | REPLACEMENT | mobile home | USD/housing shell | census division | mountain | 6675.341
residential building shell | PATH Res Building Shell | 2023 | CAPITAL | REPLACEMENT | mobile home | USD/housing shell | census division | new england | 7109.1304
residential building shell | PATH Res Building Shell | 2023 | CAPITAL | REPLACEMENT | mobile home | USD/housing shell | census division | pacific | 7779.8202
residential building shell | PATH Res Building Shell | 2023 | CAPITAL | REPLACEMENT | mobile home | USD/housing shell | census division | south atlantic | 6053.0145
residential building shell | PATH Res Building Shell | 2023 | CAPITAL | REPLACEMENT | mobile home | USD/housing shell | census division | west north central | 5518.0711
residential building shell | PATH Res Building Shell | 2023 | CAPITAL | REPLACEMENT | mobile home | USD/housing shell | census division | west south central | 5527.7956
residential building shell | PATH Res Building Shell | 2023 | CAPITAL | REPLACEMENT | multi-family | USD/housing shell | census division | east north central | 3321.1901
residential building shell | PATH Res Building Shell | 2023 | CAPITAL | REPLACEMENT | multi-family | USD/housing shell | census division | east south central | 2688.5729
residential building shell | PATH Res Building Shell | 2023 | CAPITAL | REPLACEMENT | multi-family | USD/housing shell | census division | middle atlantic | 3596.398
residential building shell | PATH Res Building Shell | 2023 | CAPITAL | REPLACEMENT | multi-family | USD/housing shell | census division | mountain | 3140.0019
residential building shell | PATH Res Building Shell | 2023 | CAPITAL | REPLACEMENT | multi-family | USD/housing shell | census division | new england | 4047.4366
residential building shell | PATH Res Building Shell | 2023 | CAPITAL | REPLACEMENT | multi-family | USD/housing shell | census division | pacific | 3614.6734
residential building shell | PATH Res Building Shell | 2023 | CAPITAL | REPLACEMENT | multi-family | USD/housing shell | census division | south atlantic | 2767.6289
residential building shell | PATH Res Building Shell | 2023 | CAPITAL | REPLACEMENT | multi-family | USD/housing shell | census division | west north central | 2912.7597
residential building shell | PATH Res Building Shell | 2023 | CAPITAL | REPLACEMENT | multi-family | USD/housing shell | census division | west south central | 2600.9089
residential building shell | PATH Res Building Shell | 2023 | CAPITAL | REPLACEMENT | single-family | USD/housing shell | census division | east north central | 14358.1374
residential building shell | PATH Res Building Shell | 2023 | CAPITAL | REPLACEMENT | single-family | USD/housing shell | census division | east south central | 12406.4637
residential building shell | PATH Res Building Shell | 2023 | CAPITAL | REPLACEMENT | single-family | USD/housing shell | census division | middle atlantic | 16231.5915
residential building shell | PATH Res Building Shell | 2023 | CAPITAL | REPLACEMENT | single-family | USD/housing shell | census division | mountain | 13265.4448
residential building shell | PATH Res Building Shell | 2023 | CAPITAL | REPLACEMENT | single-family | USD/housing shell | census division | new england | 15740.6267
residential building shell | PATH Res Building Shell | 2023 | CAPITAL | REPLACEMENT | single-family | USD/housing shell | census division | pacific | 15634.1498
residential building shell | PATH Res Building Shell | 2023 | CAPITAL | REPLACEMENT | single-family | USD/housing shell | census division | south atlantic | 12805.497
residential building shell | PATH Res Building Shell | 2023 | CAPITAL | REPLACEMENT | single-family | USD/housing shell | census division | west north central | 11991.984
residential building shell | PATH Res Building Shell | 2023 | CAPITAL | REPLACEMENT | single-family | USD/housing shell | census division | west south central | 12337.4749
residential building shell | PATH Res Building Shell | 2024 | CAPITAL | NEW | mobile home | USD/housing shell | census division | east north central | 6763.097
residential building shell | PATH Res Building Shell | 2024 | CAPITAL | NEW | mobile home | USD/housing shell | census division | east south central | 5879.9097
residential building shell | PATH Res Building Shell | 2024 | CAPITAL | NEW | mobile home | USD/housing shell | census division | middle atlantic | 7109.1304
residential building shell | PATH Res Building Shell | 2024 | CAPITAL | NEW | mobile home | USD/housing shell | census division | mountain | 6675.341
residential building shell | PATH Res Building Shell | 2024 | CAPITAL | NEW | mobile home | USD/housing shell | census division | new england | 7109.1304
residential building shell | PATH Res Building Shell | 2024 | CAPITAL | NEW | mobile home | USD/housing shell | census division | pacific | 7779.8202
residential building shell | PATH Res Building Shell | 2024 | CAPITAL | NEW | mobile home | USD/housing shell | census division | south atlantic | 6053.0145
residential building shell | PATH Res Building Shell | 2024 | CAPITAL | NEW | mobile home | USD/housing shell | census division | west north central | 5518.0711
residential building shell | PATH Res Building Shell | 2024 | CAPITAL | NEW | mobile home | USD/housing shell | census division | west south central | 5527.7956
residential building shell | PATH Res Building Shell | 2024 | CAPITAL | NEW | multi-family | USD/housing shell | census division | east north central | 3321.1901
residential building shell | PATH Res Building Shell | 2024 | CAPITAL | NEW | multi-family | USD/housing shell | census division | east south central | 2688.5729
residential building shell | PATH Res Building Shell | 2024 | CAPITAL | NEW | multi-family | USD/housing shell | census division | middle atlantic | 3596.398
residential building shell | PATH Res Building Shell | 2024 | CAPITAL | NEW | multi-family | USD/housing shell | census division | mountain | 3140.0019
residential building shell | PATH Res Building Shell | 2024 | CAPITAL | NEW | multi-family | USD/housing shell | census division | new england | 4047.4366
residential building shell | PATH Res Building Shell | 2024 | CAPITAL | NEW | multi-family | USD/housing shell | census division | pacific | 3614.6734
residential building shell | PATH Res Building Shell | 2024 | CAPITAL | NEW | multi-family | USD/housing shell | census division | south atlantic | 2767.6289
residential building shell | PATH Res Building Shell | 2024 | CAPITAL | NEW | multi-family | USD/housing shell | census division | west north central | 2912.7597
residential building shell | PATH Res Building Shell | 2024 | CAPITAL | NEW | multi-family | USD/housing shell | census division | west south central | 2600.9089
residential building shell | PATH Res Building Shell | 2024 | CAPITAL | NEW | single-family | USD/housing shell | census division | east north central | 14358.1374
residential building shell | PATH Res Building Shell | 2024 | CAPITAL | NEW | single-family | USD/housing shell | census division | east south central | 12406.4637
residential building shell | PATH Res Building Shell | 2024 | CAPITAL | NEW | single-family | USD/housing shell | census division | middle atlantic | 16231.5915
residential building shell | PATH Res Building Shell | 2024 | CAPITAL | NEW | single-family | USD/housing shell | census division | mountain | 13265.4448
residential building shell | PATH Res Building Shell | 2024 | CAPITAL | NEW | single-family | USD/housing shell | census division | new england | 15740.6267
residential building shell | PATH Res Building Shell | 2024 | CAPITAL | NEW | single-family | USD/housing shell | census division | pacific | 15634.1498
residential building shell | PATH Res Building Shell | 2024 | CAPITAL | NEW | single-family | USD/housing shell | census division | south atlantic | 12805.497
residential building shell | PATH Res Building Shell | 2024 | CAPITAL | NEW | single-family | USD/housing shell | census division | west north central | 11991.984
residential building shell | PATH Res Building Shell | 2024 | CAPITAL | NEW | single-family | USD/housing shell | census division | west south central | 12337.4749
residential building shell | PATH Res Building Shell | 2024 | CAPITAL | REPLACEMENT | mobile home | USD/housing shell | census division | east north central | 6763.097
residential building shell | PATH Res Building Shell | 2024 | CAPITAL | REPLACEMENT | mobile home | USD/housing shell | census division | east south central | 5879.9097
residential building shell | PATH Res Building Shell | 2024 | CAPITAL | REPLACEMENT | mobile home | USD/housing shell | census division | middle atlantic | 7109.1304
residential building shell | PATH Res Building Shell | 2024 | CAPITAL | REPLACEMENT | mobile home | USD/housing shell | census division | mountain | 6675.341
residential building shell | PATH Res Building Shell | 2024 | CAPITAL | REPLACEMENT | mobile home | USD/housing shell | census division | new england | 7109.1304
residential building shell | PATH Res Building Shell | 2024 | CAPITAL | REPLACEMENT | mobile home | USD/housing shell | census division | pacific | 7779.8202
residential building shell | PATH Res Building Shell | 2024 | CAPITAL | REPLACEMENT | mobile home | USD/housing shell | census division | south atlantic | 6053.0145
residential building shell | PATH Res Building Shell | 2024 | CAPITAL | REPLACEMENT | mobile home | USD/housing shell | census division | west north central | 5518.0711
residential building shell | PATH Res Building Shell | 2024 | CAPITAL | REPLACEMENT | mobile home | USD/housing shell | census division | west south central | 5527.7956
residential building shell | PATH Res Building Shell | 2024 | CAPITAL | REPLACEMENT | multi-family | USD/housing shell | census division | east north central | 3321.1901
residential building shell | PATH Res Building Shell | 2024 | CAPITAL | REPLACEMENT | multi-family | USD/housing shell | census division | east south central | 2688.5729
residential building shell | PATH Res Building Shell | 2024 | CAPITAL | REPLACEMENT | multi-family | USD/housing shell | census division | middle atlantic | 3596.398
residential building shell | PATH Res Building Shell | 2024 | CAPITAL | REPLACEMENT | multi-family | USD/housing shell | census division | mountain | 3140.0019
residential building shell | PATH Res Building Shell | 2024 | CAPITAL | REPLACEMENT | multi-family | USD/housing shell | census division | new england | 4047.4366
residential building shell | PATH Res Building Shell | 2024 | CAPITAL | REPLACEMENT | multi-family | USD/housing shell | census division | pacific | 3614.6734
residential building shell | PATH Res Building Shell | 2024 | CAPITAL | REPLACEMENT | multi-family | USD/housing shell | census division | south atlantic | 2767.6289
residential building shell | PATH Res Building Shell | 2024 | CAPITAL | REPLACEMENT | multi-family | USD/housing shell | census division | west north central | 2912.7597
residential building shell | PATH Res Building Shell | 2024 | CAPITAL | REPLACEMENT | multi-family | USD/housing shell | census division | west south central | 2600.9089
residential building shell | PATH Res Building Shell | 2024 | CAPITAL | REPLACEMENT | single-family | USD/housing shell | census division | east north central | 14358.1374
residential building shell | PATH Res Building Shell | 2024 | CAPITAL | REPLACEMENT | single-family | USD/housing shell | census division | east south central | 12406.4637
residential building shell | PATH Res Building Shell | 2024 | CAPITAL | REPLACEMENT | single-family | USD/housing shell | census division | middle atlantic | 16231.5915
residential building shell | PATH Res Building Shell | 2024 | CAPITAL | REPLACEMENT | single-family | USD/housing shell | census division | mountain | 13265.4448
residential building shell | PATH Res Building Shell | 2024 | CAPITAL | REPLACEMENT | single-family | USD/housing shell | census division | new england | 15740.6267
residential building shell | PATH Res Building Shell | 2024 | CAPITAL | REPLACEMENT | single-family | USD/housing shell | census division | pacific | 15634.1498
residential building shell | PATH Res Building Shell | 2024 | CAPITAL | REPLACEMENT | single-family | USD/housing shell | census division | south atlantic | 12805.497
residential building shell | PATH Res Building Shell | 2024 | CAPITAL | REPLACEMENT | single-family | USD/housing shell | census division | west north central | 11991.984
residential building shell | PATH Res Building Shell | 2024 | CAPITAL | REPLACEMENT | single-family | USD/housing shell | census division | west south central | 12337.4749
residential building shell | PATH Res Building Shell | 2025 | CAPITAL | NEW | mobile home | USD/housing shell | census division | east north central | 6763.097
residential building shell | PATH Res Building Shell | 2025 | CAPITAL | NEW | mobile home | USD/housing shell | census division | east south central | 5879.9097
residential building shell | PATH Res Building Shell | 2025 | CAPITAL | NEW | mobile home | USD/housing shell | census division | middle atlantic | 7109.1304
residential building shell | PATH Res Building Shell | 2025 | CAPITAL | NEW | mobile home | USD/housing shell | census division | mountain | 6675.341
residential building shell | PATH Res Building Shell | 2025 | CAPITAL | NEW | mobile home | USD/housing shell | census division | new england | 7109.1304
residential building shell | PATH Res Building Shell | 2025 | CAPITAL | NEW | mobile home | USD/housing shell | census division | pacific | 7779.8202
residential building shell | PATH Res Building Shell | 2025 | CAPITAL | NEW | mobile home | USD/housing shell | census division | south atlantic | 6053.0145
residential building shell | PATH Res Building Shell | 2025 | CAPITAL | NEW | mobile home | USD/housing shell | census division | west north central | 5518.0711
residential building shell | PATH Res Building Shell | 2025 | CAPITAL | NEW | mobile home | USD/housing shell | census division | west south central | 5527.7956
residential building shell | PATH Res Building Shell | 2025 | CAPITAL | NEW | multi-family | USD/housing shell | census division | east north central | 3321.1901
residential building shell | PATH Res Building Shell | 2025 | CAPITAL | NEW | multi-family | USD/housing shell | census division | east south central | 2688.5729
residential building shell | PATH Res Building Shell | 2025 | CAPITAL | NEW | multi-family | USD/housing shell | census division | middle atlantic | 3596.398
residential building shell | PATH Res Building Shell | 2025 | CAPITAL | NEW | multi-family | USD/housing shell | census division | mountain | 3140.0019
residential building shell | PATH Res Building Shell | 2025 | CAPITAL | NEW | multi-family | USD/housing shell | census division | new england | 4047.4366
residential building shell | PATH Res Building Shell | 2025 | CAPITAL | NEW | multi-family | USD/housing shell | census division | pacific | 3614.6734
residential building shell | PATH Res Building Shell | 2025 | CAPITAL | NEW | multi-family | USD/housing shell | census division | south atlantic | 2767.6289
residential building shell | PATH Res Building Shell | 2025 | CAPITAL | NEW | multi-family | USD/housing shell | census division | west north central | 2912.7597
residential building shell | PATH Res Building Shell | 2025 | CAPITAL | NEW | multi-family | USD/housing shell | census division | west south central | 2600.9089
residential building shell | PATH Res Building Shell | 2025 | CAPITAL | NEW | single-family | USD/housing shell | census division | east north central | 14358.1374
residential building shell | PATH Res Building Shell | 2025 | CAPITAL | NEW | single-family | USD/housing shell | census division | east south central | 12406.4637
residential building shell | PATH Res Building Shell | 2025 | CAPITAL | NEW | single-family | USD/housing shell | census division | middle atlantic | 16231.5915
residential building shell | PATH Res Building Shell | 2025 | CAPITAL | NEW | single-family | USD/housing shell | census division | mountain | 13265.4448
residential building shell | PATH Res Building Shell | 2025 | CAPITAL | NEW | single-family | USD/housing shell | census division | new england | 15740.6267
residential building shell | PATH Res Building Shell | 2025 | CAPITAL | NEW | single-family | USD/housing shell | census division | pacific | 15634.1498
residential building shell | PATH Res Building Shell | 2025 | CAPITAL | NEW | single-family | USD/housing shell | census division | south atlantic | 12805.497
residential building shell | PATH Res Building Shell | 2025 | CAPITAL | NEW | single-family | USD/housing shell | census division | west north central | 11991.984
residential building shell | PATH Res Building Shell | 2025 | CAPITAL | NEW | single-family | USD/housing shell | census division | west south central | 12337.4749
residential building shell | PATH Res Building Shell | 2025 | CAPITAL | REPLACEMENT | mobile home | USD/housing shell | census division | east north central | 6763.097
residential building shell | PATH Res Building Shell | 2025 | CAPITAL | REPLACEMENT | mobile home | USD/housing shell | census division | east south central | 5879.9097
residential building shell | PATH Res Building Shell | 2025 | CAPITAL | REPLACEMENT | mobile home | USD/housing shell | census division | middle atlantic | 7109.1304
residential building shell | PATH Res Building Shell | 2025 | CAPITAL | REPLACEMENT | mobile home | USD/housing shell | census division | mountain | 6675.341
residential building shell | PATH Res Building Shell | 2025 | CAPITAL | REPLACEMENT | mobile home | USD/housing shell | census division | new england | 7109.1304
residential building shell | PATH Res Building Shell | 2025 | CAPITAL | REPLACEMENT | mobile home | USD/housing shell | census division | pacific | 7779.8202
residential building shell | PATH Res Building Shell | 2025 | CAPITAL | REPLACEMENT | mobile home | USD/housing shell | census division | south atlantic | 6053.0145
residential building shell | PATH Res Building Shell | 2025 | CAPITAL | REPLACEMENT | mobile home | USD/housing shell | census division | west north central | 5518.0711
residential building shell | PATH Res Building Shell | 2025 | CAPITAL | REPLACEMENT | mobile home | USD/housing shell | census division | west south central | 5527.7956
residential building shell | PATH Res Building Shell | 2025 | CAPITAL | REPLACEMENT | multi-family | USD/housing shell | census division | east north central | 3321.1901
residential building shell | PATH Res Building Shell | 2025 | CAPITAL | REPLACEMENT | multi-family | USD/housing shell | census division | east south central | 2688.5729
residential building shell | PATH Res Building Shell | 2025 | CAPITAL | REPLACEMENT | multi-family | USD/housing shell | census division | middle atlantic | 3596.398
residential building shell | PATH Res Building Shell | 2025 | CAPITAL | REPLACEMENT | multi-family | USD/housing shell | census division | mountain | 3140.0019
residential building shell | PATH Res Building Shell | 2025 | CAPITAL | REPLACEMENT | multi-family | USD/housing shell | census division | new england | 4047.4366
residential building shell | PATH Res Building Shell | 2025 | CAPITAL | REPLACEMENT | multi-family | USD/housing shell | census division | pacific | 3614.6734
residential building shell | PATH Res Building Shell | 2025 | CAPITAL | REPLACEMENT | multi-family | USD/housing shell | census division | south atlantic | 2767.6289
residential building shell | PATH Res Building Shell | 2025 | CAPITAL | REPLACEMENT | multi-family | USD/housing shell | census division | west north central | 2912.7597
residential building shell | PATH Res Building Shell | 2025 | CAPITAL | REPLACEMENT | multi-family | USD/housing shell | census division | west south central | 2600.9089
residential building shell | PATH Res Building Shell | 2025 | CAPITAL | REPLACEMENT | single-family | USD/housing shell | census division | east north central | 14358.1374
residential building shell | PATH Res Building Shell | 2025 | CAPITAL | REPLACEMENT | single-family | USD/housing shell | census division | east south central | 12406.4637
residential building shell | PATH Res Building Shell | 2025 | CAPITAL | REPLACEMENT | single-family | USD/housing shell | census division | middle atlantic | 16231.5915
residential building shell | PATH Res Building Shell | 2025 | CAPITAL | REPLACEMENT | single-family | USD/housing shell | census division | mountain | 13265.4448
residential building shell | PATH Res Building Shell | 2025 | CAPITAL | REPLACEMENT | single-family | USD/housing shell | census division | new england | 15740.6267
residential building shell | PATH Res Building Shell | 2025 | CAPITAL | REPLACEMENT | single-family | USD/housing shell | census division | pacific | 15634.1498
residential building shell | PATH Res Building Shell | 2025 | CAPITAL | REPLACEMENT | single-family | USD/housing shell | census division | south atlantic | 12805.497
residential building shell | PATH Res Building Shell | 2025 | CAPITAL | REPLACEMENT | single-family | USD/housing shell | census division | west north central | 11991.984
residential building shell | PATH Res Building Shell | 2025 | CAPITAL | REPLACEMENT | single-family | USD/housing shell | census division | west south central | 12337.4749
residential building shell | PATH Res Building Shell | 2026 | CAPITAL | NEW | mobile home | USD/housing shell | census division | east north central | 6763.097
residential building shell | PATH Res Building Shell | 2026 | CAPITAL | NEW | mobile home | USD/housing shell | census division | east south central | 5879.9097
residential building shell | PATH Res Building Shell | 2026 | CAPITAL | NEW | mobile home | USD/housing shell | census division | middle atlantic | 7109.1304
residential building shell | PATH Res Building Shell | 2026 | CAPITAL | NEW | mobile home | USD/housing shell | census division | mountain | 6675.341
residential building shell | PATH Res Building Shell | 2026 | CAPITAL | NEW | mobile home | USD/housing shell | census division | new england | 7109.1304
residential building shell | PATH Res Building Shell | 2026 | CAPITAL | NEW | mobile home | USD/housing shell | census division | pacific | 7779.8202
residential building shell | PATH Res Building Shell | 2026 | CAPITAL | NEW | mobile home | USD/housing shell | census division | south atlantic | 6053.0145
residential building shell | PATH Res Building Shell | 2026 | CAPITAL | NEW | mobile home | USD/housing shell | census division | west north central | 5518.0711
residential building shell | PATH Res Building Shell | 2026 | CAPITAL | NEW | mobile home | USD/housing shell | census division | west south central | 5527.7956
residential building shell | PATH Res Building Shell | 2026 | CAPITAL | NEW | multi-family | USD/housing shell | census division | east north central | 3321.1901
residential building shell | PATH Res Building Shell | 2026 | CAPITAL | NEW | multi-family | USD/housing shell | census division | east south central | 2688.5729
residential building shell | PATH Res Building Shell | 2026 | CAPITAL | NEW | multi-family | USD/housing shell | census division | middle atlantic | 3596.398
residential building shell | PATH Res Building Shell | 2026 | CAPITAL | NEW | multi-family | USD/housing shell | census division | mountain | 3140.0019
residential building shell | PATH Res Building Shell | 2026 | CAPITAL | NEW | multi-family | USD/housing shell | census division | new england | 4047.4366
residential building shell | PATH Res Building Shell | 2026 | CAPITAL | NEW | multi-family | USD/housing shell | census division | pacific | 3614.6734
residential building shell | PATH Res Building Shell | 2026 | CAPITAL | NEW | multi-family | USD/housing shell | census division | south atlantic | 2767.6289
residential building shell | PATH Res Building Shell | 2026 | CAPITAL | NEW | multi-family | USD/housing shell | census division | west north central | 2912.7597
residential building shell | PATH Res Building Shell | 2026 | CAPITAL | NEW | multi-family | USD/housing shell | census division | west south central | 2600.9089
residential building shell | PATH Res Building Shell | 2026 | CAPITAL | NEW | single-family | USD/housing shell | census division | east north central | 14358.1374
residential building shell | PATH Res Building Shell | 2026 | CAPITAL | NEW | single-family | USD/housing shell | census division | east south central | 12406.4637
residential building shell | PATH Res Building Shell | 2026 | CAPITAL | NEW | single-family | USD/housing shell | census division | middle atlantic | 16231.5915
residential building shell | PATH Res Building Shell | 2026 | CAPITAL | NEW | single-family | USD/housing shell | census division | mountain | 13265.4448
residential building shell | PATH Res Building Shell | 2026 | CAPITAL | NEW | single-family | USD/housing shell | census division | new england | 15740.6267
residential building shell | PATH Res Building Shell | 2026 | CAPITAL | NEW | single-family | USD/housing shell | census division | pacific | 15634.1498
residential building shell | PATH Res Building Shell | 2026 | CAPITAL | NEW | single-family | USD/housing shell | census division | south atlantic | 12805.497
residential building shell | PATH Res Building Shell | 2026 | CAPITAL | NEW | single-family | USD/housing shell | census division | west north central | 11991.984
residential building shell | PATH Res Building Shell | 2026 | CAPITAL | NEW | single-family | USD/housing shell | census division | west south central | 12337.4749
residential building shell | PATH Res Building Shell | 2026 | CAPITAL | REPLACEMENT | mobile home | USD/housing shell | census division | east north central | 6763.097
residential building shell | PATH Res Building Shell | 2026 | CAPITAL | REPLACEMENT | mobile home | USD/housing shell | census division | east south central | 5879.9097
residential building shell | PATH Res Building Shell | 2026 | CAPITAL | REPLACEMENT | mobile home | USD/housing shell | census division | middle atlantic | 7109.1304
residential building shell | PATH Res Building Shell | 2026 | CAPITAL | REPLACEMENT | mobile home | USD/housing shell | census division | mountain | 6675.341
residential building shell | PATH Res Building Shell | 2026 | CAPITAL | REPLACEMENT | mobile home | USD/housing shell | census division | new england | 7109.1304
residential building shell | PATH Res Building Shell | 2026 | CAPITAL | REPLACEMENT | mobile home | USD/housing shell | census division | pacific | 7779.8202
residential building shell | PATH Res Building Shell | 2026 | CAPITAL | REPLACEMENT | mobile home | USD/housing shell | census division | south atlantic | 6053.0145
residential building shell | PATH Res Building Shell | 2026 | CAPITAL | REPLACEMENT | mobile home | USD/housing shell | census division | west north central | 5518.0711
residential building shell | PATH Res Building Shell | 2026 | CAPITAL | REPLACEMENT | mobile home | USD/housing shell | census division | west south central | 5527.7956
residential building shell | PATH Res Building Shell | 2026 | CAPITAL | REPLACEMENT | multi-family | USD/housing shell | census division | east north central | 3321.1901
residential building shell | PATH Res Building Shell | 2026 | CAPITAL | REPLACEMENT | multi-family | USD/housing shell | census division | east south central | 2688.5729
residential building shell | PATH Res Building Shell | 2026 | CAPITAL | REPLACEMENT | multi-family | USD/housing shell | census division | middle atlantic | 3596.398
residential building shell | PATH Res Building Shell | 2026 | CAPITAL | REPLACEMENT | multi-family | USD/housing shell | census division | mountain | 3140.0019
residential building shell | PATH Res Building Shell | 2026 | CAPITAL | REPLACEMENT | multi-family | USD/housing shell | census division | new england | 4047.4366
residential building shell | PATH Res Building Shell | 2026 | CAPITAL | REPLACEMENT | multi-family | USD/housing shell | census division | pacific | 3614.6734
residential building shell | PATH Res Building Shell | 2026 | CAPITAL | REPLACEMENT | multi-family | USD/housing shell | census division | south atlantic | 2767.6289
residential building shell | PATH Res Building Shell | 2026 | CAPITAL | REPLACEMENT | multi-family | USD/housing shell | census division | west north central | 2912.7597
residential building shell | PATH Res Building Shell | 2026 | CAPITAL | REPLACEMENT | multi-family | USD/housing shell | census division | west south central | 2600.9089
residential building shell | PATH Res Building Shell | 2026 | CAPITAL | REPLACEMENT | single-family | USD/housing shell | census division | east north central | 14358.1374
residential building shell | PATH Res Building Shell | 2026 | CAPITAL | REPLACEMENT | single-family | USD/housing shell | census division | east south central | 12406.4637
residential building shell | PATH Res Building Shell | 2026 | CAPITAL | REPLACEMENT | single-family | USD/housing shell | census division | middle atlantic | 16231.5915
residential building shell | PATH Res Building Shell | 2026 | CAPITAL | REPLACEMENT | single-family | USD/housing shell | census division | mountain | 13265.4448
residential building shell | PATH Res Building Shell | 2026 | CAPITAL | REPLACEMENT | single-family | USD/housing shell | census division | new england | 15740.6267
residential building shell | PATH Res Building Shell | 2026 | CAPITAL | REPLACEMENT | single-family | USD/housing shell | census division | pacific | 15634.1498
residential building shell | PATH Res Building Shell | 2026 | CAPITAL | REPLACEMENT | single-family | USD/housing shell | census division | south atlantic | 12805.497
residential building shell | PATH Res Building Shell | 2026 | CAPITAL | REPLACEMENT | single-family | USD/housing shell | census division | west north central | 11991.984
residential building shell | PATH Res Building Shell | 2026 | CAPITAL | REPLACEMENT | single-family | USD/housing shell | census division | west south central | 12337.4749
residential building shell | PATH Res Building Shell | 2027 | CAPITAL | NEW | mobile home | USD/housing shell | census division | east north central | 6763.097
residential building shell | PATH Res Building Shell | 2027 | CAPITAL | NEW | mobile home | USD/housing shell | census division | east south central | 5879.9097
residential building shell | PATH Res Building Shell | 2027 | CAPITAL | NEW | mobile home | USD/housing shell | census division | middle atlantic | 7109.1304
residential building shell | PATH Res Building Shell | 2027 | CAPITAL | NEW | mobile home | USD/housing shell | census division | mountain | 6675.341
residential building shell | PATH Res Building Shell | 2027 | CAPITAL | NEW | mobile home | USD/housing shell | census division | new england | 7109.1304
residential building shell | PATH Res Building Shell | 2027 | CAPITAL | NEW | mobile home | USD/housing shell | census division | pacific | 7779.8202
residential building shell | PATH Res Building Shell | 2027 | CAPITAL | NEW | mobile home | USD/housing shell | census division | south atlantic | 6053.0145
residential building shell | PATH Res Building Shell | 2027 | CAPITAL | NEW | mobile home | USD/housing shell | census division | west north central | 5518.0711
residential building shell | PATH Res Building Shell | 2027 | CAPITAL | NEW | mobile home | USD/housing shell | census division | west south central | 5527.7956
residential building shell | PATH Res Building Shell | 2027 | CAPITAL | NEW | multi-family | USD/housing shell | census division | east north central | 3321.1901
residential building shell | PATH Res Building Shell | 2027 | CAPITAL | NEW | multi-family | USD/housing shell | census division | east south central | 2688.5729
residential building shell | PATH Res Building Shell | 2027 | CAPITAL | NEW | multi-family | USD/housing shell | census division | middle atlantic | 3596.398
residential building shell | PATH Res Building Shell | 2027 | CAPITAL | NEW | multi-family | USD/housing shell | census division | mountain | 3140.0019
residential building shell | PATH Res Building Shell | 2027 | CAPITAL | NEW | multi-family | USD/housing shell | census division | new england | 4047.4366
residential building shell | PATH Res Building Shell | 2027 | CAPITAL | NEW | multi-family | USD/housing shell | census division | pacific | 3614.6734
residential building shell | PATH Res Building Shell | 2027 | CAPITAL | NEW | multi-family | USD/housing shell | census division | south atlantic | 2767.6289
residential building shell | PATH Res Building Shell | 2027 | CAPITAL | NEW | multi-family | USD/housing shell | census division | west north central | 2912.7597
residential building shell | PATH Res Building Shell | 2027 | CAPITAL | NEW | multi-family | USD/housing shell | census division | west south central | 2600.9089
residential building shell | PATH Res Building Shell | 2027 | CAPITAL | NEW | single-family | USD/housing shell | census division | east north central | 14358.1374
residential building shell | PATH Res Building Shell | 2027 | CAPITAL | NEW | single-family | USD/housing shell | census division | east south central | 12406.4637
residential building shell | PATH Res Building Shell | 2027 | CAPITAL | NEW | single-family | USD/housing shell | census division | middle atlantic | 16231.5915
residential building shell | PATH Res Building Shell | 2027 | CAPITAL | NEW | single-family | USD/housing shell | census division | mountain | 13265.4448
residential building shell | PATH Res Building Shell | 2027 | CAPITAL | NEW | single-family | USD/housing shell | census division | new england | 15740.6267
residential building shell | PATH Res Building Shell | 2027 | CAPITAL | NEW | single-family | USD/housing shell | census division | pacific | 15634.1498
residential building shell | PATH Res Building Shell | 2027 | CAPITAL | NEW | single-family | USD/housing shell | census division | south atlantic | 12805.497
residential building shell | PATH Res Building Shell | 2027 | CAPITAL | NEW | single-family | USD/housing shell | census division | west north central | 11991.984
residential building shell | PATH Res Building Shell | 2027 | CAPITAL | NEW | single-family | USD/housing shell | census division | west south central | 12337.4749
residential building shell | PATH Res Building Shell | 2027 | CAPITAL | REPLACEMENT | mobile home | USD/housing shell | census division | east north central | 6763.097
residential building shell | PATH Res Building Shell | 2027 | CAPITAL | REPLACEMENT | mobile home | USD/housing shell | census division | east south central | 5879.9097
residential building shell | PATH Res Building Shell | 2027 | CAPITAL | REPLACEMENT | mobile home | USD/housing shell | census division | middle atlantic | 7109.1304
residential building shell | PATH Res Building Shell | 2027 | CAPITAL | REPLACEMENT | mobile home | USD/housing shell | census division | mountain | 6675.341
residential building shell | PATH Res Building Shell | 2027 | CAPITAL | REPLACEMENT | mobile home | USD/housing shell | census division | new england | 7109.1304
residential building shell | PATH Res Building Shell | 2027 | CAPITAL | REPLACEMENT | mobile home | USD/housing shell | census division | pacific | 7779.8202
residential building shell | PATH Res Building Shell | 2027 | CAPITAL | REPLACEMENT | mobile home | USD/housing shell | census division | south atlantic | 6053.0145
residential building shell | PATH Res Building Shell | 2027 | CAPITAL | REPLACEMENT | mobile home | USD/housing shell | census division | west north central | 5518.0711
residential building shell | PATH Res Building Shell | 2027 | CAPITAL | REPLACEMENT | mobile home | USD/housing shell | census division | west south central | 5527.7956
residential building shell | PATH Res Building Shell | 2027 | CAPITAL | REPLACEMENT | multi-family | USD/housing shell | census division | east north central | 3321.1901
residential building shell | PATH Res Building Shell | 2027 | CAPITAL | REPLACEMENT | multi-family | USD/housing shell | census division | east south central | 2688.5729
residential building shell | PATH Res Building Shell | 2027 | CAPITAL | REPLACEMENT | multi-family | USD/housing shell | census division | middle atlantic | 3596.398
residential building shell | PATH Res Building Shell | 2027 | CAPITAL | REPLACEMENT | multi-family | USD/housing shell | census division | mountain | 3140.0019
residential building shell | PATH Res Building Shell | 2027 | CAPITAL | REPLACEMENT | multi-family | USD/housing shell | census division | new england | 4047.4366
residential building shell | PATH Res Building Shell | 2027 | CAPITAL | REPLACEMENT | multi-family | USD/housing shell | census division | pacific | 3614.6734
residential building shell | PATH Res Building Shell | 2027 | CAPITAL | REPLACEMENT | multi-family | USD/housing shell | census division | south atlantic | 2767.6289
residential building shell | PATH Res Building Shell | 2027 | CAPITAL | REPLACEMENT | multi-family | USD/housing shell | census division | west north central | 2912.7597
residential building shell | PATH Res Building Shell | 2027 | CAPITAL | REPLACEMENT | multi-family | USD/housing shell | census division | west south central | 2600.9089
residential building shell | PATH Res Building Shell | 2027 | CAPITAL | REPLACEMENT | single-family | USD/housing shell | census division | east north central | 14358.1374
residential building shell | PATH Res Building Shell | 2027 | CAPITAL | REPLACEMENT | single-family | USD/housing shell | census division | east south central | 12406.4637
residential building shell | PATH Res Building Shell | 2027 | CAPITAL | REPLACEMENT | single-family | USD/housing shell | census division | middle atlantic | 16231.5915
residential building shell | PATH Res Building Shell | 2027 | CAPITAL | REPLACEMENT | single-family | USD/housing shell | census division | mountain | 13265.4448
residential building shell | PATH Res Building Shell | 2027 | CAPITAL | REPLACEMENT | single-family | USD/housing shell | census division | new england | 15740.6267
residential building shell | PATH Res Building Shell | 2027 | CAPITAL | REPLACEMENT | single-family | USD/housing shell | census division | pacific | 15634.1498
residential building shell | PATH Res Building Shell | 2027 | CAPITAL | REPLACEMENT | single-family | USD/housing shell | census division | south atlantic | 12805.497
residential building shell | PATH Res Building Shell | 2027 | CAPITAL | REPLACEMENT | single-family | USD/housing shell | census division | west north central | 11991.984
residential building shell | PATH Res Building Shell | 2027 | CAPITAL | REPLACEMENT | single-family | USD/housing shell | census division | west south central | 12337.4749
residential building shell | PATH Res Building Shell | 2028 | CAPITAL | NEW | mobile home | USD/housing shell | census division | east north central | 6763.097
residential building shell | PATH Res Building Shell | 2028 | CAPITAL | NEW | mobile home | USD/housing shell | census division | east south central | 5879.9097
residential building shell | PATH Res Building Shell | 2028 | CAPITAL | NEW | mobile home | USD/housing shell | census division | middle atlantic | 7109.1304
residential building shell | PATH Res Building Shell | 2028 | CAPITAL | NEW | mobile home | USD/housing shell | census division | mountain | 6675.341
residential building shell | PATH Res Building Shell | 2028 | CAPITAL | NEW | mobile home | USD/housing shell | census division | new england | 7109.1304
residential building shell | PATH Res Building Shell | 2028 | CAPITAL | NEW | mobile home | USD/housing shell | census division | pacific | 7779.8202
residential building shell | PATH Res Building Shell | 2028 | CAPITAL | NEW | mobile home | USD/housing shell | census division | south atlantic | 6053.0145
residential building shell | PATH Res Building Shell | 2028 | CAPITAL | NEW | mobile home | USD/housing shell | census division | west north central | 5518.0711
residential building shell | PATH Res Building Shell | 2028 | CAPITAL | NEW | mobile home | USD/housing shell | census division | west south central | 5527.7956
residential building shell | PATH Res Building Shell | 2028 | CAPITAL | NEW | multi-family | USD/housing shell | census division | east north central | 3321.1901
residential building shell | PATH Res Building Shell | 2028 | CAPITAL | NEW | multi-family | USD/housing shell | census division | east south central | 2688.5729
residential building shell | PATH Res Building Shell | 2028 | CAPITAL | NEW | multi-family | USD/housing shell | census division | middle atlantic | 3596.398
residential building shell | PATH Res Building Shell | 2028 | CAPITAL | NEW | multi-family | USD/housing shell | census division | mountain | 3140.0019
residential building shell | PATH Res Building Shell | 2028 | CAPITAL | NEW | multi-family | USD/housing shell | census division | new england | 4047.4366
residential building shell | PATH Res Building Shell | 2028 | CAPITAL | NEW | multi-family | USD/housing shell | census division | pacific | 3614.6734
residential building shell | PATH Res Building Shell | 2028 | CAPITAL | NEW | multi-family | USD/housing shell | census division | south atlantic | 2767.6289
residential building shell | PATH Res Building Shell | 2028 | CAPITAL | NEW | multi-family | USD/housing shell | census division | west north central | 2912.7597
residential building shell | PATH Res Building Shell | 2028 | CAPITAL | NEW | multi-family | USD/housing shell | census division | west south central | 2600.9089
residential building shell | PATH Res Building Shell | 2028 | CAPITAL | NEW | single-family | USD/housing shell | census division | east north central | 14358.1374
residential building shell | PATH Res Building Shell | 2028 | CAPITAL | NEW | single-family | USD/housing shell | census division | east south central | 12406.4637
residential building shell | PATH Res Building Shell | 2028 | CAPITAL | NEW | single-family | USD/housing shell | census division | middle atlantic | 16231.5915
residential building shell | PATH Res Building Shell | 2028 | CAPITAL | NEW | single-family | USD/housing shell | census division | mountain | 13265.4448
residential building shell | PATH Res Building Shell | 2028 | CAPITAL | NEW | single-family | USD/housing shell | census division | new england | 15740.6267
residential building shell | PATH Res Building Shell | 2028 | CAPITAL | NEW | single-family | USD/housing shell | census division | pacific | 15634.1498
residential building shell | PATH Res Building Shell | 2028 | CAPITAL | NEW | single-family | USD/housing shell | census division | south atlantic | 12805.497
residential building shell | PATH Res Building Shell | 2028 | CAPITAL | NEW | single-family | USD/housing shell | census division | west north central | 11991.984
residential building shell | PATH Res Building Shell | 2028 | CAPITAL | NEW | single-family | USD/housing shell | census division | west south central | 12337.4749
residential building shell | PATH Res Building Shell | 2028 | CAPITAL | REPLACEMENT | mobile home | USD/housing shell | census division | east north central | 6763.097
residential building shell | PATH Res Building Shell | 2028 | CAPITAL | REPLACEMENT | mobile home | USD/housing shell | census division | east south central | 5879.9097
residential building shell | PATH Res Building Shell | 2028 | CAPITAL | REPLACEMENT | mobile home | USD/housing shell | census division | middle atlantic | 7109.1304
residential building shell | PATH Res Building Shell | 2028 | CAPITAL | REPLACEMENT | mobile home | USD/housing shell | census division | mountain | 6675.341
residential building shell | PATH Res Building Shell | 2028 | CAPITAL | REPLACEMENT | mobile home | USD/housing shell | census division | new england | 7109.1304
residential building shell | PATH Res Building Shell | 2028 | CAPITAL | REPLACEMENT | mobile home | USD/housing shell | census division | pacific | 7779.8202
residential building shell | PATH Res Building Shell | 2028 | CAPITAL | REPLACEMENT | mobile home | USD/housing shell | census division | south atlantic | 6053.0145
residential building shell | PATH Res Building Shell | 2028 | CAPITAL | REPLACEMENT | mobile home | USD/housing shell | census division | west north central | 5518.0711
residential building shell | PATH Res Building Shell | 2028 | CAPITAL | REPLACEMENT | mobile home | USD/housing shell | census division | west south central | 5527.7956
residential building shell | PATH Res Building Shell | 2028 | CAPITAL | REPLACEMENT | multi-family | USD/housing shell | census division | east north central | 3321.1901
residential building shell | PATH Res Building Shell | 2028 | CAPITAL | REPLACEMENT | multi-family | USD/housing shell | census division | east south central | 2688.5729
residential building shell | PATH Res Building Shell | 2028 | CAPITAL | REPLACEMENT | multi-family | USD/housing shell | census division | middle atlantic | 3596.398
residential building shell | PATH Res Building Shell | 2028 | CAPITAL | REPLACEMENT | multi-family | USD/housing shell | census division | mountain | 3140.0019
residential building shell | PATH Res Building Shell | 2028 | CAPITAL | REPLACEMENT | multi-family | USD/housing shell | census division | new england | 4047.4366
residential building shell | PATH Res Building Shell | 2028 | CAPITAL | REPLACEMENT | multi-family | USD/housing shell | census division | pacific | 3614.6734
residential building shell | PATH Res Building Shell | 2028 | CAPITAL | REPLACEMENT | multi-family | USD/housing shell | census division | south atlantic | 2767.6289
residential building shell | PATH Res Building Shell | 2028 | CAPITAL | REPLACEMENT | multi-family | USD/housing shell | census division | west north central | 2912.7597
residential building shell | PATH Res Building Shell | 2028 | CAPITAL | REPLACEMENT | multi-family | USD/housing shell | census division | west south central | 2600.9089
residential building shell | PATH Res Building Shell | 2028 | CAPITAL | REPLACEMENT | single-family | USD/housing shell | census division | east north central | 14358.1374
residential building shell | PATH Res Building Shell | 2028 | CAPITAL | REPLACEMENT | single-family | USD/housing shell | census division | east south central | 12406.4637
residential building shell | PATH Res Building Shell | 2028 | CAPITAL | REPLACEMENT | single-family | USD/housing shell | census division | middle atlantic | 16231.5915
residential building shell | PATH Res Building Shell | 2028 | CAPITAL | REPLACEMENT | single-family | USD/housing shell | census division | mountain | 13265.4448
residential building shell | PATH Res Building Shell | 2028 | CAPITAL | REPLACEMENT | single-family | USD/housing shell | census division | new england | 15740.6267
residential building shell | PATH Res Building Shell | 2028 | CAPITAL | REPLACEMENT | single-family | USD/housing shell | census division | pacific | 15634.1498
residential building shell | PATH Res Building Shell | 2028 | CAPITAL | REPLACEMENT | single-family | USD/housing shell | census division | south atlantic | 12805.497
residential building shell | PATH Res Building Shell | 2028 | CAPITAL | REPLACEMENT | single-family | USD/housing shell | census division | west north central | 11991.984
residential building shell | PATH Res Building Shell | 2028 | CAPITAL | REPLACEMENT | single-family | USD/housing shell | census division | west south central | 12337.4749
residential building shell | PATH Res Building Shell | 2029 | CAPITAL | NEW | mobile home | USD/housing shell | census division | east north central | 6763.097
residential building shell | PATH Res Building Shell | 2029 | CAPITAL | NEW | mobile home | USD/housing shell | census division | east south central | 5879.9097
residential building shell | PATH Res Building Shell | 2029 | CAPITAL | NEW | mobile home | USD/housing shell | census division | middle atlantic | 7109.1304
residential building shell | PATH Res Building Shell | 2029 | CAPITAL | NEW | mobile home | USD/housing shell | census division | mountain | 6675.341
residential building shell | PATH Res Building Shell | 2029 | CAPITAL | NEW | mobile home | USD/housing shell | census division | new england | 7109.1304
residential building shell | PATH Res Building Shell | 2029 | CAPITAL | NEW | mobile home | USD/housing shell | census division | pacific | 7779.8202
residential building shell | PATH Res Building Shell | 2029 | CAPITAL | NEW | mobile home | USD/housing shell | census division | south atlantic | 6053.0145
residential building shell | PATH Res Building Shell | 2029 | CAPITAL | NEW | mobile home | USD/housing shell | census division | west north central | 5518.0711
residential building shell | PATH Res Building Shell | 2029 | CAPITAL | NEW | mobile home | USD/housing shell | census division | west south central | 5527.7956
residential building shell | PATH Res Building Shell | 2029 | CAPITAL | NEW | multi-family | USD/housing shell | census division | east north central | 3321.1901
residential building shell | PATH Res Building Shell | 2029 | CAPITAL | NEW | multi-family | USD/housing shell | census division | east south central | 2688.5729
residential building shell | PATH Res Building Shell | 2029 | CAPITAL | NEW | multi-family | USD/housing shell | census division | middle atlantic | 3596.398
residential building shell | PATH Res Building Shell | 2029 | CAPITAL | NEW | multi-family | USD/housing shell | census division | mountain | 3140.0019
residential building shell | PATH Res Building Shell | 2029 | CAPITAL | NEW | multi-family | USD/housing shell | census division | new england | 4047.4366
residential building shell | PATH Res Building Shell | 2029 | CAPITAL | NEW | multi-family | USD/housing shell | census division | pacific | 3614.6734
residential building shell | PATH Res Building Shell | 2029 | CAPITAL | NEW | multi-family | USD/housing shell | census division | south atlantic | 2767.6289
residential building shell | PATH Res Building Shell | 2029 | CAPITAL | NEW | multi-family | USD/housing shell | census division | west north central | 2912.7597
residential building shell | PATH Res Building Shell | 2029 | CAPITAL | NEW | multi-family | USD/housing shell | census division | west south central | 2600.9089
residential building shell | PATH Res Building Shell | 2029 | CAPITAL | NEW | single-family | USD/housing shell | census division | east north central | 14358.1374
residential building shell | PATH Res Building Shell | 2029 | CAPITAL | NEW | single-family | USD/housing shell | census division | east south central | 12406.4637
residential building shell | PATH Res Building Shell | 2029 | CAPITAL | NEW | single-family | USD/housing shell | census division | middle atlantic | 16231.5915
residential building shell | PATH Res Building Shell | 2029 | CAPITAL | NEW | single-family | USD/housing shell | census division | mountain | 13265.4448
residential building shell | PATH Res Building Shell | 2029 | CAPITAL | NEW | single-family | USD/housing shell | census division | new england | 15740.6267
residential building shell | PATH Res Building Shell | 2029 | CAPITAL | NEW | single-family | USD/housing shell | census division | pacific | 15634.1498
residential building shell | PATH Res Building Shell | 2029 | CAPITAL | NEW | single-family | USD/housing shell | census division | south atlantic | 12805.497
residential building shell | PATH Res Building Shell | 2029 | CAPITAL | NEW | single-family | USD/housing shell | census division | west north central | 11991.984
residential building shell | PATH Res Building Shell | 2029 | CAPITAL | NEW | single-family | USD/housing shell | census division | west south central | 12337.4749
residential building shell | PATH Res Building Shell | 2029 | CAPITAL | REPLACEMENT | mobile home | USD/housing shell | census division | east north central | 6763.097
residential building shell | PATH Res Building Shell | 2029 | CAPITAL | REPLACEMENT | mobile home | USD/housing shell | census division | east south central | 5879.9097
residential building shell | PATH Res Building Shell | 2029 | CAPITAL | REPLACEMENT | mobile home | USD/housing shell | census division | middle atlantic | 7109.1304
residential building shell | PATH Res Building Shell | 2029 | CAPITAL | REPLACEMENT | mobile home | USD/housing shell | census division | mountain | 6675.341
residential building shell | PATH Res Building Shell | 2029 | CAPITAL | REPLACEMENT | mobile home | USD/housing shell | census division | new england | 7109.1304
residential building shell | PATH Res Building Shell | 2029 | CAPITAL | REPLACEMENT | mobile home | USD/housing shell | census division | pacific | 7779.8202
residential building shell | PATH Res Building Shell | 2029 | CAPITAL | REPLACEMENT | mobile home | USD/housing shell | census division | south atlantic | 6053.0145
residential building shell | PATH Res Building Shell | 2029 | CAPITAL | REPLACEMENT | mobile home | USD/housing shell | census division | west north central | 5518.0711
residential building shell | PATH Res Building Shell | 2029 | CAPITAL | REPLACEMENT | mobile home | USD/housing shell | census division | west south central | 5527.7956
residential building shell | PATH Res Building Shell | 2029 | CAPITAL | REPLACEMENT | multi-family | USD/housing shell | census division | east north central | 3321.1901
residential building shell | PATH Res Building Shell | 2029 | CAPITAL | REPLACEMENT | multi-family | USD/housing shell | census division | east south central | 2688.5729
residential building shell | PATH Res Building Shell | 2029 | CAPITAL | REPLACEMENT | multi-family | USD/housing shell | census division | middle atlantic | 3596.398
residential building shell | PATH Res Building Shell | 2029 | CAPITAL | REPLACEMENT | multi-family | USD/housing shell | census division | mountain | 3140.0019
residential building shell | PATH Res Building Shell | 2029 | CAPITAL | REPLACEMENT | multi-family | USD/housing shell | census division | new england | 4047.4366
residential building shell | PATH Res Building Shell | 2029 | CAPITAL | REPLACEMENT | multi-family | USD/housing shell | census division | pacific | 3614.6734
residential building shell | PATH Res Building Shell | 2029 | CAPITAL | REPLACEMENT | multi-family | USD/housing shell | census division | south atlantic | 2767.6289
residential building shell | PATH Res Building Shell | 2029 | CAPITAL | REPLACEMENT | multi-family | USD/housing shell | census division | west north central | 2912.7597
residential building shell | PATH Res Building Shell | 2029 | CAPITAL | REPLACEMENT | multi-family | USD/housing shell | census division | west south central | 2600.9089
residential building shell | PATH Res Building Shell | 2029 | CAPITAL | REPLACEMENT | single-family | USD/housing shell | census division | east north central | 14358.1374
residential building shell | PATH Res Building Shell | 2029 | CAPITAL | REPLACEMENT | single-family | USD/housing shell | census division | east south central | 12406.4637
residential building shell | PATH Res Building Shell | 2029 | CAPITAL | REPLACEMENT | single-family | USD/housing shell | census division | middle atlantic | 16231.5915
residential building shell | PATH Res Building Shell | 2029 | CAPITAL | REPLACEMENT | single-family | USD/housing shell | census division | mountain | 13265.4448
residential building shell | PATH Res Building Shell | 2029 | CAPITAL | REPLACEMENT | single-family | USD/housing shell | census division | new england | 15740.6267
residential building shell | PATH Res Building Shell | 2029 | CAPITAL | REPLACEMENT | single-family | USD/housing shell | census division | pacific | 15634.1498
residential building shell | PATH Res Building Shell | 2029 | CAPITAL | REPLACEMENT | single-family | USD/housing shell | census division | south atlantic | 12805.497
residential building shell | PATH Res Building Shell | 2029 | CAPITAL | REPLACEMENT | single-family | USD/housing shell | census division | west north central | 11991.984
residential building shell | PATH Res Building Shell | 2029 | CAPITAL | REPLACEMENT | single-family | USD/housing shell | census division | west south central | 12337.4749
residential building shell | PATH Res Building Shell | 2030 | CAPITAL | NEW | mobile home | USD/housing shell | census division | east north central | 6763.097
residential building shell | PATH Res Building Shell | 2030 | CAPITAL | NEW | mobile home | USD/housing shell | census division | east south central | 5879.9097
residential building shell | PATH Res Building Shell | 2030 | CAPITAL | NEW | mobile home | USD/housing shell | census division | middle atlantic | 7109.1304
residential building shell | PATH Res Building Shell | 2030 | CAPITAL | NEW | mobile home | USD/housing shell | census division | mountain | 6675.341
residential building shell | PATH Res Building Shell | 2030 | CAPITAL | NEW | mobile home | USD/housing shell | census division | new england | 7109.1304
residential building shell | PATH Res Building Shell | 2030 | CAPITAL | NEW | mobile home | USD/housing shell | census division | pacific | 7779.8202
residential building shell | PATH Res Building Shell | 2030 | CAPITAL | NEW | mobile home | USD/housing shell | census division | south atlantic | 6053.0145
residential building shell | PATH Res Building Shell | 2030 | CAPITAL | NEW | mobile home | USD/housing shell | census division | west north central | 5518.0711
residential building shell | PATH Res Building Shell | 2030 | CAPITAL | NEW | mobile home | USD/housing shell | census division | west south central | 5527.7956
residential building shell | PATH Res Building Shell | 2030 | CAPITAL | NEW | multi-family | USD/housing shell | census division | east north central | 3321.1901
residential building shell | PATH Res Building Shell | 2030 | CAPITAL | NEW | multi-family | USD/housing shell | census division | east south central | 2688.5729
residential building shell | PATH Res Building Shell | 2030 | CAPITAL | NEW | multi-family | USD/housing shell | census division | middle atlantic | 3596.398
residential building shell | PATH Res Building Shell | 2030 | CAPITAL | NEW | multi-family | USD/housing shell | census division | mountain | 3140.0019
residential building shell | PATH Res Building Shell | 2030 | CAPITAL | NEW | multi-family | USD/housing shell | census division | new england | 4047.4366
residential building shell | PATH Res Building Shell | 2030 | CAPITAL | NEW | multi-family | USD/housing shell | census division | pacific | 3614.6734
residential building shell | PATH Res Building Shell | 2030 | CAPITAL | NEW | multi-family | USD/housing shell | census division | south atlantic | 2767.6289
residential building shell | PATH Res Building Shell | 2030 | CAPITAL | NEW | multi-family | USD/housing shell | census division | west north central | 2912.7597
residential building shell | PATH Res Building Shell | 2030 | CAPITAL | NEW | multi-family | USD/housing shell | census division | west south central | 2600.9089
residential building shell | PATH Res Building Shell | 2030 | CAPITAL | NEW | single-family | USD/housing shell | census division | east north central | 14358.1374
residential building shell | PATH Res Building Shell | 2030 | CAPITAL | NEW | single-family | USD/housing shell | census division | east south central | 12406.4637
residential building shell | PATH Res Building Shell | 2030 | CAPITAL | NEW | single-family | USD/housing shell | census division | middle atlantic | 16231.5915
residential building shell | PATH Res Building Shell | 2030 | CAPITAL | NEW | single-family | USD/housing shell | census division | mountain | 13265.4448
residential building shell | PATH Res Building Shell | 2030 | CAPITAL | NEW | single-family | USD/housing shell | census division | new england | 15740.6267
residential building shell | PATH Res Building Shell | 2030 | CAPITAL | NEW | single-family | USD/housing shell | census division | pacific | 15634.1498
residential building shell | PATH Res Building Shell | 2030 | CAPITAL | NEW | single-family | USD/housing shell | census division | south atlantic | 12805.497
residential building shell | PATH Res Building Shell | 2030 | CAPITAL | NEW | single-family | USD/housing shell | census division | west north central | 11991.984
residential building shell | PATH Res Building Shell | 2030 | CAPITAL | NEW | single-family | USD/housing shell | census division | west south central | 12337.4749
residential building shell | PATH Res Building Shell | 2030 | CAPITAL | REPLACEMENT | mobile home | USD/housing shell | census division | east north central | 6763.097
residential building shell | PATH Res Building Shell | 2030 | CAPITAL | REPLACEMENT | mobile home | USD/housing shell | census division | east south central | 5879.9097
residential building shell | PATH Res Building Shell | 2030 | CAPITAL | REPLACEMENT | mobile home | USD/housing shell | census division | middle atlantic | 7109.1304
residential building shell | PATH Res Building Shell | 2030 | CAPITAL | REPLACEMENT | mobile home | USD/housing shell | census division | mountain | 6675.341
residential building shell | PATH Res Building Shell | 2030 | CAPITAL | REPLACEMENT | mobile home | USD/housing shell | census division | new england | 7109.1304
residential building shell | PATH Res Building Shell | 2030 | CAPITAL | REPLACEMENT | mobile home | USD/housing shell | census division | pacific | 7779.8202
residential building shell | PATH Res Building Shell | 2030 | CAPITAL | REPLACEMENT | mobile home | USD/housing shell | census division | south atlantic | 6053.0145
residential building shell | PATH Res Building Shell | 2030 | CAPITAL | REPLACEMENT | mobile home | USD/housing shell | census division | west north central | 5518.0711
residential building shell | PATH Res Building Shell | 2030 | CAPITAL | REPLACEMENT | mobile home | USD/housing shell | census division | west south central | 5527.7956
residential building shell | PATH Res Building Shell | 2030 | CAPITAL | REPLACEMENT | multi-family | USD/housing shell | census division | east north central | 3321.1901
residential building shell | PATH Res Building Shell | 2030 | CAPITAL | REPLACEMENT | multi-family | USD/housing shell | census division | east south central | 2688.5729
residential building shell | PATH Res Building Shell | 2030 | CAPITAL | REPLACEMENT | multi-family | USD/housing shell | census division | middle atlantic | 3596.398
residential building shell | PATH Res Building Shell | 2030 | CAPITAL | REPLACEMENT | multi-family | USD/housing shell | census division | mountain | 3140.0019
residential building shell | PATH Res Building Shell | 2030 | CAPITAL | REPLACEMENT | multi-family | USD/housing shell | census division | new england | 4047.4366
residential building shell | PATH Res Building Shell | 2030 | CAPITAL | REPLACEMENT | multi-family | USD/housing shell | census division | pacific | 3614.6734
residential building shell | PATH Res Building Shell | 2030 | CAPITAL | REPLACEMENT | multi-family | USD/housing shell | census division | south atlantic | 2767.6289
residential building shell | PATH Res Building Shell | 2030 | CAPITAL | REPLACEMENT | multi-family | USD/housing shell | census division | west north central | 2912.7597
residential building shell | PATH Res Building Shell | 2030 | CAPITAL | REPLACEMENT | multi-family | USD/housing shell | census division | west south central | 2600.9089
residential building shell | PATH Res Building Shell | 2030 | CAPITAL | REPLACEMENT | single-family | USD/housing shell | census division | east north central | 14358.1374
residential building shell | PATH Res Building Shell | 2030 | CAPITAL | REPLACEMENT | single-family | USD/housing shell | census division | east south central | 12406.4637
residential building shell | PATH Res Building Shell | 2030 | CAPITAL | REPLACEMENT | single-family | USD/housing shell | census division | middle atlantic | 16231.5915
residential building shell | PATH Res Building Shell | 2030 | CAPITAL | REPLACEMENT | single-family | USD/housing shell | census division | mountain | 13265.4448
residential building shell | PATH Res Building Shell | 2030 | CAPITAL | REPLACEMENT | single-family | USD/housing shell | census division | new england | 15740.6267
residential building shell | PATH Res Building Shell | 2030 | CAPITAL | REPLACEMENT | single-family | USD/housing shell | census division | pacific | 15634.1498
residential building shell | PATH Res Building Shell | 2030 | CAPITAL | REPLACEMENT | single-family | USD/housing shell | census division | south atlantic | 12805.497
residential building shell | PATH Res Building Shell | 2030 | CAPITAL | REPLACEMENT | single-family | USD/housing shell | census division | west north central | 11991.984
residential building shell | PATH Res Building Shell | 2030 | CAPITAL | REPLACEMENT | single-family | USD/housing shell | census division | west south central | 12337.4749
residential building shell | PATH Res Building Shell | 2031 | CAPITAL | NEW | mobile home | USD/housing shell | census division | east north central | 6763.097
residential building shell | PATH Res Building Shell | 2031 | CAPITAL | NEW | mobile home | USD/housing shell | census division | east south central | 5879.9097
residential building shell | PATH Res Building Shell | 2031 | CAPITAL | NEW | mobile home | USD/housing shell | census division | middle atlantic | 7109.1304
residential building shell | PATH Res Building Shell | 2031 | CAPITAL | NEW | mobile home | USD/housing shell | census division | mountain | 6675.341
residential building shell | PATH Res Building Shell | 2031 | CAPITAL | NEW | mobile home | USD/housing shell | census division | new england | 7109.1304
residential building shell | PATH Res Building Shell | 2031 | CAPITAL | NEW | mobile home | USD/housing shell | census division | pacific | 7779.8202
residential building shell | PATH Res Building Shell | 2031 | CAPITAL | NEW | mobile home | USD/housing shell | census division | south atlantic | 6053.0145
residential building shell | PATH Res Building Shell | 2031 | CAPITAL | NEW | mobile home | USD/housing shell | census division | west north central | 5518.0711
residential building shell | PATH Res Building Shell | 2031 | CAPITAL | NEW | mobile home | USD/housing shell | census division | west south central | 5527.7956
residential building shell | PATH Res Building Shell | 2031 | CAPITAL | NEW | multi-family | USD/housing shell | census division | east north central | 3321.1901
residential building shell | PATH Res Building Shell | 2031 | CAPITAL | NEW | multi-family | USD/housing shell | census division | east south central | 2688.5729
residential building shell | PATH Res Building Shell | 2031 | CAPITAL | NEW | multi-family | USD/housing shell | census division | middle atlantic | 3596.398
residential building shell | PATH Res Building Shell | 2031 | CAPITAL | NEW | multi-family | USD/housing shell | census division | mountain | 3140.0019
residential building shell | PATH Res Building Shell | 2031 | CAPITAL | NEW | multi-family | USD/housing shell | census division | new england | 4047.4366
residential building shell | PATH Res Building Shell | 2031 | CAPITAL | NEW | multi-family | USD/housing shell | census division | pacific | 3614.6734
residential building shell | PATH Res Building Shell | 2031 | CAPITAL | NEW | multi-family | USD/housing shell | census division | south atlantic | 2767.6289
residential building shell | PATH Res Building Shell | 2031 | CAPITAL | NEW | multi-family | USD/housing shell | census division | west north central | 2912.7597
residential building shell | PATH Res Building Shell | 2031 | CAPITAL | NEW | multi-family | USD/housing shell | census division | west south central | 2600.9089
residential building shell | PATH Res Building Shell | 2031 | CAPITAL | NEW | single-family | USD/housing shell | census division | east north central | 14358.1374
residential building shell | PATH Res Building Shell | 2031 | CAPITAL | NEW | single-family | USD/housing shell | census division | east south central | 12406.4637
residential building shell | PATH Res Building Shell | 2031 | CAPITAL | NEW | single-family | USD/housing shell | census division | middle atlantic | 16231.5915
residential building shell | PATH Res Building Shell | 2031 | CAPITAL | NEW | single-family | USD/housing shell | census division | mountain | 13265.4448
residential building shell | PATH Res Building Shell | 2031 | CAPITAL | NEW | single-family | USD/housing shell | census division | new england | 15740.6267
residential building shell | PATH Res Building Shell | 2031 | CAPITAL | NEW | single-family | USD/housing shell | census division | pacific | 15634.1498
residential building shell | PATH Res Building Shell | 2031 | CAPITAL | NEW | single-family | USD/housing shell | census division | south atlantic | 12805.497
residential building shell | PATH Res Building Shell | 2031 | CAPITAL | NEW | single-family | USD/housing shell | census division | west north central | 11991.984
residential building shell | PATH Res Building Shell | 2031 | CAPITAL | NEW | single-family | USD/housing shell | census division | west south central | 12337.4749
residential building shell | PATH Res Building Shell | 2031 | CAPITAL | REPLACEMENT | mobile home | USD/housing shell | census division | east north central | 6763.097
residential building shell | PATH Res Building Shell | 2031 | CAPITAL | REPLACEMENT | mobile home | USD/housing shell | census division | east south central | 5879.9097
residential building shell | PATH Res Building Shell | 2031 | CAPITAL | REPLACEMENT | mobile home | USD/housing shell | census division | middle atlantic | 7109.1304
residential building shell | PATH Res Building Shell | 2031 | CAPITAL | REPLACEMENT | mobile home | USD/housing shell | census division | mountain | 6675.341
residential building shell | PATH Res Building Shell | 2031 | CAPITAL | REPLACEMENT | mobile home | USD/housing shell | census division | new england | 7109.1304
residential building shell | PATH Res Building Shell | 2031 | CAPITAL | REPLACEMENT | mobile home | USD/housing shell | census division | pacific | 7779.8202
residential building shell | PATH Res Building Shell | 2031 | CAPITAL | REPLACEMENT | mobile home | USD/housing shell | census division | south atlantic | 6053.0145
residential building shell | PATH Res Building Shell | 2031 | CAPITAL | REPLACEMENT | mobile home | USD/housing shell | census division | west north central | 5518.0711
residential building shell | PATH Res Building Shell | 2031 | CAPITAL | REPLACEMENT | mobile home | USD/housing shell | census division | west south central | 5527.7956
residential building shell | PATH Res Building Shell | 2031 | CAPITAL | REPLACEMENT | multi-family | USD/housing shell | census division | east north central | 3321.1901
residential building shell | PATH Res Building Shell | 2031 | CAPITAL | REPLACEMENT | multi-family | USD/housing shell | census division | east south central | 2688.5729
residential building shell | PATH Res Building Shell | 2031 | CAPITAL | REPLACEMENT | multi-family | USD/housing shell | census division | middle atlantic | 3596.398
residential building shell | PATH Res Building Shell | 2031 | CAPITAL | REPLACEMENT | multi-family | USD/housing shell | census division | mountain | 3140.0019
residential building shell | PATH Res Building Shell | 2031 | CAPITAL | REPLACEMENT | multi-family | USD/housing shell | census division | new england | 4047.4366
residential building shell | PATH Res Building Shell | 2031 | CAPITAL | REPLACEMENT | multi-family | USD/housing shell | census division | pacific | 3614.6734
residential building shell | PATH Res Building Shell | 2031 | CAPITAL | REPLACEMENT | multi-family | USD/housing shell | census division | south atlantic | 2767.6289
residential building shell | PATH Res Building Shell | 2031 | CAPITAL | REPLACEMENT | multi-family | USD/housing shell | census division | west north central | 2912.7597
residential building shell | PATH Res Building Shell | 2031 | CAPITAL | REPLACEMENT | multi-family | USD/housing shell | census division | west south central | 2600.9089
residential building shell | PATH Res Building Shell | 2031 | CAPITAL | REPLACEMENT | single-family | USD/housing shell | census division | east north central | 14358.1374
residential building shell | PATH Res Building Shell | 2031 | CAPITAL | REPLACEMENT | single-family | USD/housing shell | census division | east south central | 12406.4637
residential building shell | PATH Res Building Shell | 2031 | CAPITAL | REPLACEMENT | single-family | USD/housing shell | census division | middle atlantic | 16231.5915
residential building shell | PATH Res Building Shell | 2031 | CAPITAL | REPLACEMENT | single-family | USD/housing shell | census division | mountain | 13265.4448
residential building shell | PATH Res Building Shell | 2031 | CAPITAL | REPLACEMENT | single-family | USD/housing shell | census division | new england | 15740.6267
residential building shell | PATH Res Building Shell | 2031 | CAPITAL | REPLACEMENT | single-family | USD/housing shell | census division | pacific | 15634.1498
residential building shell | PATH Res Building Shell | 2031 | CAPITAL | REPLACEMENT | single-family | USD/housing shell | census division | south atlantic | 12805.497
residential building shell | PATH Res Building Shell | 2031 | CAPITAL | REPLACEMENT | single-family | USD/housing shell | census division | west north central | 11991.984
residential building shell | PATH Res Building Shell | 2031 | CAPITAL | REPLACEMENT | single-family | USD/housing shell | census division | west south central | 12337.4749
residential building shell | PATH Res Building Shell | 2032 | CAPITAL | NEW | mobile home | USD/housing shell | census division | east north central | 6763.097
residential building shell | PATH Res Building Shell | 2032 | CAPITAL | NEW | mobile home | USD/housing shell | census division | east south central | 5879.9097
residential building shell | PATH Res Building Shell | 2032 | CAPITAL | NEW | mobile home | USD/housing shell | census division | middle atlantic | 7109.1304
residential building shell | PATH Res Building Shell | 2032 | CAPITAL | NEW | mobile home | USD/housing shell | census division | mountain | 6675.341
residential building shell | PATH Res Building Shell | 2032 | CAPITAL | NEW | mobile home | USD/housing shell | census division | new england | 7109.1304
residential building shell | PATH Res Building Shell | 2032 | CAPITAL | NEW | mobile home | USD/housing shell | census division | pacific | 7779.8202
residential building shell | PATH Res Building Shell | 2032 | CAPITAL | NEW | mobile home | USD/housing shell | census division | south atlantic | 6053.0145
residential building shell | PATH Res Building Shell | 2032 | CAPITAL | NEW | mobile home | USD/housing shell | census division | west north central | 5518.0711
residential building shell | PATH Res Building Shell | 2032 | CAPITAL | NEW | mobile home | USD/housing shell | census division | west south central | 5527.7956
residential building shell | PATH Res Building Shell | 2032 | CAPITAL | NEW | multi-family | USD/housing shell | census division | east north central | 3321.1901
residential building shell | PATH Res Building Shell | 2032 | CAPITAL | NEW | multi-family | USD/housing shell | census division | east south central | 2688.5729
residential building shell | PATH Res Building Shell | 2032 | CAPITAL | NEW | multi-family | USD/housing shell | census division | middle atlantic | 3596.398
residential building shell | PATH Res Building Shell | 2032 | CAPITAL | NEW | multi-family | USD/housing shell | census division | mountain | 3140.0019
residential building shell | PATH Res Building Shell | 2032 | CAPITAL | NEW | multi-family | USD/housing shell | census division | new england | 4047.4366
residential building shell | PATH Res Building Shell | 2032 | CAPITAL | NEW | multi-family | USD/housing shell | census division | pacific | 3614.6734
residential building shell | PATH Res Building Shell | 2032 | CAPITAL | NEW | multi-family | USD/housing shell | census division | south atlantic | 2767.6289
residential building shell | PATH Res Building Shell | 2032 | CAPITAL | NEW | multi-family | USD/housing shell | census division | west north central | 2912.7597
residential building shell | PATH Res Building Shell | 2032 | CAPITAL | NEW | multi-family | USD/housing shell | census division | west south central | 2600.9089
residential building shell | PATH Res Building Shell | 2032 | CAPITAL | NEW | single-family | USD/housing shell | census division | east north central | 14358.1374
residential building shell | PATH Res Building Shell | 2032 | CAPITAL | NEW | single-family | USD/housing shell | census division | east south central | 12406.4637
residential building shell | PATH Res Building Shell | 2032 | CAPITAL | NEW | single-family | USD/housing shell | census division | middle atlantic | 16231.5915
residential building shell | PATH Res Building Shell | 2032 | CAPITAL | NEW | single-family | USD/housing shell | census division | mountain | 13265.4448
residential building shell | PATH Res Building Shell | 2032 | CAPITAL | NEW | single-family | USD/housing shell | census division | new england | 15740.6267
residential building shell | PATH Res Building Shell | 2032 | CAPITAL | NEW | single-family | USD/housing shell | census division | pacific | 15634.1498
residential building shell | PATH Res Building Shell | 2032 | CAPITAL | NEW | single-family | USD/housing shell | census division | south atlantic | 12805.497
residential building shell | PATH Res Building Shell | 2032 | CAPITAL | NEW | single-family | USD/housing shell | census division | west north central | 11991.984
residential building shell | PATH Res Building Shell | 2032 | CAPITAL | NEW | single-family | USD/housing shell | census division | west south central | 12337.4749
residential building shell | PATH Res Building Shell | 2032 | CAPITAL | REPLACEMENT | mobile home | USD/housing shell | census division | east north central | 6763.097
residential building shell | PATH Res Building Shell | 2032 | CAPITAL | REPLACEMENT | mobile home | USD/housing shell | census division | east south central | 5879.9097
residential building shell | PATH Res Building Shell | 2032 | CAPITAL | REPLACEMENT | mobile home | USD/housing shell | census division | middle atlantic | 7109.1304
residential building shell | PATH Res Building Shell | 2032 | CAPITAL | REPLACEMENT | mobile home | USD/housing shell | census division | mountain | 6675.341
residential building shell | PATH Res Building Shell | 2032 | CAPITAL | REPLACEMENT | mobile home | USD/housing shell | census division | new england | 7109.1304
residential building shell | PATH Res Building Shell | 2032 | CAPITAL | REPLACEMENT | mobile home | USD/housing shell | census division | pacific | 7779.8202
residential building shell | PATH Res Building Shell | 2032 | CAPITAL | REPLACEMENT | mobile home | USD/housing shell | census division | south atlantic | 6053.0145
residential building shell | PATH Res Building Shell | 2032 | CAPITAL | REPLACEMENT | mobile home | USD/housing shell | census division | west north central | 5518.0711
residential building shell | PATH Res Building Shell | 2032 | CAPITAL | REPLACEMENT | mobile home | USD/housing shell | census division | west south central | 5527.7956
residential building shell | PATH Res Building Shell | 2032 | CAPITAL | REPLACEMENT | multi-family | USD/housing shell | census division | east north central | 3321.1901
residential building shell | PATH Res Building Shell | 2032 | CAPITAL | REPLACEMENT | multi-family | USD/housing shell | census division | east south central | 2688.5729
residential building shell | PATH Res Building Shell | 2032 | CAPITAL | REPLACEMENT | multi-family | USD/housing shell | census division | middle atlantic | 3596.398
residential building shell | PATH Res Building Shell | 2032 | CAPITAL | REPLACEMENT | multi-family | USD/housing shell | census division | mountain | 3140.0019
residential building shell | PATH Res Building Shell | 2032 | CAPITAL | REPLACEMENT | multi-family | USD/housing shell | census division | new england | 4047.4366
residential building shell | PATH Res Building Shell | 2032 | CAPITAL | REPLACEMENT | multi-family | USD/housing shell | census division | pacific | 3614.6734
residential building shell | PATH Res Building Shell | 2032 | CAPITAL | REPLACEMENT | multi-family | USD/housing shell | census division | south atlantic | 2767.6289
residential building shell | PATH Res Building Shell | 2032 | CAPITAL | REPLACEMENT | multi-family | USD/housing shell | census division | west north central | 2912.7597
residential building shell | PATH Res Building Shell | 2032 | CAPITAL | REPLACEMENT | multi-family | USD/housing shell | census division | west south central | 2600.9089
residential building shell | PATH Res Building Shell | 2032 | CAPITAL | REPLACEMENT | single-family | USD/housing shell | census division | east north central | 14358.1374
residential building shell | PATH Res Building Shell | 2032 | CAPITAL | REPLACEMENT | single-family | USD/housing shell | census division | east south central | 12406.4637
residential building shell | PATH Res Building Shell | 2032 | CAPITAL | REPLACEMENT | single-family | USD/housing shell | census division | middle atlantic | 16231.5915
residential building shell | PATH Res Building Shell | 2032 | CAPITAL | REPLACEMENT | single-family | USD/housing shell | census division | mountain | 13265.4448
residential building shell | PATH Res Building Shell | 2032 | CAPITAL | REPLACEMENT | single-family | USD/housing shell | census division | new england | 15740.6267
residential building shell | PATH Res Building Shell | 2032 | CAPITAL | REPLACEMENT | single-family | USD/housing shell | census division | pacific | 15634.1498
residential building shell | PATH Res Building Shell | 2032 | CAPITAL | REPLACEMENT | single-family | USD/housing shell | census division | south atlantic | 12805.497
residential building shell | PATH Res Building Shell | 2032 | CAPITAL | REPLACEMENT | single-family | USD/housing shell | census division | west north central | 11991.984
residential building shell | PATH Res Building Shell | 2032 | CAPITAL | REPLACEMENT | single-family | USD/housing shell | census division | west south central | 12337.4749
residential building shell | PATH Res Building Shell | 2033 | CAPITAL | NEW | mobile home | USD/housing shell | census division | east north central | 6763.097
residential building shell | PATH Res Building Shell | 2033 | CAPITAL | NEW | mobile home | USD/housing shell | census division | east south central | 5879.9097
residential building shell | PATH Res Building Shell | 2033 | CAPITAL | NEW | mobile home | USD/housing shell | census division | middle atlantic | 7109.1304
residential building shell | PATH Res Building Shell | 2033 | CAPITAL | NEW | mobile home | USD/housing shell | census division | mountain | 6675.341
residential building shell | PATH Res Building Shell | 2033 | CAPITAL | NEW | mobile home | USD/housing shell | census division | new england | 7109.1304
residential building shell | PATH Res Building Shell | 2033 | CAPITAL | NEW | mobile home | USD/housing shell | census division | pacific | 7779.8202
residential building shell | PATH Res Building Shell | 2033 | CAPITAL | NEW | mobile home | USD/housing shell | census division | south atlantic | 6053.0145
residential building shell | PATH Res Building Shell | 2033 | CAPITAL | NEW | mobile home | USD/housing shell | census division | west north central | 5518.0711
residential building shell | PATH Res Building Shell | 2033 | CAPITAL | NEW | mobile home | USD/housing shell | census division | west south central | 5527.7956
residential building shell | PATH Res Building Shell | 2033 | CAPITAL | NEW | multi-family | USD/housing shell | census division | east north central | 3321.1901
residential building shell | PATH Res Building Shell | 2033 | CAPITAL | NEW | multi-family | USD/housing shell | census division | east south central | 2688.5729
residential building shell | PATH Res Building Shell | 2033 | CAPITAL | NEW | multi-family | USD/housing shell | census division | middle atlantic | 3596.398
residential building shell | PATH Res Building Shell | 2033 | CAPITAL | NEW | multi-family | USD/housing shell | census division | mountain | 3140.0019
residential building shell | PATH Res Building Shell | 2033 | CAPITAL | NEW | multi-family | USD/housing shell | census division | new england | 4047.4366
residential building shell | PATH Res Building Shell | 2033 | CAPITAL | NEW | multi-family | USD/housing shell | census division | pacific | 3614.6734
residential building shell | PATH Res Building Shell | 2033 | CAPITAL | NEW | multi-family | USD/housing shell | census division | south atlantic | 2767.6289
residential building shell | PATH Res Building Shell | 2033 | CAPITAL | NEW | multi-family | USD/housing shell | census division | west north central | 2912.7597
residential building shell | PATH Res Building Shell | 2033 | CAPITAL | NEW | multi-family | USD/housing shell | census division | west south central | 2600.9089
residential building shell | PATH Res Building Shell | 2033 | CAPITAL | NEW | single-family | USD/housing shell | census division | east north central | 14358.1374
residential building shell | PATH Res Building Shell | 2033 | CAPITAL | NEW | single-family | USD/housing shell | census division | east south central | 12406.4637
residential building shell | PATH Res Building Shell | 2033 | CAPITAL | NEW | single-family | USD/housing shell | census division | middle atlantic | 16231.5915
residential building shell | PATH Res Building Shell | 2033 | CAPITAL | NEW | single-family | USD/housing shell | census division | mountain | 13265.4448
residential building shell | PATH Res Building Shell | 2033 | CAPITAL | NEW | single-family | USD/housing shell | census division | new england | 15740.6267
residential building shell | PATH Res Building Shell | 2033 | CAPITAL | NEW | single-family | USD/housing shell | census division | pacific | 15634.1498
residential building shell | PATH Res Building Shell | 2033 | CAPITAL | NEW | single-family | USD/housing shell | census division | south atlantic | 12805.497
residential building shell | PATH Res Building Shell | 2033 | CAPITAL | NEW | single-family | USD/housing shell | census division | west north central | 11991.984
residential building shell | PATH Res Building Shell | 2033 | CAPITAL | NEW | single-family | USD/housing shell | census division | west south central | 12337.4749
residential building shell | PATH Res Building Shell | 2033 | CAPITAL | REPLACEMENT | mobile home | USD/housing shell | census division | east north central | 6763.097
residential building shell | PATH Res Building Shell | 2033 | CAPITAL | REPLACEMENT | mobile home | USD/housing shell | census division | east south central | 5879.9097
residential building shell | PATH Res Building Shell | 2033 | CAPITAL | REPLACEMENT | mobile home | USD/housing shell | census division | middle atlantic | 7109.1304
residential building shell | PATH Res Building Shell | 2033 | CAPITAL | REPLACEMENT | mobile home | USD/housing shell | census division | mountain | 6675.341
residential building shell | PATH Res Building Shell | 2033 | CAPITAL | REPLACEMENT | mobile home | USD/housing shell | census division | new england | 7109.1304
residential building shell | PATH Res Building Shell | 2033 | CAPITAL | REPLACEMENT | mobile home | USD/housing shell | census division | pacific | 7779.8202
residential building shell | PATH Res Building Shell | 2033 | CAPITAL | REPLACEMENT | mobile home | USD/housing shell | census division | south atlantic | 6053.0145
residential building shell | PATH Res Building Shell | 2033 | CAPITAL | REPLACEMENT | mobile home | USD/housing shell | census division | west north central | 5518.0711
residential building shell | PATH Res Building Shell | 2033 | CAPITAL | REPLACEMENT | mobile home | USD/housing shell | census division | west south central | 5527.7956
residential building shell | PATH Res Building Shell | 2033 | CAPITAL | REPLACEMENT | multi-family | USD/housing shell | census division | east north central | 3321.1901
residential building shell | PATH Res Building Shell | 2033 | CAPITAL | REPLACEMENT | multi-family | USD/housing shell | census division | east south central | 2688.5729
residential building shell | PATH Res Building Shell | 2033 | CAPITAL | REPLACEMENT | multi-family | USD/housing shell | census division | middle atlantic | 3596.398
residential building shell | PATH Res Building Shell | 2033 | CAPITAL | REPLACEMENT | multi-family | USD/housing shell | census division | mountain | 3140.0019
residential building shell | PATH Res Building Shell | 2033 | CAPITAL | REPLACEMENT | multi-family | USD/housing shell | census division | new england | 4047.4366
residential building shell | PATH Res Building Shell | 2033 | CAPITAL | REPLACEMENT | multi-family | USD/housing shell | census division | pacific | 3614.6734
residential building shell | PATH Res Building Shell | 2033 | CAPITAL | REPLACEMENT | multi-family | USD/housing shell | census division | south atlantic | 2767.6289
residential building shell | PATH Res Building Shell | 2033 | CAPITAL | REPLACEMENT | multi-family | USD/housing shell | census division | west north central | 2912.7597
residential building shell | PATH Res Building Shell | 2033 | CAPITAL | REPLACEMENT | multi-family | USD/housing shell | census division | west south central | 2600.9089
residential building shell | PATH Res Building Shell | 2033 | CAPITAL | REPLACEMENT | single-family | USD/housing shell | census division | east north central | 14358.1374
residential building shell | PATH Res Building Shell | 2033 | CAPITAL | REPLACEMENT | single-family | USD/housing shell | census division | east south central | 12406.4637
residential building shell | PATH Res Building Shell | 2033 | CAPITAL | REPLACEMENT | single-family | USD/housing shell | census division | middle atlantic | 16231.5915
residential building shell | PATH Res Building Shell | 2033 | CAPITAL | REPLACEMENT | single-family | USD/housing shell | census division | mountain | 13265.4448
residential building shell | PATH Res Building Shell | 2033 | CAPITAL | REPLACEMENT | single-family | USD/housing shell | census division | new england | 15740.6267
residential building shell | PATH Res Building Shell | 2033 | CAPITAL | REPLACEMENT | single-family | USD/housing shell | census division | pacific | 15634.1498
residential building shell | PATH Res Building Shell | 2033 | CAPITAL | REPLACEMENT | single-family | USD/housing shell | census division | south atlantic | 12805.497
residential building shell | PATH Res Building Shell | 2033 | CAPITAL | REPLACEMENT | single-family | USD/housing shell | census division | west north central | 11991.984
residential building shell | PATH Res Building Shell | 2033 | CAPITAL | REPLACEMENT | single-family | USD/housing shell | census division | west south central | 12337.4749
residential building shell | PATH Res Building Shell | 2034 | CAPITAL | NEW | mobile home | USD/housing shell | census division | east north central | 6763.097
residential building shell | PATH Res Building Shell | 2034 | CAPITAL | NEW | mobile home | USD/housing shell | census division | east south central | 5879.9097
residential building shell | PATH Res Building Shell | 2034 | CAPITAL | NEW | mobile home | USD/housing shell | census division | middle atlantic | 7109.1304
residential building shell | PATH Res Building Shell | 2034 | CAPITAL | NEW | mobile home | USD/housing shell | census division | mountain | 6675.341
residential building shell | PATH Res Building Shell | 2034 | CAPITAL | NEW | mobile home | USD/housing shell | census division | new england | 7109.1304
residential building shell | PATH Res Building Shell | 2034 | CAPITAL | NEW | mobile home | USD/housing shell | census division | pacific | 7779.8202
residential building shell | PATH Res Building Shell | 2034 | CAPITAL | NEW | mobile home | USD/housing shell | census division | south atlantic | 6053.0145
residential building shell | PATH Res Building Shell | 2034 | CAPITAL | NEW | mobile home | USD/housing shell | census division | west north central | 5518.0711
residential building shell | PATH Res Building Shell | 2034 | CAPITAL | NEW | mobile home | USD/housing shell | census division | west south central | 5527.7956
residential building shell | PATH Res Building Shell | 2034 | CAPITAL | NEW | multi-family | USD/housing shell | census division | east north central | 3321.1901
residential building shell | PATH Res Building Shell | 2034 | CAPITAL | NEW | multi-family | USD/housing shell | census division | east south central | 2688.5729
residential building shell | PATH Res Building Shell | 2034 | CAPITAL | NEW | multi-family | USD/housing shell | census division | middle atlantic | 3596.398
residential building shell | PATH Res Building Shell | 2034 | CAPITAL | NEW | multi-family | USD/housing shell | census division | mountain | 3140.0019
residential building shell | PATH Res Building Shell | 2034 | CAPITAL | NEW | multi-family | USD/housing shell | census division | new england | 4047.4366
residential building shell | PATH Res Building Shell | 2034 | CAPITAL | NEW | multi-family | USD/housing shell | census division | pacific | 3614.6734
residential building shell | PATH Res Building Shell | 2034 | CAPITAL | NEW | multi-family | USD/housing shell | census division | south atlantic | 2767.6289
residential building shell | PATH Res Building Shell | 2034 | CAPITAL | NEW | multi-family | USD/housing shell | census division | west north central | 2912.7597
residential building shell | PATH Res Building Shell | 2034 | CAPITAL | NEW | multi-family | USD/housing shell | census division | west south central | 2600.9089
residential building shell | PATH Res Building Shell | 2034 | CAPITAL | NEW | single-family | USD/housing shell | census division | east north central | 14358.1374
residential building shell | PATH Res Building Shell | 2034 | CAPITAL | NEW | single-family | USD/housing shell | census division | east south central | 12406.4637
residential building shell | PATH Res Building Shell | 2034 | CAPITAL | NEW | single-family | USD/housing shell | census division | middle atlantic | 16231.5915
residential building shell | PATH Res Building Shell | 2034 | CAPITAL | NEW | single-family | USD/housing shell | census division | mountain | 13265.4448
residential building shell | PATH Res Building Shell | 2034 | CAPITAL | NEW | single-family | USD/housing shell | census division | new england | 15740.6267
residential building shell | PATH Res Building Shell | 2034 | CAPITAL | NEW | single-family | USD/housing shell | census division | pacific | 15634.1498
residential building shell | PATH Res Building Shell | 2034 | CAPITAL | NEW | single-family | USD/housing shell | census division | south atlantic | 12805.497
residential building shell | PATH Res Building Shell | 2034 | CAPITAL | NEW | single-family | USD/housing shell | census division | west north central | 11991.984
residential building shell | PATH Res Building Shell | 2034 | CAPITAL | NEW | single-family | USD/housing shell | census division | west south central | 12337.4749
residential building shell | PATH Res Building Shell | 2034 | CAPITAL | REPLACEMENT | mobile home | USD/housing shell | census division | east north central | 6763.097
residential building shell | PATH Res Building Shell | 2034 | CAPITAL | REPLACEMENT | mobile home | USD/housing shell | census division | east south central | 5879.9097
residential building shell | PATH Res Building Shell | 2034 | CAPITAL | REPLACEMENT | mobile home | USD/housing shell | census division | middle atlantic | 7109.1304
residential building shell | PATH Res Building Shell | 2034 | CAPITAL | REPLACEMENT | mobile home | USD/housing shell | census division | mountain | 6675.341
residential building shell | PATH Res Building Shell | 2034 | CAPITAL | REPLACEMENT | mobile home | USD/housing shell | census division | new england | 7109.1304
residential building shell | PATH Res Building Shell | 2034 | CAPITAL | REPLACEMENT | mobile home | USD/housing shell | census division | pacific | 7779.8202
residential building shell | PATH Res Building Shell | 2034 | CAPITAL | REPLACEMENT | mobile home | USD/housing shell | census division | south atlantic | 6053.0145
residential building shell | PATH Res Building Shell | 2034 | CAPITAL | REPLACEMENT | mobile home | USD/housing shell | census division | west north central | 5518.0711
residential building shell | PATH Res Building Shell | 2034 | CAPITAL | REPLACEMENT | mobile home | USD/housing shell | census division | west south central | 5527.7956
residential building shell | PATH Res Building Shell | 2034 | CAPITAL | REPLACEMENT | multi-family | USD/housing shell | census division | east north central | 3321.1901
residential building shell | PATH Res Building Shell | 2034 | CAPITAL | REPLACEMENT | multi-family | USD/housing shell | census division | east south central | 2688.5729
residential building shell | PATH Res Building Shell | 2034 | CAPITAL | REPLACEMENT | multi-family | USD/housing shell | census division | middle atlantic | 3596.398
residential building shell | PATH Res Building Shell | 2034 | CAPITAL | REPLACEMENT | multi-family | USD/housing shell | census division | mountain | 3140.0019
residential building shell | PATH Res Building Shell | 2034 | CAPITAL | REPLACEMENT | multi-family | USD/housing shell | census division | new england | 4047.4366
residential building shell | PATH Res Building Shell | 2034 | CAPITAL | REPLACEMENT | multi-family | USD/housing shell | census division | pacific | 3614.6734
residential building shell | PATH Res Building Shell | 2034 | CAPITAL | REPLACEMENT | multi-family | USD/housing shell | census division | south atlantic | 2767.6289
residential building shell | PATH Res Building Shell | 2034 | CAPITAL | REPLACEMENT | multi-family | USD/housing shell | census division | west north central | 2912.7597
residential building shell | PATH Res Building Shell | 2034 | CAPITAL | REPLACEMENT | multi-family | USD/housing shell | census division | west south central | 2600.9089
residential building shell | PATH Res Building Shell | 2034 | CAPITAL | REPLACEMENT | single-family | USD/housing shell | census division | east north central | 14358.1374
residential building shell | PATH Res Building Shell | 2034 | CAPITAL | REPLACEMENT | single-family | USD/housing shell | census division | east south central | 12406.4637
residential building shell | PATH Res Building Shell | 2034 | CAPITAL | REPLACEMENT | single-family | USD/housing shell | census division | middle atlantic | 16231.5915
residential building shell | PATH Res Building Shell | 2034 | CAPITAL | REPLACEMENT | single-family | USD/housing shell | census division | mountain | 13265.4448
residential building shell | PATH Res Building Shell | 2034 | CAPITAL | REPLACEMENT | single-family | USD/housing shell | census division | new england | 15740.6267
residential building shell | PATH Res Building Shell | 2034 | CAPITAL | REPLACEMENT | single-family | USD/housing shell | census division | pacific | 15634.1498
residential building shell | PATH Res Building Shell | 2034 | CAPITAL | REPLACEMENT | single-family | USD/housing shell | census division | south atlantic | 12805.497
residential building shell | PATH Res Building Shell | 2034 | CAPITAL | REPLACEMENT | single-family | USD/housing shell | census division | west north central | 11991.984
residential building shell | PATH Res Building Shell | 2034 | CAPITAL | REPLACEMENT | single-family | USD/housing shell | census division | west south central | 12337.4749
residential building shell | PATH Res Building Shell | 2035 | CAPITAL | NEW | mobile home | USD/housing shell | census division | east north central | 6763.097
residential building shell | PATH Res Building Shell | 2035 | CAPITAL | NEW | mobile home | USD/housing shell | census division | east south central | 5879.9097
residential building shell | PATH Res Building Shell | 2035 | CAPITAL | NEW | mobile home | USD/housing shell | census division | middle atlantic | 7109.1304
residential building shell | PATH Res Building Shell | 2035 | CAPITAL | NEW | mobile home | USD/housing shell | census division | mountain | 6675.341
residential building shell | PATH Res Building Shell | 2035 | CAPITAL | NEW | mobile home | USD/housing shell | census division | new england | 7109.1304
residential building shell | PATH Res Building Shell | 2035 | CAPITAL | NEW | mobile home | USD/housing shell | census division | pacific | 7779.8202
residential building shell | PATH Res Building Shell | 2035 | CAPITAL | NEW | mobile home | USD/housing shell | census division | south atlantic | 6053.0145
residential building shell | PATH Res Building Shell | 2035 | CAPITAL | NEW | mobile home | USD/housing shell | census division | west north central | 5518.0711
residential building shell | PATH Res Building Shell | 2035 | CAPITAL | NEW | mobile home | USD/housing shell | census division | west south central | 5527.7956
residential building shell | PATH Res Building Shell | 2035 | CAPITAL | NEW | multi-family | USD/housing shell | census division | east north central | 3321.1901
residential building shell | PATH Res Building Shell | 2035 | CAPITAL | NEW | multi-family | USD/housing shell | census division | east south central | 2688.5729
residential building shell | PATH Res Building Shell | 2035 | CAPITAL | NEW | multi-family | USD/housing shell | census division | middle atlantic | 3596.398
residential building shell | PATH Res Building Shell | 2035 | CAPITAL | NEW | multi-family | USD/housing shell | census division | mountain | 3140.0019
residential building shell | PATH Res Building Shell | 2035 | CAPITAL | NEW | multi-family | USD/housing shell | census division | new england | 4047.4366
residential building shell | PATH Res Building Shell | 2035 | CAPITAL | NEW | multi-family | USD/housing shell | census division | pacific | 3614.6734
residential building shell | PATH Res Building Shell | 2035 | CAPITAL | NEW | multi-family | USD/housing shell | census division | south atlantic | 2767.6289
residential building shell | PATH Res Building Shell | 2035 | CAPITAL | NEW | multi-family | USD/housing shell | census division | west north central | 2912.7597
residential building shell | PATH Res Building Shell | 2035 | CAPITAL | NEW | multi-family | USD/housing shell | census division | west south central | 2600.9089
residential building shell | PATH Res Building Shell | 2035 | CAPITAL | NEW | single-family | USD/housing shell | census division | east north central | 14358.1374
residential building shell | PATH Res Building Shell | 2035 | CAPITAL | NEW | single-family | USD/housing shell | census division | east south central | 12406.4637
residential building shell | PATH Res Building Shell | 2035 | CAPITAL | NEW | single-family | USD/housing shell | census division | middle atlantic | 16231.5915
residential building shell | PATH Res Building Shell | 2035 | CAPITAL | NEW | single-family | USD/housing shell | census division | mountain | 13265.4448
residential building shell | PATH Res Building Shell | 2035 | CAPITAL | NEW | single-family | USD/housing shell | census division | new england | 15740.6267
residential building shell | PATH Res Building Shell | 2035 | CAPITAL | NEW | single-family | USD/housing shell | census division | pacific | 15634.1498
residential building shell | PATH Res Building Shell | 2035 | CAPITAL | NEW | single-family | USD/housing shell | census division | south atlantic | 12805.497
residential building shell | PATH Res Building Shell | 2035 | CAPITAL | NEW | single-family | USD/housing shell | census division | west north central | 11991.984
residential building shell | PATH Res Building Shell | 2035 | CAPITAL | NEW | single-family | USD/housing shell | census division | west south central | 12337.4749
residential building shell | PATH Res Building Shell | 2035 | CAPITAL | REPLACEMENT | mobile home | USD/housing shell | census division | east north central | 6763.097
residential building shell | PATH Res Building Shell | 2035 | CAPITAL | REPLACEMENT | mobile home | USD/housing shell | census division | east south central | 5879.9097
residential building shell | PATH Res Building Shell | 2035 | CAPITAL | REPLACEMENT | mobile home | USD/housing shell | census division | middle atlantic | 7109.1304
residential building shell | PATH Res Building Shell | 2035 | CAPITAL | REPLACEMENT | mobile home | USD/housing shell | census division | mountain | 6675.341
residential building shell | PATH Res Building Shell | 2035 | CAPITAL | REPLACEMENT | mobile home | USD/housing shell | census division | new england | 7109.1304
residential building shell | PATH Res Building Shell | 2035 | CAPITAL | REPLACEMENT | mobile home | USD/housing shell | census division | pacific | 7779.8202
residential building shell | PATH Res Building Shell | 2035 | CAPITAL | REPLACEMENT | mobile home | USD/housing shell | census division | south atlantic | 6053.0145
residential building shell | PATH Res Building Shell | 2035 | CAPITAL | REPLACEMENT | mobile home | USD/housing shell | census division | west north central | 5518.0711
residential building shell | PATH Res Building Shell | 2035 | CAPITAL | REPLACEMENT | mobile home | USD/housing shell | census division | west south central | 5527.7956
residential building shell | PATH Res Building Shell | 2035 | CAPITAL | REPLACEMENT | multi-family | USD/housing shell | census division | east north central | 3321.1901
residential building shell | PATH Res Building Shell | 2035 | CAPITAL | REPLACEMENT | multi-family | USD/housing shell | census division | east south central | 2688.5729
residential building shell | PATH Res Building Shell | 2035 | CAPITAL | REPLACEMENT | multi-family | USD/housing shell | census division | middle atlantic | 3596.398
residential building shell | PATH Res Building Shell | 2035 | CAPITAL | REPLACEMENT | multi-family | USD/housing shell | census division | mountain | 3140.0019
residential building shell | PATH Res Building Shell | 2035 | CAPITAL | REPLACEMENT | multi-family | USD/housing shell | census division | new england | 4047.4366
residential building shell | PATH Res Building Shell | 2035 | CAPITAL | REPLACEMENT | multi-family | USD/housing shell | census division | pacific | 3614.6734
residential building shell | PATH Res Building Shell | 2035 | CAPITAL | REPLACEMENT | multi-family | USD/housing shell | census division | south atlantic | 2767.6289
residential building shell | PATH Res Building Shell | 2035 | CAPITAL | REPLACEMENT | multi-family | USD/housing shell | census division | west north central | 2912.7597
residential building shell | PATH Res Building Shell | 2035 | CAPITAL | REPLACEMENT | multi-family | USD/housing shell | census division | west south central | 2600.9089
residential building shell | PATH Res Building Shell | 2035 | CAPITAL | REPLACEMENT | single-family | USD/housing shell | census division | east north central | 14358.1374
residential building shell | PATH Res Building Shell | 2035 | CAPITAL | REPLACEMENT | single-family | USD/housing shell | census division | east south central | 12406.4637
residential building shell | PATH Res Building Shell | 2035 | CAPITAL | REPLACEMENT | single-family | USD/housing shell | census division | middle atlantic | 16231.5915
residential building shell | PATH Res Building Shell | 2035 | CAPITAL | REPLACEMENT | single-family | USD/housing shell | census division | mountain | 13265.4448
residential building shell | PATH Res Building Shell | 2035 | CAPITAL | REPLACEMENT | single-family | USD/housing shell | census division | new england | 15740.6267
residential building shell | PATH Res Building Shell | 2035 | CAPITAL | REPLACEMENT | single-family | USD/housing shell | census division | pacific | 15634.1498
residential building shell | PATH Res Building Shell | 2035 | CAPITAL | REPLACEMENT | single-family | USD/housing shell | census division | south atlantic | 12805.497
residential building shell | PATH Res Building Shell | 2035 | CAPITAL | REPLACEMENT | single-family | USD/housing shell | census division | west north central | 11991.984
residential building shell | PATH Res Building Shell | 2035 | CAPITAL | REPLACEMENT | single-family | USD/housing shell | census division | west south central | 12337.4749
residential building shell | PATH Res Building Shell | 2036 | CAPITAL | NEW | mobile home | USD/housing shell | census division | east north central | 6763.097
residential building shell | PATH Res Building Shell | 2036 | CAPITAL | NEW | mobile home | USD/housing shell | census division | east south central | 5879.9097
residential building shell | PATH Res Building Shell | 2036 | CAPITAL | NEW | mobile home | USD/housing shell | census division | middle atlantic | 7109.1304
residential building shell | PATH Res Building Shell | 2036 | CAPITAL | NEW | mobile home | USD/housing shell | census division | mountain | 6675.341
residential building shell | PATH Res Building Shell | 2036 | CAPITAL | NEW | mobile home | USD/housing shell | census division | new england | 7109.1304
residential building shell | PATH Res Building Shell | 2036 | CAPITAL | NEW | mobile home | USD/housing shell | census division | pacific | 7779.8202
residential building shell | PATH Res Building Shell | 2036 | CAPITAL | NEW | mobile home | USD/housing shell | census division | south atlantic | 6053.0145
residential building shell | PATH Res Building Shell | 2036 | CAPITAL | NEW | mobile home | USD/housing shell | census division | west north central | 5518.0711
residential building shell | PATH Res Building Shell | 2036 | CAPITAL | NEW | mobile home | USD/housing shell | census division | west south central | 5527.7956
residential building shell | PATH Res Building Shell | 2036 | CAPITAL | NEW | multi-family | USD/housing shell | census division | east north central | 3321.1901
residential building shell | PATH Res Building Shell | 2036 | CAPITAL | NEW | multi-family | USD/housing shell | census division | east south central | 2688.5729
residential building shell | PATH Res Building Shell | 2036 | CAPITAL | NEW | multi-family | USD/housing shell | census division | middle atlantic | 3596.398
residential building shell | PATH Res Building Shell | 2036 | CAPITAL | NEW | multi-family | USD/housing shell | census division | mountain | 3140.0019
residential building shell | PATH Res Building Shell | 2036 | CAPITAL | NEW | multi-family | USD/housing shell | census division | new england | 4047.4366
residential building shell | PATH Res Building Shell | 2036 | CAPITAL | NEW | multi-family | USD/housing shell | census division | pacific | 3614.6734
residential building shell | PATH Res Building Shell | 2036 | CAPITAL | NEW | multi-family | USD/housing shell | census division | south atlantic | 2767.6289
residential building shell | PATH Res Building Shell | 2036 | CAPITAL | NEW | multi-family | USD/housing shell | census division | west north central | 2912.7597
residential building shell | PATH Res Building Shell | 2036 | CAPITAL | NEW | multi-family | USD/housing shell | census division | west south central | 2600.9089
residential building shell | PATH Res Building Shell | 2036 | CAPITAL | NEW | single-family | USD/housing shell | census division | east north central | 14358.1374
residential building shell | PATH Res Building Shell | 2036 | CAPITAL | NEW | single-family | USD/housing shell | census division | east south central | 12406.4637
residential building shell | PATH Res Building Shell | 2036 | CAPITAL | NEW | single-family | USD/housing shell | census division | middle atlantic | 16231.5915
residential building shell | PATH Res Building Shell | 2036 | CAPITAL | NEW | single-family | USD/housing shell | census division | mountain | 13265.4448
residential building shell | PATH Res Building Shell | 2036 | CAPITAL | NEW | single-family | USD/housing shell | census division | new england | 15740.6267
residential building shell | PATH Res Building Shell | 2036 | CAPITAL | NEW | single-family | USD/housing shell | census division | pacific | 15634.1498
residential building shell | PATH Res Building Shell | 2036 | CAPITAL | NEW | single-family | USD/housing shell | census division | south atlantic | 12805.497
residential building shell | PATH Res Building Shell | 2036 | CAPITAL | NEW | single-family | USD/housing shell | census division | west north central | 11991.984
residential building shell | PATH Res Building Shell | 2036 | CAPITAL | NEW | single-family | USD/housing shell | census division | west south central | 12337.4749
residential building shell | PATH Res Building Shell | 2036 | CAPITAL | REPLACEMENT | mobile home | USD/housing shell | census division | east north central | 6763.097
residential building shell | PATH Res Building Shell | 2036 | CAPITAL | REPLACEMENT | mobile home | USD/housing shell | census division | east south central | 5879.9097
residential building shell | PATH Res Building Shell | 2036 | CAPITAL | REPLACEMENT | mobile home | USD/housing shell | census division | middle atlantic | 7109.1304
residential building shell | PATH Res Building Shell | 2036 | CAPITAL | REPLACEMENT | mobile home | USD/housing shell | census division | mountain | 6675.341
residential building shell | PATH Res Building Shell | 2036 | CAPITAL | REPLACEMENT | mobile home | USD/housing shell | census division | new england | 7109.1304
residential building shell | PATH Res Building Shell | 2036 | CAPITAL | REPLACEMENT | mobile home | USD/housing shell | census division | pacific | 7779.8202
residential building shell | PATH Res Building Shell | 2036 | CAPITAL | REPLACEMENT | mobile home | USD/housing shell | census division | south atlantic | 6053.0145
residential building shell | PATH Res Building Shell | 2036 | CAPITAL | REPLACEMENT | mobile home | USD/housing shell | census division | west north central | 5518.0711
residential building shell | PATH Res Building Shell | 2036 | CAPITAL | REPLACEMENT | mobile home | USD/housing shell | census division | west south central | 5527.7956
residential building shell | PATH Res Building Shell | 2036 | CAPITAL | REPLACEMENT | multi-family | USD/housing shell | census division | east north central | 3321.1901
residential building shell | PATH Res Building Shell | 2036 | CAPITAL | REPLACEMENT | multi-family | USD/housing shell | census division | east south central | 2688.5729
residential building shell | PATH Res Building Shell | 2036 | CAPITAL | REPLACEMENT | multi-family | USD/housing shell | census division | middle atlantic | 3596.398
residential building shell | PATH Res Building Shell | 2036 | CAPITAL | REPLACEMENT | multi-family | USD/housing shell | census division | mountain | 3140.0019
residential building shell | PATH Res Building Shell | 2036 | CAPITAL | REPLACEMENT | multi-family | USD/housing shell | census division | new england | 4047.4366
residential building shell | PATH Res Building Shell | 2036 | CAPITAL | REPLACEMENT | multi-family | USD/housing shell | census division | pacific | 3614.6734
residential building shell | PATH Res Building Shell | 2036 | CAPITAL | REPLACEMENT | multi-family | USD/housing shell | census division | south atlantic | 2767.6289
residential building shell | PATH Res Building Shell | 2036 | CAPITAL | REPLACEMENT | multi-family | USD/housing shell | census division | west north central | 2912.7597
residential building shell | PATH Res Building Shell | 2036 | CAPITAL | REPLACEMENT | multi-family | USD/housing shell | census division | west south central | 2600.9089
residential building shell | PATH Res Building Shell | 2036 | CAPITAL | REPLACEMENT | single-family | USD/housing shell | census division | east north central | 14358.1374
residential building shell | PATH Res Building Shell | 2036 | CAPITAL | REPLACEMENT | single-family | USD/housing shell | census division | east south central | 12406.4637
residential building shell | PATH Res Building Shell | 2036 | CAPITAL | REPLACEMENT | single-family | USD/housing shell | census division | middle atlantic | 16231.5915
residential building shell | PATH Res Building Shell | 2036 | CAPITAL | REPLACEMENT | single-family | USD/housing shell | census division | mountain | 13265.4448
residential building shell | PATH Res Building Shell | 2036 | CAPITAL | REPLACEMENT | single-family | USD/housing shell | census division | new england | 15740.6267
residential building shell | PATH Res Building Shell | 2036 | CAPITAL | REPLACEMENT | single-family | USD/housing shell | census division | pacific | 15634.1498
residential building shell | PATH Res Building Shell | 2036 | CAPITAL | REPLACEMENT | single-family | USD/housing shell | census division | south atlantic | 12805.497
residential building shell | PATH Res Building Shell | 2036 | CAPITAL | REPLACEMENT | single-family | USD/housing shell | census division | west north central | 11991.984
residential building shell | PATH Res Building Shell | 2036 | CAPITAL | REPLACEMENT | single-family | USD/housing shell | census division | west south central | 12337.4749
residential building shell | PATH Res Building Shell | 2037 | CAPITAL | NEW | mobile home | USD/housing shell | census division | east north central | 6763.097
residential building shell | PATH Res Building Shell | 2037 | CAPITAL | NEW | mobile home | USD/housing shell | census division | east south central | 5879.9097
residential building shell | PATH Res Building Shell | 2037 | CAPITAL | NEW | mobile home | USD/housing shell | census division | middle atlantic | 7109.1304
residential building shell | PATH Res Building Shell | 2037 | CAPITAL | NEW | mobile home | USD/housing shell | census division | mountain | 6675.341
residential building shell | PATH Res Building Shell | 2037 | CAPITAL | NEW | mobile home | USD/housing shell | census division | new england | 7109.1304
residential building shell | PATH Res Building Shell | 2037 | CAPITAL | NEW | mobile home | USD/housing shell | census division | pacific | 7779.8202
residential building shell | PATH Res Building Shell | 2037 | CAPITAL | NEW | mobile home | USD/housing shell | census division | south atlantic | 6053.0145
residential building shell | PATH Res Building Shell | 2037 | CAPITAL | NEW | mobile home | USD/housing shell | census division | west north central | 5518.0711
residential building shell | PATH Res Building Shell | 2037 | CAPITAL | NEW | mobile home | USD/housing shell | census division | west south central | 5527.7956
residential building shell | PATH Res Building Shell | 2037 | CAPITAL | NEW | multi-family | USD/housing shell | census division | east north central | 3321.1901
residential building shell | PATH Res Building Shell | 2037 | CAPITAL | NEW | multi-family | USD/housing shell | census division | east south central | 2688.5729
residential building shell | PATH Res Building Shell | 2037 | CAPITAL | NEW | multi-family | USD/housing shell | census division | middle atlantic | 3596.398
residential building shell | PATH Res Building Shell | 2037 | CAPITAL | NEW | multi-family | USD/housing shell | census division | mountain | 3140.0019
residential building shell | PATH Res Building Shell | 2037 | CAPITAL | NEW | multi-family | USD/housing shell | census division | new england | 4047.4366
residential building shell | PATH Res Building Shell | 2037 | CAPITAL | NEW | multi-family | USD/housing shell | census division | pacific | 3614.6734
residential building shell | PATH Res Building Shell | 2037 | CAPITAL | NEW | multi-family | USD/housing shell | census division | south atlantic | 2767.6289
residential building shell | PATH Res Building Shell | 2037 | CAPITAL | NEW | multi-family | USD/housing shell | census division | west north central | 2912.7597
residential building shell | PATH Res Building Shell | 2037 | CAPITAL | NEW | multi-family | USD/housing shell | census division | west south central | 2600.9089
residential building shell | PATH Res Building Shell | 2037 | CAPITAL | NEW | single-family | USD/housing shell | census division | east north central | 14358.1374
residential building shell | PATH Res Building Shell | 2037 | CAPITAL | NEW | single-family | USD/housing shell | census division | east south central | 12406.4637
residential building shell | PATH Res Building Shell | 2037 | CAPITAL | NEW | single-family | USD/housing shell | census division | middle atlantic | 16231.5915
residential building shell | PATH Res Building Shell | 2037 | CAPITAL | NEW | single-family | USD/housing shell | census division | mountain | 13265.4448
residential building shell | PATH Res Building Shell | 2037 | CAPITAL | NEW | single-family | USD/housing shell | census division | new england | 15740.6267
residential building shell | PATH Res Building Shell | 2037 | CAPITAL | NEW | single-family | USD/housing shell | census division | pacific | 15634.1498
residential building shell | PATH Res Building Shell | 2037 | CAPITAL | NEW | single-family | USD/housing shell | census division | south atlantic | 12805.497
residential building shell | PATH Res Building Shell | 2037 | CAPITAL | NEW | single-family | USD/housing shell | census division | west north central | 11991.984
residential building shell | PATH Res Building Shell | 2037 | CAPITAL | NEW | single-family | USD/housing shell | census division | west south central | 12337.4749
residential building shell | PATH Res Building Shell | 2037 | CAPITAL | REPLACEMENT | mobile home | USD/housing shell | census division | east north central | 6763.097
residential building shell | PATH Res Building Shell | 2037 | CAPITAL | REPLACEMENT | mobile home | USD/housing shell | census division | east south central | 5879.9097
residential building shell | PATH Res Building Shell | 2037 | CAPITAL | REPLACEMENT | mobile home | USD/housing shell | census division | middle atlantic | 7109.1304
residential building shell | PATH Res Building Shell | 2037 | CAPITAL | REPLACEMENT | mobile home | USD/housing shell | census division | mountain | 6675.341
residential building shell | PATH Res Building Shell | 2037 | CAPITAL | REPLACEMENT | mobile home | USD/housing shell | census division | new england | 7109.1304
residential building shell | PATH Res Building Shell | 2037 | CAPITAL | REPLACEMENT | mobile home | USD/housing shell | census division | pacific | 7779.8202
residential building shell | PATH Res Building Shell | 2037 | CAPITAL | REPLACEMENT | mobile home | USD/housing shell | census division | south atlantic | 6053.0145
residential building shell | PATH Res Building Shell | 2037 | CAPITAL | REPLACEMENT | mobile home | USD/housing shell | census division | west north central | 5518.0711
residential building shell | PATH Res Building Shell | 2037 | CAPITAL | REPLACEMENT | mobile home | USD/housing shell | census division | west south central | 5527.7956
residential building shell | PATH Res Building Shell | 2037 | CAPITAL | REPLACEMENT | multi-family | USD/housing shell | census division | east north central | 3321.1901
residential building shell | PATH Res Building Shell | 2037 | CAPITAL | REPLACEMENT | multi-family | USD/housing shell | census division | east south central | 2688.5729
residential building shell | PATH Res Building Shell | 2037 | CAPITAL | REPLACEMENT | multi-family | USD/housing shell | census division | middle atlantic | 3596.398
residential building shell | PATH Res Building Shell | 2037 | CAPITAL | REPLACEMENT | multi-family | USD/housing shell | census division | mountain | 3140.0019
residential building shell | PATH Res Building Shell | 2037 | CAPITAL | REPLACEMENT | multi-family | USD/housing shell | census division | new england | 4047.4366
residential building shell | PATH Res Building Shell | 2037 | CAPITAL | REPLACEMENT | multi-family | USD/housing shell | census division | pacific | 3614.6734
residential building shell | PATH Res Building Shell | 2037 | CAPITAL | REPLACEMENT | multi-family | USD/housing shell | census division | south atlantic | 2767.6289
residential building shell | PATH Res Building Shell | 2037 | CAPITAL | REPLACEMENT | multi-family | USD/housing shell | census division | west north central | 2912.7597
residential building shell | PATH Res Building Shell | 2037 | CAPITAL | REPLACEMENT | multi-family | USD/housing shell | census division | west south central | 2600.9089
residential building shell | PATH Res Building Shell | 2037 | CAPITAL | REPLACEMENT | single-family | USD/housing shell | census division | east north central | 14358.1374
residential building shell | PATH Res Building Shell | 2037 | CAPITAL | REPLACEMENT | single-family | USD/housing shell | census division | east south central | 12406.4637
residential building shell | PATH Res Building Shell | 2037 | CAPITAL | REPLACEMENT | single-family | USD/housing shell | census division | middle atlantic | 16231.5915
residential building shell | PATH Res Building Shell | 2037 | CAPITAL | REPLACEMENT | single-family | USD/housing shell | census division | mountain | 13265.4448
residential building shell | PATH Res Building Shell | 2037 | CAPITAL | REPLACEMENT | single-family | USD/housing shell | census division | new england | 15740.6267
residential building shell | PATH Res Building Shell | 2037 | CAPITAL | REPLACEMENT | single-family | USD/housing shell | census division | pacific | 15634.1498
residential building shell | PATH Res Building Shell | 2037 | CAPITAL | REPLACEMENT | single-family | USD/housing shell | census division | south atlantic | 12805.497
residential building shell | PATH Res Building Shell | 2037 | CAPITAL | REPLACEMENT | single-family | USD/housing shell | census division | west north central | 11991.984
residential building shell | PATH Res Building Shell | 2037 | CAPITAL | REPLACEMENT | single-family | USD/housing shell | census division | west south central | 12337.4749
residential building shell | PATH Res Building Shell | 2038 | CAPITAL | NEW | mobile home | USD/housing shell | census division | east north central | 6763.097
residential building shell | PATH Res Building Shell | 2038 | CAPITAL | NEW | mobile home | USD/housing shell | census division | east south central | 5879.9097
residential building shell | PATH Res Building Shell | 2038 | CAPITAL | NEW | mobile home | USD/housing shell | census division | middle atlantic | 7109.1304
residential building shell | PATH Res Building Shell | 2038 | CAPITAL | NEW | mobile home | USD/housing shell | census division | mountain | 6675.341
residential building shell | PATH Res Building Shell | 2038 | CAPITAL | NEW | mobile home | USD/housing shell | census division | new england | 7109.1304
residential building shell | PATH Res Building Shell | 2038 | CAPITAL | NEW | mobile home | USD/housing shell | census division | pacific | 7779.8202
residential building shell | PATH Res Building Shell | 2038 | CAPITAL | NEW | mobile home | USD/housing shell | census division | south atlantic | 6053.0145
residential building shell | PATH Res Building Shell | 2038 | CAPITAL | NEW | mobile home | USD/housing shell | census division | west north central | 5518.0711
residential building shell | PATH Res Building Shell | 2038 | CAPITAL | NEW | mobile home | USD/housing shell | census division | west south central | 5527.7956
residential building shell | PATH Res Building Shell | 2038 | CAPITAL | NEW | multi-family | USD/housing shell | census division | east north central | 3321.1901
residential building shell | PATH Res Building Shell | 2038 | CAPITAL | NEW | multi-family | USD/housing shell | census division | east south central | 2688.5729
residential building shell | PATH Res Building Shell | 2038 | CAPITAL | NEW | multi-family | USD/housing shell | census division | middle atlantic | 3596.398
residential building shell | PATH Res Building Shell | 2038 | CAPITAL | NEW | multi-family | USD/housing shell | census division | mountain | 3140.0019
residential building shell | PATH Res Building Shell | 2038 | CAPITAL | NEW | multi-family | USD/housing shell | census division | new england | 4047.4366
residential building shell | PATH Res Building Shell | 2038 | CAPITAL | NEW | multi-family | USD/housing shell | census division | pacific | 3614.6734
residential building shell | PATH Res Building Shell | 2038 | CAPITAL | NEW | multi-family | USD/housing shell | census division | south atlantic | 2767.6289
residential building shell | PATH Res Building Shell | 2038 | CAPITAL | NEW | multi-family | USD/housing shell | census division | west north central | 2912.7597
residential building shell | PATH Res Building Shell | 2038 | CAPITAL | NEW | multi-family | USD/housing shell | census division | west south central | 2600.9089
residential building shell | PATH Res Building Shell | 2038 | CAPITAL | NEW | single-family | USD/housing shell | census division | east north central | 14358.1374
residential building shell | PATH Res Building Shell | 2038 | CAPITAL | NEW | single-family | USD/housing shell | census division | east south central | 12406.4637
residential building shell | PATH Res Building Shell | 2038 | CAPITAL | NEW | single-family | USD/housing shell | census division | middle atlantic | 16231.5915
residential building shell | PATH Res Building Shell | 2038 | CAPITAL | NEW | single-family | USD/housing shell | census division | mountain | 13265.4448
residential building shell | PATH Res Building Shell | 2038 | CAPITAL | NEW | single-family | USD/housing shell | census division | new england | 15740.6267
residential building shell | PATH Res Building Shell | 2038 | CAPITAL | NEW | single-family | USD/housing shell | census division | pacific | 15634.1498
residential building shell | PATH Res Building Shell | 2038 | CAPITAL | NEW | single-family | USD/housing shell | census division | south atlantic | 12805.497
residential building shell | PATH Res Building Shell | 2038 | CAPITAL | NEW | single-family | USD/housing shell | census division | west north central | 11991.984
residential building shell | PATH Res Building Shell | 2038 | CAPITAL | NEW | single-family | USD/housing shell | census division | west south central | 12337.4749
residential building shell | PATH Res Building Shell | 2038 | CAPITAL | REPLACEMENT | mobile home | USD/housing shell | census division | east north central | 6763.097
residential building shell | PATH Res Building Shell | 2038 | CAPITAL | REPLACEMENT | mobile home | USD/housing shell | census division | east south central | 5879.9097
residential building shell | PATH Res Building Shell | 2038 | CAPITAL | REPLACEMENT | mobile home | USD/housing shell | census division | middle atlantic | 7109.1304
residential building shell | PATH Res Building Shell | 2038 | CAPITAL | REPLACEMENT | mobile home | USD/housing shell | census division | mountain | 6675.341
residential building shell | PATH Res Building Shell | 2038 | CAPITAL | REPLACEMENT | mobile home | USD/housing shell | census division | new england | 7109.1304
residential building shell | PATH Res Building Shell | 2038 | CAPITAL | REPLACEMENT | mobile home | USD/housing shell | census division | pacific | 7779.8202
residential building shell | PATH Res Building Shell | 2038 | CAPITAL | REPLACEMENT | mobile home | USD/housing shell | census division | south atlantic | 6053.0145
residential building shell | PATH Res Building Shell | 2038 | CAPITAL | REPLACEMENT | mobile home | USD/housing shell | census division | west north central | 5518.0711
residential building shell | PATH Res Building Shell | 2038 | CAPITAL | REPLACEMENT | mobile home | USD/housing shell | census division | west south central | 5527.7956
residential building shell | PATH Res Building Shell | 2038 | CAPITAL | REPLACEMENT | multi-family | USD/housing shell | census division | east north central | 3321.1901
residential building shell | PATH Res Building Shell | 2038 | CAPITAL | REPLACEMENT | multi-family | USD/housing shell | census division | east south central | 2688.5729
residential building shell | PATH Res Building Shell | 2038 | CAPITAL | REPLACEMENT | multi-family | USD/housing shell | census division | middle atlantic | 3596.398
residential building shell | PATH Res Building Shell | 2038 | CAPITAL | REPLACEMENT | multi-family | USD/housing shell | census division | mountain | 3140.0019
residential building shell | PATH Res Building Shell | 2038 | CAPITAL | REPLACEMENT | multi-family | USD/housing shell | census division | new england | 4047.4366
residential building shell | PATH Res Building Shell | 2038 | CAPITAL | REPLACEMENT | multi-family | USD/housing shell | census division | pacific | 3614.6734
residential building shell | PATH Res Building Shell | 2038 | CAPITAL | REPLACEMENT | multi-family | USD/housing shell | census division | south atlantic | 2767.6289
residential building shell | PATH Res Building Shell | 2038 | CAPITAL | REPLACEMENT | multi-family | USD/housing shell | census division | west north central | 2912.7597
residential building shell | PATH Res Building Shell | 2038 | CAPITAL | REPLACEMENT | multi-family | USD/housing shell | census division | west south central | 2600.9089
residential building shell | PATH Res Building Shell | 2038 | CAPITAL | REPLACEMENT | single-family | USD/housing shell | census division | east north central | 14358.1374
residential building shell | PATH Res Building Shell | 2038 | CAPITAL | REPLACEMENT | single-family | USD/housing shell | census division | east south central | 12406.4637
residential building shell | PATH Res Building Shell | 2038 | CAPITAL | REPLACEMENT | single-family | USD/housing shell | census division | middle atlantic | 16231.5915
residential building shell | PATH Res Building Shell | 2038 | CAPITAL | REPLACEMENT | single-family | USD/housing shell | census division | mountain | 13265.4448
residential building shell | PATH Res Building Shell | 2038 | CAPITAL | REPLACEMENT | single-family | USD/housing shell | census division | new england | 15740.6267
residential building shell | PATH Res Building Shell | 2038 | CAPITAL | REPLACEMENT | single-family | USD/housing shell | census division | pacific | 15634.1498
residential building shell | PATH Res Building Shell | 2038 | CAPITAL | REPLACEMENT | single-family | USD/housing shell | census division | south atlantic | 12805.497
residential building shell | PATH Res Building Shell | 2038 | CAPITAL | REPLACEMENT | single-family | USD/housing shell | census division | west north central | 11991.984
residential building shell | PATH Res Building Shell | 2038 | CAPITAL | REPLACEMENT | single-family | USD/housing shell | census division | west south central | 12337.4749
residential building shell | PATH Res Building Shell | 2039 | CAPITAL | NEW | mobile home | USD/housing shell | census division | east north central | 6763.097
residential building shell | PATH Res Building Shell | 2039 | CAPITAL | NEW | mobile home | USD/housing shell | census division | east south central | 5879.9097
residential building shell | PATH Res Building Shell | 2039 | CAPITAL | NEW | mobile home | USD/housing shell | census division | middle atlantic | 7109.1304
residential building shell | PATH Res Building Shell | 2039 | CAPITAL | NEW | mobile home | USD/housing shell | census division | mountain | 6675.341
residential building shell | PATH Res Building Shell | 2039 | CAPITAL | NEW | mobile home | USD/housing shell | census division | new england | 7109.1304
residential building shell | PATH Res Building Shell | 2039 | CAPITAL | NEW | mobile home | USD/housing shell | census division | pacific | 7779.8202
residential building shell | PATH Res Building Shell | 2039 | CAPITAL | NEW | mobile home | USD/housing shell | census division | south atlantic | 6053.0145
residential building shell | PATH Res Building Shell | 2039 | CAPITAL | NEW | mobile home | USD/housing shell | census division | west north central | 5518.0711
residential building shell | PATH Res Building Shell | 2039 | CAPITAL | NEW | mobile home | USD/housing shell | census division | west south central | 5527.7956
residential building shell | PATH Res Building Shell | 2039 | CAPITAL | NEW | multi-family | USD/housing shell | census division | east north central | 3321.1901
residential building shell | PATH Res Building Shell | 2039 | CAPITAL | NEW | multi-family | USD/housing shell | census division | east south central | 2688.5729
residential building shell | PATH Res Building Shell | 2039 | CAPITAL | NEW | multi-family | USD/housing shell | census division | middle atlantic | 3596.398
residential building shell | PATH Res Building Shell | 2039 | CAPITAL | NEW | multi-family | USD/housing shell | census division | mountain | 3140.0019
residential building shell | PATH Res Building Shell | 2039 | CAPITAL | NEW | multi-family | USD/housing shell | census division | new england | 4047.4366
residential building shell | PATH Res Building Shell | 2039 | CAPITAL | NEW | multi-family | USD/housing shell | census division | pacific | 3614.6734
residential building shell | PATH Res Building Shell | 2039 | CAPITAL | NEW | multi-family | USD/housing shell | census division | south atlantic | 2767.6289
residential building shell | PATH Res Building Shell | 2039 | CAPITAL | NEW | multi-family | USD/housing shell | census division | west north central | 2912.7597
residential building shell | PATH Res Building Shell | 2039 | CAPITAL | NEW | multi-family | USD/housing shell | census division | west south central | 2600.9089
residential building shell | PATH Res Building Shell | 2039 | CAPITAL | NEW | single-family | USD/housing shell | census division | east north central | 14358.1374
residential building shell | PATH Res Building Shell | 2039 | CAPITAL | NEW | single-family | USD/housing shell | census division | east south central | 12406.4637
residential building shell | PATH Res Building Shell | 2039 | CAPITAL | NEW | single-family | USD/housing shell | census division | middle atlantic | 16231.5915
residential building shell | PATH Res Building Shell | 2039 | CAPITAL | NEW | single-family | USD/housing shell | census division | mountain | 13265.4448
residential building shell | PATH Res Building Shell | 2039 | CAPITAL | NEW | single-family | USD/housing shell | census division | new england | 15740.6267
residential building shell | PATH Res Building Shell | 2039 | CAPITAL | NEW | single-family | USD/housing shell | census division | pacific | 15634.1498
residential building shell | PATH Res Building Shell | 2039 | CAPITAL | NEW | single-family | USD/housing shell | census division | south atlantic | 12805.497
residential building shell | PATH Res Building Shell | 2039 | CAPITAL | NEW | single-family | USD/housing shell | census division | west north central | 11991.984
residential building shell | PATH Res Building Shell | 2039 | CAPITAL | NEW | single-family | USD/housing shell | census division | west south central | 12337.4749
residential building shell | PATH Res Building Shell | 2039 | CAPITAL | REPLACEMENT | mobile home | USD/housing shell | census division | east north central | 6763.097
residential building shell | PATH Res Building Shell | 2039 | CAPITAL | REPLACEMENT | mobile home | USD/housing shell | census division | east south central | 5879.9097
residential building shell | PATH Res Building Shell | 2039 | CAPITAL | REPLACEMENT | mobile home | USD/housing shell | census division | middle atlantic | 7109.1304
residential building shell | PATH Res Building Shell | 2039 | CAPITAL | REPLACEMENT | mobile home | USD/housing shell | census division | mountain | 6675.341
residential building shell | PATH Res Building Shell | 2039 | CAPITAL | REPLACEMENT | mobile home | USD/housing shell | census division | new england | 7109.1304
residential building shell | PATH Res Building Shell | 2039 | CAPITAL | REPLACEMENT | mobile home | USD/housing shell | census division | pacific | 7779.8202
residential building shell | PATH Res Building Shell | 2039 | CAPITAL | REPLACEMENT | mobile home | USD/housing shell | census division | south atlantic | 6053.0145
residential building shell | PATH Res Building Shell | 2039 | CAPITAL | REPLACEMENT | mobile home | USD/housing shell | census division | west north central | 5518.0711
residential building shell | PATH Res Building Shell | 2039 | CAPITAL | REPLACEMENT | mobile home | USD/housing shell | census division | west south central | 5527.7956
residential building shell | PATH Res Building Shell | 2039 | CAPITAL | REPLACEMENT | multi-family | USD/housing shell | census division | east north central | 3321.1901
residential building shell | PATH Res Building Shell | 2039 | CAPITAL | REPLACEMENT | multi-family | USD/housing shell | census division | east south central | 2688.5729
residential building shell | PATH Res Building Shell | 2039 | CAPITAL | REPLACEMENT | multi-family | USD/housing shell | census division | middle atlantic | 3596.398
residential building shell | PATH Res Building Shell | 2039 | CAPITAL | REPLACEMENT | multi-family | USD/housing shell | census division | mountain | 3140.0019
residential building shell | PATH Res Building Shell | 2039 | CAPITAL | REPLACEMENT | multi-family | USD/housing shell | census division | new england | 4047.4366
residential building shell | PATH Res Building Shell | 2039 | CAPITAL | REPLACEMENT | multi-family | USD/housing shell | census division | pacific | 3614.6734
residential building shell | PATH Res Building Shell | 2039 | CAPITAL | REPLACEMENT | multi-family | USD/housing shell | census division | south atlantic | 2767.6289
residential building shell | PATH Res Building Shell | 2039 | CAPITAL | REPLACEMENT | multi-family | USD/housing shell | census division | west north central | 2912.7597
residential building shell | PATH Res Building Shell | 2039 | CAPITAL | REPLACEMENT | multi-family | USD/housing shell | census division | west south central | 2600.9089
residential building shell | PATH Res Building Shell | 2039 | CAPITAL | REPLACEMENT | single-family | USD/housing shell | census division | east north central | 14358.1374
residential building shell | PATH Res Building Shell | 2039 | CAPITAL | REPLACEMENT | single-family | USD/housing shell | census division | east south central | 12406.4637
residential building shell | PATH Res Building Shell | 2039 | CAPITAL | REPLACEMENT | single-family | USD/housing shell | census division | middle atlantic | 16231.5915
residential building shell | PATH Res Building Shell | 2039 | CAPITAL | REPLACEMENT | single-family | USD/housing shell | census division | mountain | 13265.4448
residential building shell | PATH Res Building Shell | 2039 | CAPITAL | REPLACEMENT | single-family | USD/housing shell | census division | new england | 15740.6267
residential building shell | PATH Res Building Shell | 2039 | CAPITAL | REPLACEMENT | single-family | USD/housing shell | census division | pacific | 15634.1498
residential building shell | PATH Res Building Shell | 2039 | CAPITAL | REPLACEMENT | single-family | USD/housing shell | census division | south atlantic | 12805.497
residential building shell | PATH Res Building Shell | 2039 | CAPITAL | REPLACEMENT | single-family | USD/housing shell | census division | west north central | 11991.984
residential building shell | PATH Res Building Shell | 2039 | CAPITAL | REPLACEMENT | single-family | USD/housing shell | census division | west south central | 12337.4749
residential building shell | PATH Res Building Shell | 2040 | CAPITAL | NEW | mobile home | USD/housing shell | census division | east north central | 6763.097
residential building shell | PATH Res Building Shell | 2040 | CAPITAL | NEW | mobile home | USD/housing shell | census division | east south central | 5879.9097
residential building shell | PATH Res Building Shell | 2040 | CAPITAL | NEW | mobile home | USD/housing shell | census division | middle atlantic | 7109.1304
residential building shell | PATH Res Building Shell | 2040 | CAPITAL | NEW | mobile home | USD/housing shell | census division | mountain | 6675.341
residential building shell | PATH Res Building Shell | 2040 | CAPITAL | NEW | mobile home | USD/housing shell | census division | new england | 7109.1304
residential building shell | PATH Res Building Shell | 2040 | CAPITAL | NEW | mobile home | USD/housing shell | census division | pacific | 7779.8202
residential building shell | PATH Res Building Shell | 2040 | CAPITAL | NEW | mobile home | USD/housing shell | census division | south atlantic | 6053.0145
residential building shell | PATH Res Building Shell | 2040 | CAPITAL | NEW | mobile home | USD/housing shell | census division | west north central | 5518.0711
residential building shell | PATH Res Building Shell | 2040 | CAPITAL | NEW | mobile home | USD/housing shell | census division | west south central | 5527.7956
residential building shell | PATH Res Building Shell | 2040 | CAPITAL | NEW | multi-family | USD/housing shell | census division | east north central | 3321.1901
residential building shell | PATH Res Building Shell | 2040 | CAPITAL | NEW | multi-family | USD/housing shell | census division | east south central | 2688.5729
residential building shell | PATH Res Building Shell | 2040 | CAPITAL | NEW | multi-family | USD/housing shell | census division | middle atlantic | 3596.398
residential building shell | PATH Res Building Shell | 2040 | CAPITAL | NEW | multi-family | USD/housing shell | census division | mountain | 3140.0019
residential building shell | PATH Res Building Shell | 2040 | CAPITAL | NEW | multi-family | USD/housing shell | census division | new england | 4047.4366
residential building shell | PATH Res Building Shell | 2040 | CAPITAL | NEW | multi-family | USD/housing shell | census division | pacific | 3614.6734
residential building shell | PATH Res Building Shell | 2040 | CAPITAL | NEW | multi-family | USD/housing shell | census division | south atlantic | 2767.6289
residential building shell | PATH Res Building Shell | 2040 | CAPITAL | NEW | multi-family | USD/housing shell | census division | west north central | 2912.7597
residential building shell | PATH Res Building Shell | 2040 | CAPITAL | NEW | multi-family | USD/housing shell | census division | west south central | 2600.9089
residential building shell | PATH Res Building Shell | 2040 | CAPITAL | NEW | single-family | USD/housing shell | census division | east north central | 14358.1374
residential building shell | PATH Res Building Shell | 2040 | CAPITAL | NEW | single-family | USD/housing shell | census division | east south central | 12406.4637
residential building shell | PATH Res Building Shell | 2040 | CAPITAL | NEW | single-family | USD/housing shell | census division | middle atlantic | 16231.5915
residential building shell | PATH Res Building Shell | 2040 | CAPITAL | NEW | single-family | USD/housing shell | census division | mountain | 13265.4448
residential building shell | PATH Res Building Shell | 2040 | CAPITAL | NEW | single-family | USD/housing shell | census division | new england | 15740.6267
residential building shell | PATH Res Building Shell | 2040 | CAPITAL | NEW | single-family | USD/housing shell | census division | pacific | 15634.1498
residential building shell | PATH Res Building Shell | 2040 | CAPITAL | NEW | single-family | USD/housing shell | census division | south atlantic | 12805.497
residential building shell | PATH Res Building Shell | 2040 | CAPITAL | NEW | single-family | USD/housing shell | census division | west north central | 11991.984
residential building shell | PATH Res Building Shell | 2040 | CAPITAL | NEW | single-family | USD/housing shell | census division | west south central | 12337.4749
residential building shell | PATH Res Building Shell | 2040 | CAPITAL | REPLACEMENT | mobile home | USD/housing shell | census division | east north central | 6763.097
residential building shell | PATH Res Building Shell | 2040 | CAPITAL | REPLACEMENT | mobile home | USD/housing shell | census division | east south central | 5879.9097
residential building shell | PATH Res Building Shell | 2040 | CAPITAL | REPLACEMENT | mobile home | USD/housing shell | census division | middle atlantic | 7109.1304
residential building shell | PATH Res Building Shell | 2040 | CAPITAL | REPLACEMENT | mobile home | USD/housing shell | census division | mountain | 6675.341
residential building shell | PATH Res Building Shell | 2040 | CAPITAL | REPLACEMENT | mobile home | USD/housing shell | census division | new england | 7109.1304
residential building shell | PATH Res Building Shell | 2040 | CAPITAL | REPLACEMENT | mobile home | USD/housing shell | census division | pacific | 7779.8202
residential building shell | PATH Res Building Shell | 2040 | CAPITAL | REPLACEMENT | mobile home | USD/housing shell | census division | south atlantic | 6053.0145
residential building shell | PATH Res Building Shell | 2040 | CAPITAL | REPLACEMENT | mobile home | USD/housing shell | census division | west north central | 5518.0711
residential building shell | PATH Res Building Shell | 2040 | CAPITAL | REPLACEMENT | mobile home | USD/housing shell | census division | west south central | 5527.7956
residential building shell | PATH Res Building Shell | 2040 | CAPITAL | REPLACEMENT | multi-family | USD/housing shell | census division | east north central | 3321.1901
residential building shell | PATH Res Building Shell | 2040 | CAPITAL | REPLACEMENT | multi-family | USD/housing shell | census division | east south central | 2688.5729
residential building shell | PATH Res Building Shell | 2040 | CAPITAL | REPLACEMENT | multi-family | USD/housing shell | census division | middle atlantic | 3596.398
residential building shell | PATH Res Building Shell | 2040 | CAPITAL | REPLACEMENT | multi-family | USD/housing shell | census division | mountain | 3140.0019
residential building shell | PATH Res Building Shell | 2040 | CAPITAL | REPLACEMENT | multi-family | USD/housing shell | census division | new england | 4047.4366
residential building shell | PATH Res Building Shell | 2040 | CAPITAL | REPLACEMENT | multi-family | USD/housing shell | census division | pacific | 3614.6734
residential building shell | PATH Res Building Shell | 2040 | CAPITAL | REPLACEMENT | multi-family | USD/housing shell | census division | south atlantic | 2767.6289
residential building shell | PATH Res Building Shell | 2040 | CAPITAL | REPLACEMENT | multi-family | USD/housing shell | census division | west north central | 2912.7597
residential building shell | PATH Res Building Shell | 2040 | CAPITAL | REPLACEMENT | multi-family | USD/housing shell | census division | west south central | 2600.9089
residential building shell | PATH Res Building Shell | 2040 | CAPITAL | REPLACEMENT | single-family | USD/housing shell | census division | east north central | 14358.1374
residential building shell | PATH Res Building Shell | 2040 | CAPITAL | REPLACEMENT | single-family | USD/housing shell | census division | east south central | 12406.4637
residential building shell | PATH Res Building Shell | 2040 | CAPITAL | REPLACEMENT | single-family | USD/housing shell | census division | middle atlantic | 16231.5915
residential building shell | PATH Res Building Shell | 2040 | CAPITAL | REPLACEMENT | single-family | USD/housing shell | census division | mountain | 13265.4448
residential building shell | PATH Res Building Shell | 2040 | CAPITAL | REPLACEMENT | single-family | USD/housing shell | census division | new england | 15740.6267
residential building shell | PATH Res Building Shell | 2040 | CAPITAL | REPLACEMENT | single-family | USD/housing shell | census division | pacific | 15634.1498
residential building shell | PATH Res Building Shell | 2040 | CAPITAL | REPLACEMENT | single-family | USD/housing shell | census division | south atlantic | 12805.497
residential building shell | PATH Res Building Shell | 2040 | CAPITAL | REPLACEMENT | single-family | USD/housing shell | census division | west north central | 11991.984
residential building shell | PATH Res Building Shell | 2040 | CAPITAL | REPLACEMENT | single-family | USD/housing shell | census division | west south central | 12337.4749
residential building shell | PATH Res Building Shell | 2041 | CAPITAL | NEW | mobile home | USD/housing shell | census division | east north central | 6763.097
residential building shell | PATH Res Building Shell | 2041 | CAPITAL | NEW | mobile home | USD/housing shell | census division | east south central | 5879.9097
residential building shell | PATH Res Building Shell | 2041 | CAPITAL | NEW | mobile home | USD/housing shell | census division | middle atlantic | 7109.1304
residential building shell | PATH Res Building Shell | 2041 | CAPITAL | NEW | mobile home | USD/housing shell | census division | mountain | 6675.341
residential building shell | PATH Res Building Shell | 2041 | CAPITAL | NEW | mobile home | USD/housing shell | census division | new england | 7109.1304
residential building shell | PATH Res Building Shell | 2041 | CAPITAL | NEW | mobile home | USD/housing shell | census division | pacific | 7779.8202
residential building shell | PATH Res Building Shell | 2041 | CAPITAL | NEW | mobile home | USD/housing shell | census division | south atlantic | 6053.0145
residential building shell | PATH Res Building Shell | 2041 | CAPITAL | NEW | mobile home | USD/housing shell | census division | west north central | 5518.0711
residential building shell | PATH Res Building Shell | 2041 | CAPITAL | NEW | mobile home | USD/housing shell | census division | west south central | 5527.7956
residential building shell | PATH Res Building Shell | 2041 | CAPITAL | NEW | multi-family | USD/housing shell | census division | east north central | 3321.1901
residential building shell | PATH Res Building Shell | 2041 | CAPITAL | NEW | multi-family | USD/housing shell | census division | east south central | 2688.5729
residential building shell | PATH Res Building Shell | 2041 | CAPITAL | NEW | multi-family | USD/housing shell | census division | middle atlantic | 3596.398
residential building shell | PATH Res Building Shell | 2041 | CAPITAL | NEW | multi-family | USD/housing shell | census division | mountain | 3140.0019
residential building shell | PATH Res Building Shell | 2041 | CAPITAL | NEW | multi-family | USD/housing shell | census division | new england | 4047.4366
residential building shell | PATH Res Building Shell | 2041 | CAPITAL | NEW | multi-family | USD/housing shell | census division | pacific | 3614.6734
residential building shell | PATH Res Building Shell | 2041 | CAPITAL | NEW | multi-family | USD/housing shell | census division | south atlantic | 2767.6289
residential building shell | PATH Res Building Shell | 2041 | CAPITAL | NEW | multi-family | USD/housing shell | census division | west north central | 2912.7597
residential building shell | PATH Res Building Shell | 2041 | CAPITAL | NEW | multi-family | USD/housing shell | census division | west south central | 2600.9089
residential building shell | PATH Res Building Shell | 2041 | CAPITAL | NEW | single-family | USD/housing shell | census division | east north central | 14358.1374
residential building shell | PATH Res Building Shell | 2041 | CAPITAL | NEW | single-family | USD/housing shell | census division | east south central | 12406.4637
residential building shell | PATH Res Building Shell | 2041 | CAPITAL | NEW | single-family | USD/housing shell | census division | middle atlantic | 16231.5915
residential building shell | PATH Res Building Shell | 2041 | CAPITAL | NEW | single-family | USD/housing shell | census division | mountain | 13265.4448
residential building shell | PATH Res Building Shell | 2041 | CAPITAL | NEW | single-family | USD/housing shell | census division | new england | 15740.6267
residential building shell | PATH Res Building Shell | 2041 | CAPITAL | NEW | single-family | USD/housing shell | census division | pacific | 15634.1498
residential building shell | PATH Res Building Shell | 2041 | CAPITAL | NEW | single-family | USD/housing shell | census division | south atlantic | 12805.497
residential building shell | PATH Res Building Shell | 2041 | CAPITAL | NEW | single-family | USD/housing shell | census division | west north central | 11991.984
residential building shell | PATH Res Building Shell | 2041 | CAPITAL | NEW | single-family | USD/housing shell | census division | west south central | 12337.4749
residential building shell | PATH Res Building Shell | 2041 | CAPITAL | REPLACEMENT | mobile home | USD/housing shell | census division | east north central | 6763.097
residential building shell | PATH Res Building Shell | 2041 | CAPITAL | REPLACEMENT | mobile home | USD/housing shell | census division | east south central | 5879.9097
residential building shell | PATH Res Building Shell | 2041 | CAPITAL | REPLACEMENT | mobile home | USD/housing shell | census division | middle atlantic | 7109.1304
residential building shell | PATH Res Building Shell | 2041 | CAPITAL | REPLACEMENT | mobile home | USD/housing shell | census division | mountain | 6675.341
residential building shell | PATH Res Building Shell | 2041 | CAPITAL | REPLACEMENT | mobile home | USD/housing shell | census division | new england | 7109.1304
residential building shell | PATH Res Building Shell | 2041 | CAPITAL | REPLACEMENT | mobile home | USD/housing shell | census division | pacific | 7779.8202
residential building shell | PATH Res Building Shell | 2041 | CAPITAL | REPLACEMENT | mobile home | USD/housing shell | census division | south atlantic | 6053.0145
residential building shell | PATH Res Building Shell | 2041 | CAPITAL | REPLACEMENT | mobile home | USD/housing shell | census division | west north central | 5518.0711
residential building shell | PATH Res Building Shell | 2041 | CAPITAL | REPLACEMENT | mobile home | USD/housing shell | census division | west south central | 5527.7956
residential building shell | PATH Res Building Shell | 2041 | CAPITAL | REPLACEMENT | multi-family | USD/housing shell | census division | east north central | 3321.1901
residential building shell | PATH Res Building Shell | 2041 | CAPITAL | REPLACEMENT | multi-family | USD/housing shell | census division | east south central | 2688.5729
residential building shell | PATH Res Building Shell | 2041 | CAPITAL | REPLACEMENT | multi-family | USD/housing shell | census division | middle atlantic | 3596.398
residential building shell | PATH Res Building Shell | 2041 | CAPITAL | REPLACEMENT | multi-family | USD/housing shell | census division | mountain | 3140.0019
residential building shell | PATH Res Building Shell | 2041 | CAPITAL | REPLACEMENT | multi-family | USD/housing shell | census division | new england | 4047.4366
residential building shell | PATH Res Building Shell | 2041 | CAPITAL | REPLACEMENT | multi-family | USD/housing shell | census division | pacific | 3614.6734
residential building shell | PATH Res Building Shell | 2041 | CAPITAL | REPLACEMENT | multi-family | USD/housing shell | census division | south atlantic | 2767.6289
residential building shell | PATH Res Building Shell | 2041 | CAPITAL | REPLACEMENT | multi-family | USD/housing shell | census division | west north central | 2912.7597
residential building shell | PATH Res Building Shell | 2041 | CAPITAL | REPLACEMENT | multi-family | USD/housing shell | census division | west south central | 2600.9089
residential building shell | PATH Res Building Shell | 2041 | CAPITAL | REPLACEMENT | single-family | USD/housing shell | census division | east north central | 14358.1374
residential building shell | PATH Res Building Shell | 2041 | CAPITAL | REPLACEMENT | single-family | USD/housing shell | census division | east south central | 12406.4637
residential building shell | PATH Res Building Shell | 2041 | CAPITAL | REPLACEMENT | single-family | USD/housing shell | census division | middle atlantic | 16231.5915
residential building shell | PATH Res Building Shell | 2041 | CAPITAL | REPLACEMENT | single-family | USD/housing shell | census division | mountain | 13265.4448
residential building shell | PATH Res Building Shell | 2041 | CAPITAL | REPLACEMENT | single-family | USD/housing shell | census division | new england | 15740.6267
residential building shell | PATH Res Building Shell | 2041 | CAPITAL | REPLACEMENT | single-family | USD/housing shell | census division | pacific | 15634.1498
residential building shell | PATH Res Building Shell | 2041 | CAPITAL | REPLACEMENT | single-family | USD/housing shell | census division | south atlantic | 12805.497
residential building shell | PATH Res Building Shell | 2041 | CAPITAL | REPLACEMENT | single-family | USD/housing shell | census division | west north central | 11991.984
residential building shell | PATH Res Building Shell | 2041 | CAPITAL | REPLACEMENT | single-family | USD/housing shell | census division | west south central | 12337.4749
residential building shell | PATH Res Building Shell | 2042 | CAPITAL | NEW | mobile home | USD/housing shell | census division | east north central | 6763.097
residential building shell | PATH Res Building Shell | 2042 | CAPITAL | NEW | mobile home | USD/housing shell | census division | east south central | 5879.9097
residential building shell | PATH Res Building Shell | 2042 | CAPITAL | NEW | mobile home | USD/housing shell | census division | middle atlantic | 7109.1304
residential building shell | PATH Res Building Shell | 2042 | CAPITAL | NEW | mobile home | USD/housing shell | census division | mountain | 6675.341
residential building shell | PATH Res Building Shell | 2042 | CAPITAL | NEW | mobile home | USD/housing shell | census division | new england | 7109.1304
residential building shell | PATH Res Building Shell | 2042 | CAPITAL | NEW | mobile home | USD/housing shell | census division | pacific | 7779.8202
residential building shell | PATH Res Building Shell | 2042 | CAPITAL | NEW | mobile home | USD/housing shell | census division | south atlantic | 6053.0145
residential building shell | PATH Res Building Shell | 2042 | CAPITAL | NEW | mobile home | USD/housing shell | census division | west north central | 5518.0711
residential building shell | PATH Res Building Shell | 2042 | CAPITAL | NEW | mobile home | USD/housing shell | census division | west south central | 5527.7956
residential building shell | PATH Res Building Shell | 2042 | CAPITAL | NEW | multi-family | USD/housing shell | census division | east north central | 3321.1901
residential building shell | PATH Res Building Shell | 2042 | CAPITAL | NEW | multi-family | USD/housing shell | census division | east south central | 2688.5729
residential building shell | PATH Res Building Shell | 2042 | CAPITAL | NEW | multi-family | USD/housing shell | census division | middle atlantic | 3596.398
residential building shell | PATH Res Building Shell | 2042 | CAPITAL | NEW | multi-family | USD/housing shell | census division | mountain | 3140.0019
residential building shell | PATH Res Building Shell | 2042 | CAPITAL | NEW | multi-family | USD/housing shell | census division | new england | 4047.4366
residential building shell | PATH Res Building Shell | 2042 | CAPITAL | NEW | multi-family | USD/housing shell | census division | pacific | 3614.6734
residential building shell | PATH Res Building Shell | 2042 | CAPITAL | NEW | multi-family | USD/housing shell | census division | south atlantic | 2767.6289
residential building shell | PATH Res Building Shell | 2042 | CAPITAL | NEW | multi-family | USD/housing shell | census division | west north central | 2912.7597
residential building shell | PATH Res Building Shell | 2042 | CAPITAL | NEW | multi-family | USD/housing shell | census division | west south central | 2600.9089
residential building shell | PATH Res Building Shell | 2042 | CAPITAL | NEW | single-family | USD/housing shell | census division | east north central | 14358.1374
residential building shell | PATH Res Building Shell | 2042 | CAPITAL | NEW | single-family | USD/housing shell | census division | east south central | 12406.4637
residential building shell | PATH Res Building Shell | 2042 | CAPITAL | NEW | single-family | USD/housing shell | census division | middle atlantic | 16231.5915
residential building shell | PATH Res Building Shell | 2042 | CAPITAL | NEW | single-family | USD/housing shell | census division | mountain | 13265.4448
residential building shell | PATH Res Building Shell | 2042 | CAPITAL | NEW | single-family | USD/housing shell | census division | new england | 15740.6267
residential building shell | PATH Res Building Shell | 2042 | CAPITAL | NEW | single-family | USD/housing shell | census division | pacific | 15634.1498
residential building shell | PATH Res Building Shell | 2042 | CAPITAL | NEW | single-family | USD/housing shell | census division | south atlantic | 12805.497
residential building shell | PATH Res Building Shell | 2042 | CAPITAL | NEW | single-family | USD/housing shell | census division | west north central | 11991.984
residential building shell | PATH Res Building Shell | 2042 | CAPITAL | NEW | single-family | USD/housing shell | census division | west south central | 12337.4749
residential building shell | PATH Res Building Shell | 2042 | CAPITAL | REPLACEMENT | mobile home | USD/housing shell | census division | east north central | 6763.097
residential building shell | PATH Res Building Shell | 2042 | CAPITAL | REPLACEMENT | mobile home | USD/housing shell | census division | east south central | 5879.9097
residential building shell | PATH Res Building Shell | 2042 | CAPITAL | REPLACEMENT | mobile home | USD/housing shell | census division | middle atlantic | 7109.1304
residential building shell | PATH Res Building Shell | 2042 | CAPITAL | REPLACEMENT | mobile home | USD/housing shell | census division | mountain | 6675.341
residential building shell | PATH Res Building Shell | 2042 | CAPITAL | REPLACEMENT | mobile home | USD/housing shell | census division | new england | 7109.1304
residential building shell | PATH Res Building Shell | 2042 | CAPITAL | REPLACEMENT | mobile home | USD/housing shell | census division | pacific | 7779.8202
residential building shell | PATH Res Building Shell | 2042 | CAPITAL | REPLACEMENT | mobile home | USD/housing shell | census division | south atlantic | 6053.0145
residential building shell | PATH Res Building Shell | 2042 | CAPITAL | REPLACEMENT | mobile home | USD/housing shell | census division | west north central | 5518.0711
residential building shell | PATH Res Building Shell | 2042 | CAPITAL | REPLACEMENT | mobile home | USD/housing shell | census division | west south central | 5527.7956
residential building shell | PATH Res Building Shell | 2042 | CAPITAL | REPLACEMENT | multi-family | USD/housing shell | census division | east north central | 3321.1901
residential building shell | PATH Res Building Shell | 2042 | CAPITAL | REPLACEMENT | multi-family | USD/housing shell | census division | east south central | 2688.5729
residential building shell | PATH Res Building Shell | 2042 | CAPITAL | REPLACEMENT | multi-family | USD/housing shell | census division | middle atlantic | 3596.398
residential building shell | PATH Res Building Shell | 2042 | CAPITAL | REPLACEMENT | multi-family | USD/housing shell | census division | mountain | 3140.0019
residential building shell | PATH Res Building Shell | 2042 | CAPITAL | REPLACEMENT | multi-family | USD/housing shell | census division | new england | 4047.4366
residential building shell | PATH Res Building Shell | 2042 | CAPITAL | REPLACEMENT | multi-family | USD/housing shell | census division | pacific | 3614.6734
residential building shell | PATH Res Building Shell | 2042 | CAPITAL | REPLACEMENT | multi-family | USD/housing shell | census division | south atlantic | 2767.6289
residential building shell | PATH Res Building Shell | 2042 | CAPITAL | REPLACEMENT | multi-family | USD/housing shell | census division | west north central | 2912.7597
residential building shell | PATH Res Building Shell | 2042 | CAPITAL | REPLACEMENT | multi-family | USD/housing shell | census division | west south central | 2600.9089
residential building shell | PATH Res Building Shell | 2042 | CAPITAL | REPLACEMENT | single-family | USD/housing shell | census division | east north central | 14358.1374
residential building shell | PATH Res Building Shell | 2042 | CAPITAL | REPLACEMENT | single-family | USD/housing shell | census division | east south central | 12406.4637
residential building shell | PATH Res Building Shell | 2042 | CAPITAL | REPLACEMENT | single-family | USD/housing shell | census division | middle atlantic | 16231.5915
residential building shell | PATH Res Building Shell | 2042 | CAPITAL | REPLACEMENT | single-family | USD/housing shell | census division | mountain | 13265.4448
residential building shell | PATH Res Building Shell | 2042 | CAPITAL | REPLACEMENT | single-family | USD/housing shell | census division | new england | 15740.6267
residential building shell | PATH Res Building Shell | 2042 | CAPITAL | REPLACEMENT | single-family | USD/housing shell | census division | pacific | 15634.1498
residential building shell | PATH Res Building Shell | 2042 | CAPITAL | REPLACEMENT | single-family | USD/housing shell | census division | south atlantic | 12805.497
residential building shell | PATH Res Building Shell | 2042 | CAPITAL | REPLACEMENT | single-family | USD/housing shell | census division | west north central | 11991.984
residential building shell | PATH Res Building Shell | 2042 | CAPITAL | REPLACEMENT | single-family | USD/housing shell | census division | west south central | 12337.4749
residential building shell | PATH Res Building Shell | 2043 | CAPITAL | NEW | mobile home | USD/housing shell | census division | east north central | 6763.097
residential building shell | PATH Res Building Shell | 2043 | CAPITAL | NEW | mobile home | USD/housing shell | census division | east south central | 5879.9097
residential building shell | PATH Res Building Shell | 2043 | CAPITAL | NEW | mobile home | USD/housing shell | census division | middle atlantic | 7109.1304
residential building shell | PATH Res Building Shell | 2043 | CAPITAL | NEW | mobile home | USD/housing shell | census division | mountain | 6675.341
residential building shell | PATH Res Building Shell | 2043 | CAPITAL | NEW | mobile home | USD/housing shell | census division | new england | 7109.1304
residential building shell | PATH Res Building Shell | 2043 | CAPITAL | NEW | mobile home | USD/housing shell | census division | pacific | 7779.8202
residential building shell | PATH Res Building Shell | 2043 | CAPITAL | NEW | mobile home | USD/housing shell | census division | south atlantic | 6053.0145
residential building shell | PATH Res Building Shell | 2043 | CAPITAL | NEW | mobile home | USD/housing shell | census division | west north central | 5518.0711
residential building shell | PATH Res Building Shell | 2043 | CAPITAL | NEW | mobile home | USD/housing shell | census division | west south central | 5527.7956
residential building shell | PATH Res Building Shell | 2043 | CAPITAL | NEW | multi-family | USD/housing shell | census division | east north central | 3321.1901
residential building shell | PATH Res Building Shell | 2043 | CAPITAL | NEW | multi-family | USD/housing shell | census division | east south central | 2688.5729
residential building shell | PATH Res Building Shell | 2043 | CAPITAL | NEW | multi-family | USD/housing shell | census division | middle atlantic | 3596.398
residential building shell | PATH Res Building Shell | 2043 | CAPITAL | NEW | multi-family | USD/housing shell | census division | mountain | 3140.0019
residential building shell | PATH Res Building Shell | 2043 | CAPITAL | NEW | multi-family | USD/housing shell | census division | new england | 4047.4366
residential building shell | PATH Res Building Shell | 2043 | CAPITAL | NEW | multi-family | USD/housing shell | census division | pacific | 3614.6734
residential building shell | PATH Res Building Shell | 2043 | CAPITAL | NEW | multi-family | USD/housing shell | census division | south atlantic | 2767.6289
residential building shell | PATH Res Building Shell | 2043 | CAPITAL | NEW | multi-family | USD/housing shell | census division | west north central | 2912.7597
residential building shell | PATH Res Building Shell | 2043 | CAPITAL | NEW | multi-family | USD/housing shell | census division | west south central | 2600.9089
residential building shell | PATH Res Building Shell | 2043 | CAPITAL | NEW | single-family | USD/housing shell | census division | east north central | 14358.1374
residential building shell | PATH Res Building Shell | 2043 | CAPITAL | NEW | single-family | USD/housing shell | census division | east south central | 12406.4637
residential building shell | PATH Res Building Shell | 2043 | CAPITAL | NEW | single-family | USD/housing shell | census division | middle atlantic | 16231.5915
residential building shell | PATH Res Building Shell | 2043 | CAPITAL | NEW | single-family | USD/housing shell | census division | mountain | 13265.4448
residential building shell | PATH Res Building Shell | 2043 | CAPITAL | NEW | single-family | USD/housing shell | census division | new england | 15740.6267
residential building shell | PATH Res Building Shell | 2043 | CAPITAL | NEW | single-family | USD/housing shell | census division | pacific | 15634.1498
residential building shell | PATH Res Building Shell | 2043 | CAPITAL | NEW | single-family | USD/housing shell | census division | south atlantic | 12805.497
residential building shell | PATH Res Building Shell | 2043 | CAPITAL | NEW | single-family | USD/housing shell | census division | west north central | 11991.984
residential building shell | PATH Res Building Shell | 2043 | CAPITAL | NEW | single-family | USD/housing shell | census division | west south central | 12337.4749
residential building shell | PATH Res Building Shell | 2043 | CAPITAL | REPLACEMENT | mobile home | USD/housing shell | census division | east north central | 6763.097
residential building shell | PATH Res Building Shell | 2043 | CAPITAL | REPLACEMENT | mobile home | USD/housing shell | census division | east south central | 5879.9097
residential building shell | PATH Res Building Shell | 2043 | CAPITAL | REPLACEMENT | mobile home | USD/housing shell | census division | middle atlantic | 7109.1304
residential building shell | PATH Res Building Shell | 2043 | CAPITAL | REPLACEMENT | mobile home | USD/housing shell | census division | mountain | 6675.341
residential building shell | PATH Res Building Shell | 2043 | CAPITAL | REPLACEMENT | mobile home | USD/housing shell | census division | new england | 7109.1304
residential building shell | PATH Res Building Shell | 2043 | CAPITAL | REPLACEMENT | mobile home | USD/housing shell | census division | pacific | 7779.8202
residential building shell | PATH Res Building Shell | 2043 | CAPITAL | REPLACEMENT | mobile home | USD/housing shell | census division | south atlantic | 6053.0145
residential building shell | PATH Res Building Shell | 2043 | CAPITAL | REPLACEMENT | mobile home | USD/housing shell | census division | west north central | 5518.0711
residential building shell | PATH Res Building Shell | 2043 | CAPITAL | REPLACEMENT | mobile home | USD/housing shell | census division | west south central | 5527.7956
residential building shell | PATH Res Building Shell | 2043 | CAPITAL | REPLACEMENT | multi-family | USD/housing shell | census division | east north central | 3321.1901
residential building shell | PATH Res Building Shell | 2043 | CAPITAL | REPLACEMENT | multi-family | USD/housing shell | census division | east south central | 2688.5729
residential building shell | PATH Res Building Shell | 2043 | CAPITAL | REPLACEMENT | multi-family | USD/housing shell | census division | middle atlantic | 3596.398
residential building shell | PATH Res Building Shell | 2043 | CAPITAL | REPLACEMENT | multi-family | USD/housing shell | census division | mountain | 3140.0019
residential building shell | PATH Res Building Shell | 2043 | CAPITAL | REPLACEMENT | multi-family | USD/housing shell | census division | new england | 4047.4366
residential building shell | PATH Res Building Shell | 2043 | CAPITAL | REPLACEMENT | multi-family | USD/housing shell | census division | pacific | 3614.6734
residential building shell | PATH Res Building Shell | 2043 | CAPITAL | REPLACEMENT | multi-family | USD/housing shell | census division | south atlantic | 2767.6289
residential building shell | PATH Res Building Shell | 2043 | CAPITAL | REPLACEMENT | multi-family | USD/housing shell | census division | west north central | 2912.7597
residential building shell | PATH Res Building Shell | 2043 | CAPITAL | REPLACEMENT | multi-family | USD/housing shell | census division | west south central | 2600.9089
residential building shell | PATH Res Building Shell | 2043 | CAPITAL | REPLACEMENT | single-family | USD/housing shell | census division | east north central | 14358.1374
residential building shell | PATH Res Building Shell | 2043 | CAPITAL | REPLACEMENT | single-family | USD/housing shell | census division | east south central | 12406.4637
residential building shell | PATH Res Building Shell | 2043 | CAPITAL | REPLACEMENT | single-family | USD/housing shell | census division | middle atlantic | 16231.5915
residential building shell | PATH Res Building Shell | 2043 | CAPITAL | REPLACEMENT | single-family | USD/housing shell | census division | mountain | 13265.4448
residential building shell | PATH Res Building Shell | 2043 | CAPITAL | REPLACEMENT | single-family | USD/housing shell | census division | new england | 15740.6267
residential building shell | PATH Res Building Shell | 2043 | CAPITAL | REPLACEMENT | single-family | USD/housing shell | census division | pacific | 15634.1498
residential building shell | PATH Res Building Shell | 2043 | CAPITAL | REPLACEMENT | single-family | USD/housing shell | census division | south atlantic | 12805.497
residential building shell | PATH Res Building Shell | 2043 | CAPITAL | REPLACEMENT | single-family | USD/housing shell | census division | west north central | 11991.984
residential building shell | PATH Res Building Shell | 2043 | CAPITAL | REPLACEMENT | single-family | USD/housing shell | census division | west south central | 12337.4749
residential building shell | PATH Res Building Shell | 2044 | CAPITAL | NEW | mobile home | USD/housing shell | census division | east north central | 6763.097
residential building shell | PATH Res Building Shell | 2044 | CAPITAL | NEW | mobile home | USD/housing shell | census division | east south central | 5879.9097
residential building shell | PATH Res Building Shell | 2044 | CAPITAL | NEW | mobile home | USD/housing shell | census division | middle atlantic | 7109.1304
residential building shell | PATH Res Building Shell | 2044 | CAPITAL | NEW | mobile home | USD/housing shell | census division | mountain | 6675.341
residential building shell | PATH Res Building Shell | 2044 | CAPITAL | NEW | mobile home | USD/housing shell | census division | new england | 7109.1304
residential building shell | PATH Res Building Shell | 2044 | CAPITAL | NEW | mobile home | USD/housing shell | census division | pacific | 7779.8202
residential building shell | PATH Res Building Shell | 2044 | CAPITAL | NEW | mobile home | USD/housing shell | census division | south atlantic | 6053.0145
residential building shell | PATH Res Building Shell | 2044 | CAPITAL | NEW | mobile home | USD/housing shell | census division | west north central | 5518.0711
residential building shell | PATH Res Building Shell | 2044 | CAPITAL | NEW | mobile home | USD/housing shell | census division | west south central | 5527.7956
residential building shell | PATH Res Building Shell | 2044 | CAPITAL | NEW | multi-family | USD/housing shell | census division | east north central | 3321.1901
residential building shell | PATH Res Building Shell | 2044 | CAPITAL | NEW | multi-family | USD/housing shell | census division | east south central | 2688.5729
residential building shell | PATH Res Building Shell | 2044 | CAPITAL | NEW | multi-family | USD/housing shell | census division | middle atlantic | 3596.398
residential building shell | PATH Res Building Shell | 2044 | CAPITAL | NEW | multi-family | USD/housing shell | census division | mountain | 3140.0019
residential building shell | PATH Res Building Shell | 2044 | CAPITAL | NEW | multi-family | USD/housing shell | census division | new england | 4047.4366
residential building shell | PATH Res Building Shell | 2044 | CAPITAL | NEW | multi-family | USD/housing shell | census division | pacific | 3614.6734
residential building shell | PATH Res Building Shell | 2044 | CAPITAL | NEW | multi-family | USD/housing shell | census division | south atlantic | 2767.6289
residential building shell | PATH Res Building Shell | 2044 | CAPITAL | NEW | multi-family | USD/housing shell | census division | west north central | 2912.7597
residential building shell | PATH Res Building Shell | 2044 | CAPITAL | NEW | multi-family | USD/housing shell | census division | west south central | 2600.9089
residential building shell | PATH Res Building Shell | 2044 | CAPITAL | NEW | single-family | USD/housing shell | census division | east north central | 14358.1374
residential building shell | PATH Res Building Shell | 2044 | CAPITAL | NEW | single-family | USD/housing shell | census division | east south central | 12406.4637
residential building shell | PATH Res Building Shell | 2044 | CAPITAL | NEW | single-family | USD/housing shell | census division | middle atlantic | 16231.5915
residential building shell | PATH Res Building Shell | 2044 | CAPITAL | NEW | single-family | USD/housing shell | census division | mountain | 13265.4448
residential building shell | PATH Res Building Shell | 2044 | CAPITAL | NEW | single-family | USD/housing shell | census division | new england | 15740.6267
residential building shell | PATH Res Building Shell | 2044 | CAPITAL | NEW | single-family | USD/housing shell | census division | pacific | 15634.1498
residential building shell | PATH Res Building Shell | 2044 | CAPITAL | NEW | single-family | USD/housing shell | census division | south atlantic | 12805.497
residential building shell | PATH Res Building Shell | 2044 | CAPITAL | NEW | single-family | USD/housing shell | census division | west north central | 11991.984
residential building shell | PATH Res Building Shell | 2044 | CAPITAL | NEW | single-family | USD/housing shell | census division | west south central | 12337.4749
residential building shell | PATH Res Building Shell | 2044 | CAPITAL | REPLACEMENT | mobile home | USD/housing shell | census division | east north central | 6763.097
residential building shell | PATH Res Building Shell | 2044 | CAPITAL | REPLACEMENT | mobile home | USD/housing shell | census division | east south central | 5879.9097
residential building shell | PATH Res Building Shell | 2044 | CAPITAL | REPLACEMENT | mobile home | USD/housing shell | census division | middle atlantic | 7109.1304
residential building shell | PATH Res Building Shell | 2044 | CAPITAL | REPLACEMENT | mobile home | USD/housing shell | census division | mountain | 6675.341
residential building shell | PATH Res Building Shell | 2044 | CAPITAL | REPLACEMENT | mobile home | USD/housing shell | census division | new england | 7109.1304
residential building shell | PATH Res Building Shell | 2044 | CAPITAL | REPLACEMENT | mobile home | USD/housing shell | census division | pacific | 7779.8202
residential building shell | PATH Res Building Shell | 2044 | CAPITAL | REPLACEMENT | mobile home | USD/housing shell | census division | south atlantic | 6053.0145
residential building shell | PATH Res Building Shell | 2044 | CAPITAL | REPLACEMENT | mobile home | USD/housing shell | census division | west north central | 5518.0711
residential building shell | PATH Res Building Shell | 2044 | CAPITAL | REPLACEMENT | mobile home | USD/housing shell | census division | west south central | 5527.7956
residential building shell | PATH Res Building Shell | 2044 | CAPITAL | REPLACEMENT | multi-family | USD/housing shell | census division | east north central | 3321.1901
residential building shell | PATH Res Building Shell | 2044 | CAPITAL | REPLACEMENT | multi-family | USD/housing shell | census division | east south central | 2688.5729
residential building shell | PATH Res Building Shell | 2044 | CAPITAL | REPLACEMENT | multi-family | USD/housing shell | census division | middle atlantic | 3596.398
residential building shell | PATH Res Building Shell | 2044 | CAPITAL | REPLACEMENT | multi-family | USD/housing shell | census division | mountain | 3140.0019
residential building shell | PATH Res Building Shell | 2044 | CAPITAL | REPLACEMENT | multi-family | USD/housing shell | census division | new england | 4047.4366
residential building shell | PATH Res Building Shell | 2044 | CAPITAL | REPLACEMENT | multi-family | USD/housing shell | census division | pacific | 3614.6734
residential building shell | PATH Res Building Shell | 2044 | CAPITAL | REPLACEMENT | multi-family | USD/housing shell | census division | south atlantic | 2767.6289
residential building shell | PATH Res Building Shell | 2044 | CAPITAL | REPLACEMENT | multi-family | USD/housing shell | census division | west north central | 2912.7597
residential building shell | PATH Res Building Shell | 2044 | CAPITAL | REPLACEMENT | multi-family | USD/housing shell | census division | west south central | 2600.9089
residential building shell | PATH Res Building Shell | 2044 | CAPITAL | REPLACEMENT | single-family | USD/housing shell | census division | east north central | 14358.1374
residential building shell | PATH Res Building Shell | 2044 | CAPITAL | REPLACEMENT | single-family | USD/housing shell | census division | east south central | 12406.4637
residential building shell | PATH Res Building Shell | 2044 | CAPITAL | REPLACEMENT | single-family | USD/housing shell | census division | middle atlantic | 16231.5915
residential building shell | PATH Res Building Shell | 2044 | CAPITAL | REPLACEMENT | single-family | USD/housing shell | census division | mountain | 13265.4448
residential building shell | PATH Res Building Shell | 2044 | CAPITAL | REPLACEMENT | single-family | USD/housing shell | census division | new england | 15740.6267
residential building shell | PATH Res Building Shell | 2044 | CAPITAL | REPLACEMENT | single-family | USD/housing shell | census division | pacific | 15634.1498
residential building shell | PATH Res Building Shell | 2044 | CAPITAL | REPLACEMENT | single-family | USD/housing shell | census division | south atlantic | 12805.497
residential building shell | PATH Res Building Shell | 2044 | CAPITAL | REPLACEMENT | single-family | USD/housing shell | census division | west north central | 11991.984
residential building shell | PATH Res Building Shell | 2044 | CAPITAL | REPLACEMENT | single-family | USD/housing shell | census division | west south central | 12337.4749
residential building shell | PATH Res Building Shell | 2045 | CAPITAL | NEW | mobile home | USD/housing shell | census division | east north central | 6763.097
residential building shell | PATH Res Building Shell | 2045 | CAPITAL | NEW | mobile home | USD/housing shell | census division | east south central | 5879.9097
residential building shell | PATH Res Building Shell | 2045 | CAPITAL | NEW | mobile home | USD/housing shell | census division | middle atlantic | 7109.1304
residential building shell | PATH Res Building Shell | 2045 | CAPITAL | NEW | mobile home | USD/housing shell | census division | mountain | 6675.341
residential building shell | PATH Res Building Shell | 2045 | CAPITAL | NEW | mobile home | USD/housing shell | census division | new england | 7109.1304
residential building shell | PATH Res Building Shell | 2045 | CAPITAL | NEW | mobile home | USD/housing shell | census division | pacific | 7779.8202
residential building shell | PATH Res Building Shell | 2045 | CAPITAL | NEW | mobile home | USD/housing shell | census division | south atlantic | 6053.0145
residential building shell | PATH Res Building Shell | 2045 | CAPITAL | NEW | mobile home | USD/housing shell | census division | west north central | 5518.0711
residential building shell | PATH Res Building Shell | 2045 | CAPITAL | NEW | mobile home | USD/housing shell | census division | west south central | 5527.7956
residential building shell | PATH Res Building Shell | 2045 | CAPITAL | NEW | multi-family | USD/housing shell | census division | east north central | 3321.1901
residential building shell | PATH Res Building Shell | 2045 | CAPITAL | NEW | multi-family | USD/housing shell | census division | east south central | 2688.5729
residential building shell | PATH Res Building Shell | 2045 | CAPITAL | NEW | multi-family | USD/housing shell | census division | middle atlantic | 3596.398
residential building shell | PATH Res Building Shell | 2045 | CAPITAL | NEW | multi-family | USD/housing shell | census division | mountain | 3140.0019
residential building shell | PATH Res Building Shell | 2045 | CAPITAL | NEW | multi-family | USD/housing shell | census division | new england | 4047.4366
residential building shell | PATH Res Building Shell | 2045 | CAPITAL | NEW | multi-family | USD/housing shell | census division | pacific | 3614.6734
residential building shell | PATH Res Building Shell | 2045 | CAPITAL | NEW | multi-family | USD/housing shell | census division | south atlantic | 2767.6289
residential building shell | PATH Res Building Shell | 2045 | CAPITAL | NEW | multi-family | USD/housing shell | census division | west north central | 2912.7597
residential building shell | PATH Res Building Shell | 2045 | CAPITAL | NEW | multi-family | USD/housing shell | census division | west south central | 2600.9089
residential building shell | PATH Res Building Shell | 2045 | CAPITAL | NEW | single-family | USD/housing shell | census division | east north central | 14358.1374
residential building shell | PATH Res Building Shell | 2045 | CAPITAL | NEW | single-family | USD/housing shell | census division | east south central | 12406.4637
residential building shell | PATH Res Building Shell | 2045 | CAPITAL | NEW | single-family | USD/housing shell | census division | middle atlantic | 16231.5915
residential building shell | PATH Res Building Shell | 2045 | CAPITAL | NEW | single-family | USD/housing shell | census division | mountain | 13265.4448
residential building shell | PATH Res Building Shell | 2045 | CAPITAL | NEW | single-family | USD/housing shell | census division | new england | 15740.6267
residential building shell | PATH Res Building Shell | 2045 | CAPITAL | NEW | single-family | USD/housing shell | census division | pacific | 15634.1498
residential building shell | PATH Res Building Shell | 2045 | CAPITAL | NEW | single-family | USD/housing shell | census division | south atlantic | 12805.497
residential building shell | PATH Res Building Shell | 2045 | CAPITAL | NEW | single-family | USD/housing shell | census division | west north central | 11991.984
residential building shell | PATH Res Building Shell | 2045 | CAPITAL | NEW | single-family | USD/housing shell | census division | west south central | 12337.4749
residential building shell | PATH Res Building Shell | 2045 | CAPITAL | REPLACEMENT | mobile home | USD/housing shell | census division | east north central | 6763.097
residential building shell | PATH Res Building Shell | 2045 | CAPITAL | REPLACEMENT | mobile home | USD/housing shell | census division | east south central | 5879.9097
residential building shell | PATH Res Building Shell | 2045 | CAPITAL | REPLACEMENT | mobile home | USD/housing shell | census division | middle atlantic | 7109.1304
residential building shell | PATH Res Building Shell | 2045 | CAPITAL | REPLACEMENT | mobile home | USD/housing shell | census division | mountain | 6675.341
residential building shell | PATH Res Building Shell | 2045 | CAPITAL | REPLACEMENT | mobile home | USD/housing shell | census division | new england | 7109.1304
residential building shell | PATH Res Building Shell | 2045 | CAPITAL | REPLACEMENT | mobile home | USD/housing shell | census division | pacific | 7779.8202
residential building shell | PATH Res Building Shell | 2045 | CAPITAL | REPLACEMENT | mobile home | USD/housing shell | census division | south atlantic | 6053.0145
residential building shell | PATH Res Building Shell | 2045 | CAPITAL | REPLACEMENT | mobile home | USD/housing shell | census division | west north central | 5518.0711
residential building shell | PATH Res Building Shell | 2045 | CAPITAL | REPLACEMENT | mobile home | USD/housing shell | census division | west south central | 5527.7956
residential building shell | PATH Res Building Shell | 2045 | CAPITAL | REPLACEMENT | multi-family | USD/housing shell | census division | east north central | 3321.1901
residential building shell | PATH Res Building Shell | 2045 | CAPITAL | REPLACEMENT | multi-family | USD/housing shell | census division | east south central | 2688.5729
residential building shell | PATH Res Building Shell | 2045 | CAPITAL | REPLACEMENT | multi-family | USD/housing shell | census division | middle atlantic | 3596.398
residential building shell | PATH Res Building Shell | 2045 | CAPITAL | REPLACEMENT | multi-family | USD/housing shell | census division | mountain | 3140.0019
residential building shell | PATH Res Building Shell | 2045 | CAPITAL | REPLACEMENT | multi-family | USD/housing shell | census division | new england | 4047.4366
residential building shell | PATH Res Building Shell | 2045 | CAPITAL | REPLACEMENT | multi-family | USD/housing shell | census division | pacific | 3614.6734
residential building shell | PATH Res Building Shell | 2045 | CAPITAL | REPLACEMENT | multi-family | USD/housing shell | census division | south atlantic | 2767.6289
residential building shell | PATH Res Building Shell | 2045 | CAPITAL | REPLACEMENT | multi-family | USD/housing shell | census division | west north central | 2912.7597
residential building shell | PATH Res Building Shell | 2045 | CAPITAL | REPLACEMENT | multi-family | USD/housing shell | census division | west south central | 2600.9089
residential building shell | PATH Res Building Shell | 2045 | CAPITAL | REPLACEMENT | single-family | USD/housing shell | census division | east north central | 14358.1374
residential building shell | PATH Res Building Shell | 2045 | CAPITAL | REPLACEMENT | single-family | USD/housing shell | census division | east south central | 12406.4637
residential building shell | PATH Res Building Shell | 2045 | CAPITAL | REPLACEMENT | single-family | USD/housing shell | census division | middle atlantic | 16231.5915
residential building shell | PATH Res Building Shell | 2045 | CAPITAL | REPLACEMENT | single-family | USD/housing shell | census division | mountain | 13265.4448
residential building shell | PATH Res Building Shell | 2045 | CAPITAL | REPLACEMENT | single-family | USD/housing shell | census division | new england | 15740.6267
residential building shell | PATH Res Building Shell | 2045 | CAPITAL | REPLACEMENT | single-family | USD/housing shell | census division | pacific | 15634.1498
residential building shell | PATH Res Building Shell | 2045 | CAPITAL | REPLACEMENT | single-family | USD/housing shell | census division | south atlantic | 12805.497
residential building shell | PATH Res Building Shell | 2045 | CAPITAL | REPLACEMENT | single-family | USD/housing shell | census division | west north central | 11991.984
residential building shell | PATH Res Building Shell | 2045 | CAPITAL | REPLACEMENT | single-family | USD/housing shell | census division | west south central | 12337.4749
residential building shell | PATH Res Building Shell | 2046 | CAPITAL | NEW | mobile home | USD/housing shell | census division | east north central | 6763.097
residential building shell | PATH Res Building Shell | 2046 | CAPITAL | NEW | mobile home | USD/housing shell | census division | east south central | 5879.9097
residential building shell | PATH Res Building Shell | 2046 | CAPITAL | NEW | mobile home | USD/housing shell | census division | middle atlantic | 7109.1304
residential building shell | PATH Res Building Shell | 2046 | CAPITAL | NEW | mobile home | USD/housing shell | census division | mountain | 6675.341
residential building shell | PATH Res Building Shell | 2046 | CAPITAL | NEW | mobile home | USD/housing shell | census division | new england | 7109.1304
residential building shell | PATH Res Building Shell | 2046 | CAPITAL | NEW | mobile home | USD/housing shell | census division | pacific | 7779.8202
residential building shell | PATH Res Building Shell | 2046 | CAPITAL | NEW | mobile home | USD/housing shell | census division | south atlantic | 6053.0145
residential building shell | PATH Res Building Shell | 2046 | CAPITAL | NEW | mobile home | USD/housing shell | census division | west north central | 5518.0711
residential building shell | PATH Res Building Shell | 2046 | CAPITAL | NEW | mobile home | USD/housing shell | census division | west south central | 5527.7956
residential building shell | PATH Res Building Shell | 2046 | CAPITAL | NEW | multi-family | USD/housing shell | census division | east north central | 3321.1901
residential building shell | PATH Res Building Shell | 2046 | CAPITAL | NEW | multi-family | USD/housing shell | census division | east south central | 2688.5729
residential building shell | PATH Res Building Shell | 2046 | CAPITAL | NEW | multi-family | USD/housing shell | census division | middle atlantic | 3596.398
residential building shell | PATH Res Building Shell | 2046 | CAPITAL | NEW | multi-family | USD/housing shell | census division | mountain | 3140.0019
residential building shell | PATH Res Building Shell | 2046 | CAPITAL | NEW | multi-family | USD/housing shell | census division | new england | 4047.4366
residential building shell | PATH Res Building Shell | 2046 | CAPITAL | NEW | multi-family | USD/housing shell | census division | pacific | 3614.6734
residential building shell | PATH Res Building Shell | 2046 | CAPITAL | NEW | multi-family | USD/housing shell | census division | south atlantic | 2767.6289
residential building shell | PATH Res Building Shell | 2046 | CAPITAL | NEW | multi-family | USD/housing shell | census division | west north central | 2912.7597
residential building shell | PATH Res Building Shell | 2046 | CAPITAL | NEW | multi-family | USD/housing shell | census division | west south central | 2600.9089
residential building shell | PATH Res Building Shell | 2046 | CAPITAL | NEW | single-family | USD/housing shell | census division | east north central | 14358.1374
residential building shell | PATH Res Building Shell | 2046 | CAPITAL | NEW | single-family | USD/housing shell | census division | east south central | 12406.4637
residential building shell | PATH Res Building Shell | 2046 | CAPITAL | NEW | single-family | USD/housing shell | census division | middle atlantic | 16231.5915
residential building shell | PATH Res Building Shell | 2046 | CAPITAL | NEW | single-family | USD/housing shell | census division | mountain | 13265.4448
residential building shell | PATH Res Building Shell | 2046 | CAPITAL | NEW | single-family | USD/housing shell | census division | new england | 15740.6267
residential building shell | PATH Res Building Shell | 2046 | CAPITAL | NEW | single-family | USD/housing shell | census division | pacific | 15634.1498
residential building shell | PATH Res Building Shell | 2046 | CAPITAL | NEW | single-family | USD/housing shell | census division | south atlantic | 12805.497
residential building shell | PATH Res Building Shell | 2046 | CAPITAL | NEW | single-family | USD/housing shell | census division | west north central | 11991.984
residential building shell | PATH Res Building Shell | 2046 | CAPITAL | NEW | single-family | USD/housing shell | census division | west south central | 12337.4749
residential building shell | PATH Res Building Shell | 2046 | CAPITAL | REPLACEMENT | mobile home | USD/housing shell | census division | east north central | 6763.097
residential building shell | PATH Res Building Shell | 2046 | CAPITAL | REPLACEMENT | mobile home | USD/housing shell | census division | east south central | 5879.9097
residential building shell | PATH Res Building Shell | 2046 | CAPITAL | REPLACEMENT | mobile home | USD/housing shell | census division | middle atlantic | 7109.1304
residential building shell | PATH Res Building Shell | 2046 | CAPITAL | REPLACEMENT | mobile home | USD/housing shell | census division | mountain | 6675.341
residential building shell | PATH Res Building Shell | 2046 | CAPITAL | REPLACEMENT | mobile home | USD/housing shell | census division | new england | 7109.1304
residential building shell | PATH Res Building Shell | 2046 | CAPITAL | REPLACEMENT | mobile home | USD/housing shell | census division | pacific | 7779.8202
residential building shell | PATH Res Building Shell | 2046 | CAPITAL | REPLACEMENT | mobile home | USD/housing shell | census division | south atlantic | 6053.0145
residential building shell | PATH Res Building Shell | 2046 | CAPITAL | REPLACEMENT | mobile home | USD/housing shell | census division | west north central | 5518.0711
residential building shell | PATH Res Building Shell | 2046 | CAPITAL | REPLACEMENT | mobile home | USD/housing shell | census division | west south central | 5527.7956
residential building shell | PATH Res Building Shell | 2046 | CAPITAL | REPLACEMENT | multi-family | USD/housing shell | census division | east north central | 3321.1901
residential building shell | PATH Res Building Shell | 2046 | CAPITAL | REPLACEMENT | multi-family | USD/housing shell | census division | east south central | 2688.5729
residential building shell | PATH Res Building Shell | 2046 | CAPITAL | REPLACEMENT | multi-family | USD/housing shell | census division | middle atlantic | 3596.398
residential building shell | PATH Res Building Shell | 2046 | CAPITAL | REPLACEMENT | multi-family | USD/housing shell | census division | mountain | 3140.0019
residential building shell | PATH Res Building Shell | 2046 | CAPITAL | REPLACEMENT | multi-family | USD/housing shell | census division | new england | 4047.4366
residential building shell | PATH Res Building Shell | 2046 | CAPITAL | REPLACEMENT | multi-family | USD/housing shell | census division | pacific | 3614.6734
residential building shell | PATH Res Building Shell | 2046 | CAPITAL | REPLACEMENT | multi-family | USD/housing shell | census division | south atlantic | 2767.6289
residential building shell | PATH Res Building Shell | 2046 | CAPITAL | REPLACEMENT | multi-family | USD/housing shell | census division | west north central | 2912.7597
residential building shell | PATH Res Building Shell | 2046 | CAPITAL | REPLACEMENT | multi-family | USD/housing shell | census division | west south central | 2600.9089
residential building shell | PATH Res Building Shell | 2046 | CAPITAL | REPLACEMENT | single-family | USD/housing shell | census division | east north central | 14358.1374
residential building shell | PATH Res Building Shell | 2046 | CAPITAL | REPLACEMENT | single-family | USD/housing shell | census division | east south central | 12406.4637
residential building shell | PATH Res Building Shell | 2046 | CAPITAL | REPLACEMENT | single-family | USD/housing shell | census division | middle atlantic | 16231.5915
residential building shell | PATH Res Building Shell | 2046 | CAPITAL | REPLACEMENT | single-family | USD/housing shell | census division | mountain | 13265.4448
residential building shell | PATH Res Building Shell | 2046 | CAPITAL | REPLACEMENT | single-family | USD/housing shell | census division | new england | 15740.6267
residential building shell | PATH Res Building Shell | 2046 | CAPITAL | REPLACEMENT | single-family | USD/housing shell | census division | pacific | 15634.1498
residential building shell | PATH Res Building Shell | 2046 | CAPITAL | REPLACEMENT | single-family | USD/housing shell | census division | south atlantic | 12805.497
residential building shell | PATH Res Building Shell | 2046 | CAPITAL | REPLACEMENT | single-family | USD/housing shell | census division | west north central | 11991.984
residential building shell | PATH Res Building Shell | 2046 | CAPITAL | REPLACEMENT | single-family | USD/housing shell | census division | west south central | 12337.4749
residential building shell | PATH Res Building Shell | 2047 | CAPITAL | NEW | mobile home | USD/housing shell | census division | east north central | 6763.097
residential building shell | PATH Res Building Shell | 2047 | CAPITAL | NEW | mobile home | USD/housing shell | census division | east south central | 5879.9097
residential building shell | PATH Res Building Shell | 2047 | CAPITAL | NEW | mobile home | USD/housing shell | census division | middle atlantic | 7109.1304
residential building shell | PATH Res Building Shell | 2047 | CAPITAL | NEW | mobile home | USD/housing shell | census division | mountain | 6675.341
residential building shell | PATH Res Building Shell | 2047 | CAPITAL | NEW | mobile home | USD/housing shell | census division | new england | 7109.1304
residential building shell | PATH Res Building Shell | 2047 | CAPITAL | NEW | mobile home | USD/housing shell | census division | pacific | 7779.8202
residential building shell | PATH Res Building Shell | 2047 | CAPITAL | NEW | mobile home | USD/housing shell | census division | south atlantic | 6053.0145
residential building shell | PATH Res Building Shell | 2047 | CAPITAL | NEW | mobile home | USD/housing shell | census division | west north central | 5518.0711
residential building shell | PATH Res Building Shell | 2047 | CAPITAL | NEW | mobile home | USD/housing shell | census division | west south central | 5527.7956
residential building shell | PATH Res Building Shell | 2047 | CAPITAL | NEW | multi-family | USD/housing shell | census division | east north central | 3321.1901
residential building shell | PATH Res Building Shell | 2047 | CAPITAL | NEW | multi-family | USD/housing shell | census division | east south central | 2688.5729
residential building shell | PATH Res Building Shell | 2047 | CAPITAL | NEW | multi-family | USD/housing shell | census division | middle atlantic | 3596.398
residential building shell | PATH Res Building Shell | 2047 | CAPITAL | NEW | multi-family | USD/housing shell | census division | mountain | 3140.0019
residential building shell | PATH Res Building Shell | 2047 | CAPITAL | NEW | multi-family | USD/housing shell | census division | new england | 4047.4366
residential building shell | PATH Res Building Shell | 2047 | CAPITAL | NEW | multi-family | USD/housing shell | census division | pacific | 3614.6734
residential building shell | PATH Res Building Shell | 2047 | CAPITAL | NEW | multi-family | USD/housing shell | census division | south atlantic | 2767.6289
residential building shell | PATH Res Building Shell | 2047 | CAPITAL | NEW | multi-family | USD/housing shell | census division | west north central | 2912.7597
residential building shell | PATH Res Building Shell | 2047 | CAPITAL | NEW | multi-family | USD/housing shell | census division | west south central | 2600.9089
residential building shell | PATH Res Building Shell | 2047 | CAPITAL | NEW | single-family | USD/housing shell | census division | east north central | 14358.1374
residential building shell | PATH Res Building Shell | 2047 | CAPITAL | NEW | single-family | USD/housing shell | census division | east south central | 12406.4637
residential building shell | PATH Res Building Shell | 2047 | CAPITAL | NEW | single-family | USD/housing shell | census division | middle atlantic | 16231.5915
residential building shell | PATH Res Building Shell | 2047 | CAPITAL | NEW | single-family | USD/housing shell | census division | mountain | 13265.4448
residential building shell | PATH Res Building Shell | 2047 | CAPITAL | NEW | single-family | USD/housing shell | census division | new england | 15740.6267
residential building shell | PATH Res Building Shell | 2047 | CAPITAL | NEW | single-family | USD/housing shell | census division | pacific | 15634.1498
residential building shell | PATH Res Building Shell | 2047 | CAPITAL | NEW | single-family | USD/housing shell | census division | south atlantic | 12805.497
residential building shell | PATH Res Building Shell | 2047 | CAPITAL | NEW | single-family | USD/housing shell | census division | west north central | 11991.984
residential building shell | PATH Res Building Shell | 2047 | CAPITAL | NEW | single-family | USD/housing shell | census division | west south central | 12337.4749
residential building shell | PATH Res Building Shell | 2047 | CAPITAL | REPLACEMENT | mobile home | USD/housing shell | census division | east north central | 6763.097
residential building shell | PATH Res Building Shell | 2047 | CAPITAL | REPLACEMENT | mobile home | USD/housing shell | census division | east south central | 5879.9097
residential building shell | PATH Res Building Shell | 2047 | CAPITAL | REPLACEMENT | mobile home | USD/housing shell | census division | middle atlantic | 7109.1304
residential building shell | PATH Res Building Shell | 2047 | CAPITAL | REPLACEMENT | mobile home | USD/housing shell | census division | mountain | 6675.341
residential building shell | PATH Res Building Shell | 2047 | CAPITAL | REPLACEMENT | mobile home | USD/housing shell | census division | new england | 7109.1304
residential building shell | PATH Res Building Shell | 2047 | CAPITAL | REPLACEMENT | mobile home | USD/housing shell | census division | pacific | 7779.8202
residential building shell | PATH Res Building Shell | 2047 | CAPITAL | REPLACEMENT | mobile home | USD/housing shell | census division | south atlantic | 6053.0145
residential building shell | PATH Res Building Shell | 2047 | CAPITAL | REPLACEMENT | mobile home | USD/housing shell | census division | west north central | 5518.0711
residential building shell | PATH Res Building Shell | 2047 | CAPITAL | REPLACEMENT | mobile home | USD/housing shell | census division | west south central | 5527.7956
residential building shell | PATH Res Building Shell | 2047 | CAPITAL | REPLACEMENT | multi-family | USD/housing shell | census division | east north central | 3321.1901
residential building shell | PATH Res Building Shell | 2047 | CAPITAL | REPLACEMENT | multi-family | USD/housing shell | census division | east south central | 2688.5729
residential building shell | PATH Res Building Shell | 2047 | CAPITAL | REPLACEMENT | multi-family | USD/housing shell | census division | middle atlantic | 3596.398
residential building shell | PATH Res Building Shell | 2047 | CAPITAL | REPLACEMENT | multi-family | USD/housing shell | census division | mountain | 3140.0019
residential building shell | PATH Res Building Shell | 2047 | CAPITAL | REPLACEMENT | multi-family | USD/housing shell | census division | new england | 4047.4366
residential building shell | PATH Res Building Shell | 2047 | CAPITAL | REPLACEMENT | multi-family | USD/housing shell | census division | pacific | 3614.6734
residential building shell | PATH Res Building Shell | 2047 | CAPITAL | REPLACEMENT | multi-family | USD/housing shell | census division | south atlantic | 2767.6289
residential building shell | PATH Res Building Shell | 2047 | CAPITAL | REPLACEMENT | multi-family | USD/housing shell | census division | west north central | 2912.7597
residential building shell | PATH Res Building Shell | 2047 | CAPITAL | REPLACEMENT | multi-family | USD/housing shell | census division | west south central | 2600.9089
residential building shell | PATH Res Building Shell | 2047 | CAPITAL | REPLACEMENT | single-family | USD/housing shell | census division | east north central | 14358.1374
residential building shell | PATH Res Building Shell | 2047 | CAPITAL | REPLACEMENT | single-family | USD/housing shell | census division | east south central | 12406.4637
residential building shell | PATH Res Building Shell | 2047 | CAPITAL | REPLACEMENT | single-family | USD/housing shell | census division | middle atlantic | 16231.5915
residential building shell | PATH Res Building Shell | 2047 | CAPITAL | REPLACEMENT | single-family | USD/housing shell | census division | mountain | 13265.4448
residential building shell | PATH Res Building Shell | 2047 | CAPITAL | REPLACEMENT | single-family | USD/housing shell | census division | new england | 15740.6267
residential building shell | PATH Res Building Shell | 2047 | CAPITAL | REPLACEMENT | single-family | USD/housing shell | census division | pacific | 15634.1498
residential building shell | PATH Res Building Shell | 2047 | CAPITAL | REPLACEMENT | single-family | USD/housing shell | census division | south atlantic | 12805.497
residential building shell | PATH Res Building Shell | 2047 | CAPITAL | REPLACEMENT | single-family | USD/housing shell | census division | west north central | 11991.984
residential building shell | PATH Res Building Shell | 2047 | CAPITAL | REPLACEMENT | single-family | USD/housing shell | census division | west south central | 12337.4749
residential building shell | PATH Res Building Shell | 2048 | CAPITAL | NEW | mobile home | USD/housing shell | census division | east north central | 6763.097
residential building shell | PATH Res Building Shell | 2048 | CAPITAL | NEW | mobile home | USD/housing shell | census division | east south central | 5879.9097
residential building shell | PATH Res Building Shell | 2048 | CAPITAL | NEW | mobile home | USD/housing shell | census division | middle atlantic | 7109.1304
residential building shell | PATH Res Building Shell | 2048 | CAPITAL | NEW | mobile home | USD/housing shell | census division | mountain | 6675.341
residential building shell | PATH Res Building Shell | 2048 | CAPITAL | NEW | mobile home | USD/housing shell | census division | new england | 7109.1304
residential building shell | PATH Res Building Shell | 2048 | CAPITAL | NEW | mobile home | USD/housing shell | census division | pacific | 7779.8202
residential building shell | PATH Res Building Shell | 2048 | CAPITAL | NEW | mobile home | USD/housing shell | census division | south atlantic | 6053.0145
residential building shell | PATH Res Building Shell | 2048 | CAPITAL | NEW | mobile home | USD/housing shell | census division | west north central | 5518.0711
residential building shell | PATH Res Building Shell | 2048 | CAPITAL | NEW | mobile home | USD/housing shell | census division | west south central | 5527.7956
residential building shell | PATH Res Building Shell | 2048 | CAPITAL | NEW | multi-family | USD/housing shell | census division | east north central | 3321.1901
residential building shell | PATH Res Building Shell | 2048 | CAPITAL | NEW | multi-family | USD/housing shell | census division | east south central | 2688.5729
residential building shell | PATH Res Building Shell | 2048 | CAPITAL | NEW | multi-family | USD/housing shell | census division | middle atlantic | 3596.398
residential building shell | PATH Res Building Shell | 2048 | CAPITAL | NEW | multi-family | USD/housing shell | census division | mountain | 3140.0019
residential building shell | PATH Res Building Shell | 2048 | CAPITAL | NEW | multi-family | USD/housing shell | census division | new england | 4047.4366
residential building shell | PATH Res Building Shell | 2048 | CAPITAL | NEW | multi-family | USD/housing shell | census division | pacific | 3614.6734
residential building shell | PATH Res Building Shell | 2048 | CAPITAL | NEW | multi-family | USD/housing shell | census division | south atlantic | 2767.6289
residential building shell | PATH Res Building Shell | 2048 | CAPITAL | NEW | multi-family | USD/housing shell | census division | west north central | 2912.7597
residential building shell | PATH Res Building Shell | 2048 | CAPITAL | NEW | multi-family | USD/housing shell | census division | west south central | 2600.9089
residential building shell | PATH Res Building Shell | 2048 | CAPITAL | NEW | single-family | USD/housing shell | census division | east north central | 14358.1374
residential building shell | PATH Res Building Shell | 2048 | CAPITAL | NEW | single-family | USD/housing shell | census division | east south central | 12406.4637
residential building shell | PATH Res Building Shell | 2048 | CAPITAL | NEW | single-family | USD/housing shell | census division | middle atlantic | 16231.5915
residential building shell | PATH Res Building Shell | 2048 | CAPITAL | NEW | single-family | USD/housing shell | census division | mountain | 13265.4448
residential building shell | PATH Res Building Shell | 2048 | CAPITAL | NEW | single-family | USD/housing shell | census division | new england | 15740.6267
residential building shell | PATH Res Building Shell | 2048 | CAPITAL | NEW | single-family | USD/housing shell | census division | pacific | 15634.1498
residential building shell | PATH Res Building Shell | 2048 | CAPITAL | NEW | single-family | USD/housing shell | census division | south atlantic | 12805.497
residential building shell | PATH Res Building Shell | 2048 | CAPITAL | NEW | single-family | USD/housing shell | census division | west north central | 11991.984
residential building shell | PATH Res Building Shell | 2048 | CAPITAL | NEW | single-family | USD/housing shell | census division | west south central | 12337.4749
residential building shell | PATH Res Building Shell | 2048 | CAPITAL | REPLACEMENT | mobile home | USD/housing shell | census division | east north central | 6763.097
residential building shell | PATH Res Building Shell | 2048 | CAPITAL | REPLACEMENT | mobile home | USD/housing shell | census division | east south central | 5879.9097
residential building shell | PATH Res Building Shell | 2048 | CAPITAL | REPLACEMENT | mobile home | USD/housing shell | census division | middle atlantic | 7109.1304
residential building shell | PATH Res Building Shell | 2048 | CAPITAL | REPLACEMENT | mobile home | USD/housing shell | census division | mountain | 6675.341
residential building shell | PATH Res Building Shell | 2048 | CAPITAL | REPLACEMENT | mobile home | USD/housing shell | census division | new england | 7109.1304
residential building shell | PATH Res Building Shell | 2048 | CAPITAL | REPLACEMENT | mobile home | USD/housing shell | census division | pacific | 7779.8202
residential building shell | PATH Res Building Shell | 2048 | CAPITAL | REPLACEMENT | mobile home | USD/housing shell | census division | south atlantic | 6053.0145
residential building shell | PATH Res Building Shell | 2048 | CAPITAL | REPLACEMENT | mobile home | USD/housing shell | census division | west north central | 5518.0711
residential building shell | PATH Res Building Shell | 2048 | CAPITAL | REPLACEMENT | mobile home | USD/housing shell | census division | west south central | 5527.7956
residential building shell | PATH Res Building Shell | 2048 | CAPITAL | REPLACEMENT | multi-family | USD/housing shell | census division | east north central | 3321.1901
residential building shell | PATH Res Building Shell | 2048 | CAPITAL | REPLACEMENT | multi-family | USD/housing shell | census division | east south central | 2688.5729
residential building shell | PATH Res Building Shell | 2048 | CAPITAL | REPLACEMENT | multi-family | USD/housing shell | census division | middle atlantic | 3596.398
residential building shell | PATH Res Building Shell | 2048 | CAPITAL | REPLACEMENT | multi-family | USD/housing shell | census division | mountain | 3140.0019
residential building shell | PATH Res Building Shell | 2048 | CAPITAL | REPLACEMENT | multi-family | USD/housing shell | census division | new england | 4047.4366
residential building shell | PATH Res Building Shell | 2048 | CAPITAL | REPLACEMENT | multi-family | USD/housing shell | census division | pacific | 3614.6734
residential building shell | PATH Res Building Shell | 2048 | CAPITAL | REPLACEMENT | multi-family | USD/housing shell | census division | south atlantic | 2767.6289
residential building shell | PATH Res Building Shell | 2048 | CAPITAL | REPLACEMENT | multi-family | USD/housing shell | census division | west north central | 2912.7597
residential building shell | PATH Res Building Shell | 2048 | CAPITAL | REPLACEMENT | multi-family | USD/housing shell | census division | west south central | 2600.9089
residential building shell | PATH Res Building Shell | 2048 | CAPITAL | REPLACEMENT | single-family | USD/housing shell | census division | east north central | 14358.1374
residential building shell | PATH Res Building Shell | 2048 | CAPITAL | REPLACEMENT | single-family | USD/housing shell | census division | east south central | 12406.4637
residential building shell | PATH Res Building Shell | 2048 | CAPITAL | REPLACEMENT | single-family | USD/housing shell | census division | middle atlantic | 16231.5915
residential building shell | PATH Res Building Shell | 2048 | CAPITAL | REPLACEMENT | single-family | USD/housing shell | census division | mountain | 13265.4448
residential building shell | PATH Res Building Shell | 2048 | CAPITAL | REPLACEMENT | single-family | USD/housing shell | census division | new england | 15740.6267
residential building shell | PATH Res Building Shell | 2048 | CAPITAL | REPLACEMENT | single-family | USD/housing shell | census division | pacific | 15634.1498
residential building shell | PATH Res Building Shell | 2048 | CAPITAL | REPLACEMENT | single-family | USD/housing shell | census division | south atlantic | 12805.497
residential building shell | PATH Res Building Shell | 2048 | CAPITAL | REPLACEMENT | single-family | USD/housing shell | census division | west north central | 11991.984
residential building shell | PATH Res Building Shell | 2048 | CAPITAL | REPLACEMENT | single-family | USD/housing shell | census division | west south central | 12337.4749
residential building shell | PATH Res Building Shell | 2049 | CAPITAL | NEW | mobile home | USD/housing shell | census division | east north central | 6763.097
residential building shell | PATH Res Building Shell | 2049 | CAPITAL | NEW | mobile home | USD/housing shell | census division | east south central | 5879.9097
residential building shell | PATH Res Building Shell | 2049 | CAPITAL | NEW | mobile home | USD/housing shell | census division | middle atlantic | 7109.1304
residential building shell | PATH Res Building Shell | 2049 | CAPITAL | NEW | mobile home | USD/housing shell | census division | mountain | 6675.341
residential building shell | PATH Res Building Shell | 2049 | CAPITAL | NEW | mobile home | USD/housing shell | census division | new england | 7109.1304
residential building shell | PATH Res Building Shell | 2049 | CAPITAL | NEW | mobile home | USD/housing shell | census division | pacific | 7779.8202
residential building shell | PATH Res Building Shell | 2049 | CAPITAL | NEW | mobile home | USD/housing shell | census division | south atlantic | 6053.0145
residential building shell | PATH Res Building Shell | 2049 | CAPITAL | NEW | mobile home | USD/housing shell | census division | west north central | 5518.0711
residential building shell | PATH Res Building Shell | 2049 | CAPITAL | NEW | mobile home | USD/housing shell | census division | west south central | 5527.7956
residential building shell | PATH Res Building Shell | 2049 | CAPITAL | NEW | multi-family | USD/housing shell | census division | east north central | 3321.1901
residential building shell | PATH Res Building Shell | 2049 | CAPITAL | NEW | multi-family | USD/housing shell | census division | east south central | 2688.5729
residential building shell | PATH Res Building Shell | 2049 | CAPITAL | NEW | multi-family | USD/housing shell | census division | middle atlantic | 3596.398
residential building shell | PATH Res Building Shell | 2049 | CAPITAL | NEW | multi-family | USD/housing shell | census division | mountain | 3140.0019
residential building shell | PATH Res Building Shell | 2049 | CAPITAL | NEW | multi-family | USD/housing shell | census division | new england | 4047.4366
residential building shell | PATH Res Building Shell | 2049 | CAPITAL | NEW | multi-family | USD/housing shell | census division | pacific | 3614.6734
residential building shell | PATH Res Building Shell | 2049 | CAPITAL | NEW | multi-family | USD/housing shell | census division | south atlantic | 2767.6289
residential building shell | PATH Res Building Shell | 2049 | CAPITAL | NEW | multi-family | USD/housing shell | census division | west north central | 2912.7597
residential building shell | PATH Res Building Shell | 2049 | CAPITAL | NEW | multi-family | USD/housing shell | census division | west south central | 2600.9089
residential building shell | PATH Res Building Shell | 2049 | CAPITAL | NEW | single-family | USD/housing shell | census division | east north central | 14358.1374
residential building shell | PATH Res Building Shell | 2049 | CAPITAL | NEW | single-family | USD/housing shell | census division | east south central | 12406.4637
residential building shell | PATH Res Building Shell | 2049 | CAPITAL | NEW | single-family | USD/housing shell | census division | middle atlantic | 16231.5915
residential building shell | PATH Res Building Shell | 2049 | CAPITAL | NEW | single-family | USD/housing shell | census division | mountain | 13265.4448
residential building shell | PATH Res Building Shell | 2049 | CAPITAL | NEW | single-family | USD/housing shell | census division | new england | 15740.6267
residential building shell | PATH Res Building Shell | 2049 | CAPITAL | NEW | single-family | USD/housing shell | census division | pacific | 15634.1498
residential building shell | PATH Res Building Shell | 2049 | CAPITAL | NEW | single-family | USD/housing shell | census division | south atlantic | 12805.497
residential building shell | PATH Res Building Shell | 2049 | CAPITAL | NEW | single-family | USD/housing shell | census division | west north central | 11991.984
residential building shell | PATH Res Building Shell | 2049 | CAPITAL | NEW | single-family | USD/housing shell | census division | west south central | 12337.4749
residential building shell | PATH Res Building Shell | 2049 | CAPITAL | REPLACEMENT | mobile home | USD/housing shell | census division | east north central | 6763.097
residential building shell | PATH Res Building Shell | 2049 | CAPITAL | REPLACEMENT | mobile home | USD/housing shell | census division | east south central | 5879.9097
residential building shell | PATH Res Building Shell | 2049 | CAPITAL | REPLACEMENT | mobile home | USD/housing shell | census division | middle atlantic | 7109.1304
residential building shell | PATH Res Building Shell | 2049 | CAPITAL | REPLACEMENT | mobile home | USD/housing shell | census division | mountain | 6675.341
residential building shell | PATH Res Building Shell | 2049 | CAPITAL | REPLACEMENT | mobile home | USD/housing shell | census division | new england | 7109.1304
residential building shell | PATH Res Building Shell | 2049 | CAPITAL | REPLACEMENT | mobile home | USD/housing shell | census division | pacific | 7779.8202
residential building shell | PATH Res Building Shell | 2049 | CAPITAL | REPLACEMENT | mobile home | USD/housing shell | census division | south atlantic | 6053.0145
residential building shell | PATH Res Building Shell | 2049 | CAPITAL | REPLACEMENT | mobile home | USD/housing shell | census division | west north central | 5518.0711
residential building shell | PATH Res Building Shell | 2049 | CAPITAL | REPLACEMENT | mobile home | USD/housing shell | census division | west south central | 5527.7956
residential building shell | PATH Res Building Shell | 2049 | CAPITAL | REPLACEMENT | multi-family | USD/housing shell | census division | east north central | 3321.1901
residential building shell | PATH Res Building Shell | 2049 | CAPITAL | REPLACEMENT | multi-family | USD/housing shell | census division | east south central | 2688.5729
residential building shell | PATH Res Building Shell | 2049 | CAPITAL | REPLACEMENT | multi-family | USD/housing shell | census division | middle atlantic | 3596.398
residential building shell | PATH Res Building Shell | 2049 | CAPITAL | REPLACEMENT | multi-family | USD/housing shell | census division | mountain | 3140.0019
residential building shell | PATH Res Building Shell | 2049 | CAPITAL | REPLACEMENT | multi-family | USD/housing shell | census division | new england | 4047.4366
residential building shell | PATH Res Building Shell | 2049 | CAPITAL | REPLACEMENT | multi-family | USD/housing shell | census division | pacific | 3614.6734
residential building shell | PATH Res Building Shell | 2049 | CAPITAL | REPLACEMENT | multi-family | USD/housing shell | census division | south atlantic | 2767.6289
residential building shell | PATH Res Building Shell | 2049 | CAPITAL | REPLACEMENT | multi-family | USD/housing shell | census division | west north central | 2912.7597
residential building shell | PATH Res Building Shell | 2049 | CAPITAL | REPLACEMENT | multi-family | USD/housing shell | census division | west south central | 2600.9089
residential building shell | PATH Res Building Shell | 2049 | CAPITAL | REPLACEMENT | single-family | USD/housing shell | census division | east north central | 14358.1374
residential building shell | PATH Res Building Shell | 2049 | CAPITAL | REPLACEMENT | single-family | USD/housing shell | census division | east south central | 12406.4637
residential building shell | PATH Res Building Shell | 2049 | CAPITAL | REPLACEMENT | single-family | USD/housing shell | census division | middle atlantic | 16231.5915
residential building shell | PATH Res Building Shell | 2049 | CAPITAL | REPLACEMENT | single-family | USD/housing shell | census division | mountain | 13265.4448
residential building shell | PATH Res Building Shell | 2049 | CAPITAL | REPLACEMENT | single-family | USD/housing shell | census division | new england | 15740.6267
residential building shell | PATH Res Building Shell | 2049 | CAPITAL | REPLACEMENT | single-family | USD/housing shell | census division | pacific | 15634.1498
residential building shell | PATH Res Building Shell | 2049 | CAPITAL | REPLACEMENT | single-family | USD/housing shell | census division | south atlantic | 12805.497
residential building shell | PATH Res Building Shell | 2049 | CAPITAL | REPLACEMENT | single-family | USD/housing shell | census division | west north central | 11991.984
residential building shell | PATH Res Building Shell | 2049 | CAPITAL | REPLACEMENT | single-family | USD/housing shell | census division | west south central | 12337.4749
residential building shell | PATH Res Building Shell | 2050 | CAPITAL | NEW | mobile home | USD/housing shell | census division | east north central | 6763.097
residential building shell | PATH Res Building Shell | 2050 | CAPITAL | NEW | mobile home | USD/housing shell | census division | east south central | 5879.9097
residential building shell | PATH Res Building Shell | 2050 | CAPITAL | NEW | mobile home | USD/housing shell | census division | middle atlantic | 7109.1304
residential building shell | PATH Res Building Shell | 2050 | CAPITAL | NEW | mobile home | USD/housing shell | census division | mountain | 6675.341
residential building shell | PATH Res Building Shell | 2050 | CAPITAL | NEW | mobile home | USD/housing shell | census division | new england | 7109.1304
residential building shell | PATH Res Building Shell | 2050 | CAPITAL | NEW | mobile home | USD/housing shell | census division | pacific | 7779.8202
residential building shell | PATH Res Building Shell | 2050 | CAPITAL | NEW | mobile home | USD/housing shell | census division | south atlantic | 6053.0145
residential building shell | PATH Res Building Shell | 2050 | CAPITAL | NEW | mobile home | USD/housing shell | census division | west north central | 5518.0711
residential building shell | PATH Res Building Shell | 2050 | CAPITAL | NEW | mobile home | USD/housing shell | census division | west south central | 5527.7956
residential building shell | PATH Res Building Shell | 2050 | CAPITAL | NEW | multi-family | USD/housing shell | census division | east north central | 3321.1901
residential building shell | PATH Res Building Shell | 2050 | CAPITAL | NEW | multi-family | USD/housing shell | census division | east south central | 2688.5729
residential building shell | PATH Res Building Shell | 2050 | CAPITAL | NEW | multi-family | USD/housing shell | census division | middle atlantic | 3596.398
residential building shell | PATH Res Building Shell | 2050 | CAPITAL | NEW | multi-family | USD/housing shell | census division | mountain | 3140.0019
residential building shell | PATH Res Building Shell | 2050 | CAPITAL | NEW | multi-family | USD/housing shell | census division | new england | 4047.4366
residential building shell | PATH Res Building Shell | 2050 | CAPITAL | NEW | multi-family | USD/housing shell | census division | pacific | 3614.6734
residential building shell | PATH Res Building Shell | 2050 | CAPITAL | NEW | multi-family | USD/housing shell | census division | south atlantic | 2767.6289
residential building shell | PATH Res Building Shell | 2050 | CAPITAL | NEW | multi-family | USD/housing shell | census division | west north central | 2912.7597
residential building shell | PATH Res Building Shell | 2050 | CAPITAL | NEW | multi-family | USD/housing shell | census division | west south central | 2600.9089
residential building shell | PATH Res Building Shell | 2050 | CAPITAL | NEW | single-family | USD/housing shell | census division | east north central | 14358.1374
residential building shell | PATH Res Building Shell | 2050 | CAPITAL | NEW | single-family | USD/housing shell | census division | east south central | 12406.4637
residential building shell | PATH Res Building Shell | 2050 | CAPITAL | NEW | single-family | USD/housing shell | census division | middle atlantic | 16231.5915
residential building shell | PATH Res Building Shell | 2050 | CAPITAL | NEW | single-family | USD/housing shell | census division | mountain | 13265.4448
residential building shell | PATH Res Building Shell | 2050 | CAPITAL | NEW | single-family | USD/housing shell | census division | new england | 15740.6267
residential building shell | PATH Res Building Shell | 2050 | CAPITAL | NEW | single-family | USD/housing shell | census division | pacific | 15634.1498
residential building shell | PATH Res Building Shell | 2050 | CAPITAL | NEW | single-family | USD/housing shell | census division | south atlantic | 12805.497
residential building shell | PATH Res Building Shell | 2050 | CAPITAL | NEW | single-family | USD/housing shell | census division | west north central | 11991.984
residential building shell | PATH Res Building Shell | 2050 | CAPITAL | NEW | single-family | USD/housing shell | census division | west south central | 12337.4749
residential building shell | PATH Res Building Shell | 2050 | CAPITAL | REPLACEMENT | mobile home | USD/housing shell | census division | east north central | 6763.097
residential building shell | PATH Res Building Shell | 2050 | CAPITAL | REPLACEMENT | mobile home | USD/housing shell | census division | east south central | 5879.9097
residential building shell | PATH Res Building Shell | 2050 | CAPITAL | REPLACEMENT | mobile home | USD/housing shell | census division | middle atlantic | 7109.1304
residential building shell | PATH Res Building Shell | 2050 | CAPITAL | REPLACEMENT | mobile home | USD/housing shell | census division | mountain | 6675.341
residential building shell | PATH Res Building Shell | 2050 | CAPITAL | REPLACEMENT | mobile home | USD/housing shell | census division | new england | 7109.1304
residential building shell | PATH Res Building Shell | 2050 | CAPITAL | REPLACEMENT | mobile home | USD/housing shell | census division | pacific | 7779.8202
residential building shell | PATH Res Building Shell | 2050 | CAPITAL | REPLACEMENT | mobile home | USD/housing shell | census division | south atlantic | 6053.0145
residential building shell | PATH Res Building Shell | 2050 | CAPITAL | REPLACEMENT | mobile home | USD/housing shell | census division | west north central | 5518.0711
residential building shell | PATH Res Building Shell | 2050 | CAPITAL | REPLACEMENT | mobile home | USD/housing shell | census division | west south central | 5527.7956
residential building shell | PATH Res Building Shell | 2050 | CAPITAL | REPLACEMENT | multi-family | USD/housing shell | census division | east north central | 3321.1901
residential building shell | PATH Res Building Shell | 2050 | CAPITAL | REPLACEMENT | multi-family | USD/housing shell | census division | east south central | 2688.5729
residential building shell | PATH Res Building Shell | 2050 | CAPITAL | REPLACEMENT | multi-family | USD/housing shell | census division | middle atlantic | 3596.398
residential building shell | PATH Res Building Shell | 2050 | CAPITAL | REPLACEMENT | multi-family | USD/housing shell | census division | mountain | 3140.0019
residential building shell | PATH Res Building Shell | 2050 | CAPITAL | REPLACEMENT | multi-family | USD/housing shell | census division | new england | 4047.4366
residential building shell | PATH Res Building Shell | 2050 | CAPITAL | REPLACEMENT | multi-family | USD/housing shell | census division | pacific | 3614.6734
residential building shell | PATH Res Building Shell | 2050 | CAPITAL | REPLACEMENT | multi-family | USD/housing shell | census division | south atlantic | 2767.6289
residential building shell | PATH Res Building Shell | 2050 | CAPITAL | REPLACEMENT | multi-family | USD/housing shell | census division | west north central | 2912.7597
residential building shell | PATH Res Building Shell | 2050 | CAPITAL | REPLACEMENT | multi-family | USD/housing shell | census division | west south central | 2600.9089
residential building shell | PATH Res Building Shell | 2050 | CAPITAL | REPLACEMENT | single-family | USD/housing shell | census division | east north central | 14358.1374
residential building shell | PATH Res Building Shell | 2050 | CAPITAL | REPLACEMENT | single-family | USD/housing shell | census division | east south central | 12406.4637
residential building shell | PATH Res Building Shell | 2050 | CAPITAL | REPLACEMENT | single-family | USD/housing shell | census division | middle atlantic | 16231.5915
residential building shell | PATH Res Building Shell | 2050 | CAPITAL | REPLACEMENT | single-family | USD/housing shell | census division | mountain | 13265.4448
residential building shell | PATH Res Building Shell | 2050 | CAPITAL | REPLACEMENT | single-family | USD/housing shell | census division | new england | 15740.6267
residential building shell | PATH Res Building Shell | 2050 | CAPITAL | REPLACEMENT | single-family | USD/housing shell | census division | pacific | 15634.1498
residential building shell | PATH Res Building Shell | 2050 | CAPITAL | REPLACEMENT | single-family | USD/housing shell | census division | south atlantic | 12805.497
residential building shell | PATH Res Building Shell | 2050 | CAPITAL | REPLACEMENT | single-family | USD/housing shell | census division | west north central | 11991.984
residential building shell | PATH Res Building Shell | 2050 | CAPITAL | REPLACEMENT | single-family | USD/housing shell | census division | west south central | 12337.4749
residential building shell | Reference Res Building Shell | 2020 | CAPITAL | NEW | mobile home | USD/housing shell | census division | east north central | 0
residential building shell | Reference Res Building Shell | 2020 | CAPITAL | NEW | mobile home | USD/housing shell | census division | east south central | 0
residential building shell | Reference Res Building Shell | 2020 | CAPITAL | NEW | mobile home | USD/housing shell | census division | middle atlantic | 0
residential building shell | Reference Res Building Shell | 2020 | CAPITAL | NEW | mobile home | USD/housing shell | census division | mountain | 0
residential building shell | Reference Res Building Shell | 2020 | CAPITAL | NEW | mobile home | USD/housing shell | census division | new england | 0
residential building shell | Reference Res Building Shell | 2020 | CAPITAL | NEW | mobile home | USD/housing shell | census division | pacific | 0
residential building shell | Reference Res Building Shell | 2020 | CAPITAL | NEW | mobile home | USD/housing shell | census division | south atlantic | 0
residential building shell | Reference Res Building Shell | 2020 | CAPITAL | NEW | mobile home | USD/housing shell | census division | west north central | 0
residential building shell | Reference Res Building Shell | 2020 | CAPITAL | NEW | mobile home | USD/housing shell | census division | west south central | 0
residential building shell | Reference Res Building Shell | 2020 | CAPITAL | NEW | multi-family | USD/housing shell | census division | east north central | 0
residential building shell | Reference Res Building Shell | 2020 | CAPITAL | NEW | multi-family | USD/housing shell | census division | east south central | 0
residential building shell | Reference Res Building Shell | 2020 | CAPITAL | NEW | multi-family | USD/housing shell | census division | middle atlantic | 0
residential building shell | Reference Res Building Shell | 2020 | CAPITAL | NEW | multi-family | USD/housing shell | census division | mountain | 0
residential building shell | Reference Res Building Shell | 2020 | CAPITAL | NEW | multi-family | USD/housing shell | census division | new england | 0
residential building shell | Reference Res Building Shell | 2020 | CAPITAL | NEW | multi-family | USD/housing shell | census division | pacific | 0
residential building shell | Reference Res Building Shell | 2020 | CAPITAL | NEW | multi-family | USD/housing shell | census division | south atlantic | 0
residential building shell | Reference Res Building Shell | 2020 | CAPITAL | NEW | multi-family | USD/housing shell | census division | west north central | 0
residential building shell | Reference Res Building Shell | 2020 | CAPITAL | NEW | multi-family | USD/housing shell | census division | west south central | 0
residential building shell | Reference Res Building Shell | 2020 | CAPITAL | NEW | single-family | USD/housing shell | census division | east north central | 0
residential building shell | Reference Res Building Shell | 2020 | CAPITAL | NEW | single-family | USD/housing shell | census division | east south central | 0
residential building shell | Reference Res Building Shell | 2020 | CAPITAL | NEW | single-family | USD/housing shell | census division | middle atlantic | 0
residential building shell | Reference Res Building Shell | 2020 | CAPITAL | NEW | single-family | USD/housing shell | census division | mountain | 0
residential building shell | Reference Res Building Shell | 2020 | CAPITAL | NEW | single-family | USD/housing shell | census division | new england | 0
residential building shell | Reference Res Building Shell | 2020 | CAPITAL | NEW | single-family | USD/housing shell | census division | pacific | 0
residential building shell | Reference Res Building Shell | 2020 | CAPITAL | NEW | single-family | USD/housing shell | census division | south atlantic | 0
residential building shell | Reference Res Building Shell | 2020 | CAPITAL | NEW | single-family | USD/housing shell | census division | west north central | 0
residential building shell | Reference Res Building Shell | 2020 | CAPITAL | NEW | single-family | USD/housing shell | census division | west south central | 0
residential building shell | Reference Res Building Shell | 2020 | CAPITAL | REPLACEMENT | mobile home | USD/housing shell | census division | east north central | 0
residential building shell | Reference Res Building Shell | 2020 | CAPITAL | REPLACEMENT | mobile home | USD/housing shell | census division | east south central | 0
residential building shell | Reference Res Building Shell | 2020 | CAPITAL | REPLACEMENT | mobile home | USD/housing shell | census division | middle atlantic | 0
residential building shell | Reference Res Building Shell | 2020 | CAPITAL | REPLACEMENT | mobile home | USD/housing shell | census division | mountain | 0
residential building shell | Reference Res Building Shell | 2020 | CAPITAL | REPLACEMENT | mobile home | USD/housing shell | census division | new england | 0
residential building shell | Reference Res Building Shell | 2020 | CAPITAL | REPLACEMENT | mobile home | USD/housing shell | census division | pacific | 0
residential building shell | Reference Res Building Shell | 2020 | CAPITAL | REPLACEMENT | mobile home | USD/housing shell | census division | south atlantic | 0
residential building shell | Reference Res Building Shell | 2020 | CAPITAL | REPLACEMENT | mobile home | USD/housing shell | census division | west north central | 0
residential building shell | Reference Res Building Shell | 2020 | CAPITAL | REPLACEMENT | mobile home | USD/housing shell | census division | west south central | 0
residential building shell | Reference Res Building Shell | 2020 | CAPITAL | REPLACEMENT | multi-family | USD/housing shell | census division | east north central | 0
residential building shell | Reference Res Building Shell | 2020 | CAPITAL | REPLACEMENT | multi-family | USD/housing shell | census division | east south central | 0
residential building shell | Reference Res Building Shell | 2020 | CAPITAL | REPLACEMENT | multi-family | USD/housing shell | census division | middle atlantic | 0
residential building shell | Reference Res Building Shell | 2020 | CAPITAL | REPLACEMENT | multi-family | USD/housing shell | census division | mountain | 0
residential building shell | Reference Res Building Shell | 2020 | CAPITAL | REPLACEMENT | multi-family | USD/housing shell | census division | new england | 0
residential building shell | Reference Res Building Shell | 2020 | CAPITAL | REPLACEMENT | multi-family | USD/housing shell | census division | pacific | 0
residential building shell | Reference Res Building Shell | 2020 | CAPITAL | REPLACEMENT | multi-family | USD/housing shell | census division | south atlantic | 0
residential building shell | Reference Res Building Shell | 2020 | CAPITAL | REPLACEMENT | multi-family | USD/housing shell | census division | west north central | 0
residential building shell | Reference Res Building Shell | 2020 | CAPITAL | REPLACEMENT | multi-family | USD/housing shell | census division | west south central | 0
residential building shell | Reference Res Building Shell | 2020 | CAPITAL | REPLACEMENT | single-family | USD/housing shell | census division | east north central | 0
residential building shell | Reference Res Building Shell | 2020 | CAPITAL | REPLACEMENT | single-family | USD/housing shell | census division | east south central | 0
residential building shell | Reference Res Building Shell | 2020 | CAPITAL | REPLACEMENT | single-family | USD/housing shell | census division | middle atlantic | 0
residential building shell | Reference Res Building Shell | 2020 | CAPITAL | REPLACEMENT | single-family | USD/housing shell | census division | mountain | 0
residential building shell | Reference Res Building Shell | 2020 | CAPITAL | REPLACEMENT | single-family | USD/housing shell | census division | new england | 0
residential building shell | Reference Res Building Shell | 2020 | CAPITAL | REPLACEMENT | single-family | USD/housing shell | census division | pacific | 0
residential building shell | Reference Res Building Shell | 2020 | CAPITAL | REPLACEMENT | single-family | USD/housing shell | census division | south atlantic | 0
residential building shell | Reference Res Building Shell | 2020 | CAPITAL | REPLACEMENT | single-family | USD/housing shell | census division | west north central | 0
residential building shell | Reference Res Building Shell | 2020 | CAPITAL | REPLACEMENT | single-family | USD/housing shell | census division | west south central | 0
residential building shell | Reference Res Building Shell | 2021 | CAPITAL | NEW | mobile home | USD/housing shell | census division | east north central | 0
residential building shell | Reference Res Building Shell | 2021 | CAPITAL | NEW | mobile home | USD/housing shell | census division | east south central | 0
residential building shell | Reference Res Building Shell | 2021 | CAPITAL | NEW | mobile home | USD/housing shell | census division | middle atlantic | 0
residential building shell | Reference Res Building Shell | 2021 | CAPITAL | NEW | mobile home | USD/housing shell | census division | mountain | 0
residential building shell | Reference Res Building Shell | 2021 | CAPITAL | NEW | mobile home | USD/housing shell | census division | new england | 0
residential building shell | Reference Res Building Shell | 2021 | CAPITAL | NEW | mobile home | USD/housing shell | census division | pacific | 0
residential building shell | Reference Res Building Shell | 2021 | CAPITAL | NEW | mobile home | USD/housing shell | census division | south atlantic | 0
residential building shell | Reference Res Building Shell | 2021 | CAPITAL | NEW | mobile home | USD/housing shell | census division | west north central | 0
residential building shell | Reference Res Building Shell | 2021 | CAPITAL | NEW | mobile home | USD/housing shell | census division | west south central | 0
residential building shell | Reference Res Building Shell | 2021 | CAPITAL | NEW | multi-family | USD/housing shell | census division | east north central | 0
residential building shell | Reference Res Building Shell | 2021 | CAPITAL | NEW | multi-family | USD/housing shell | census division | east south central | 0
residential building shell | Reference Res Building Shell | 2021 | CAPITAL | NEW | multi-family | USD/housing shell | census division | middle atlantic | 0
residential building shell | Reference Res Building Shell | 2021 | CAPITAL | NEW | multi-family | USD/housing shell | census division | mountain | 0
residential building shell | Reference Res Building Shell | 2021 | CAPITAL | NEW | multi-family | USD/housing shell | census division | new england | 0
residential building shell | Reference Res Building Shell | 2021 | CAPITAL | NEW | multi-family | USD/housing shell | census division | pacific | 0
residential building shell | Reference Res Building Shell | 2021 | CAPITAL | NEW | multi-family | USD/housing shell | census division | south atlantic | 0
residential building shell | Reference Res Building Shell | 2021 | CAPITAL | NEW | multi-family | USD/housing shell | census division | west north central | 0
residential building shell | Reference Res Building Shell | 2021 | CAPITAL | NEW | multi-family | USD/housing shell | census division | west south central | 0
residential building shell | Reference Res Building Shell | 2021 | CAPITAL | NEW | single-family | USD/housing shell | census division | east north central | 0
residential building shell | Reference Res Building Shell | 2021 | CAPITAL | NEW | single-family | USD/housing shell | census division | east south central | 0
residential building shell | Reference Res Building Shell | 2021 | CAPITAL | NEW | single-family | USD/housing shell | census division | middle atlantic | 0
residential building shell | Reference Res Building Shell | 2021 | CAPITAL | NEW | single-family | USD/housing shell | census division | mountain | 0
residential building shell | Reference Res Building Shell | 2021 | CAPITAL | NEW | single-family | USD/housing shell | census division | new england | 0
residential building shell | Reference Res Building Shell | 2021 | CAPITAL | NEW | single-family | USD/housing shell | census division | pacific | 0
residential building shell | Reference Res Building Shell | 2021 | CAPITAL | NEW | single-family | USD/housing shell | census division | south atlantic | 0
residential building shell | Reference Res Building Shell | 2021 | CAPITAL | NEW | single-family | USD/housing shell | census division | west north central | 0
residential building shell | Reference Res Building Shell | 2021 | CAPITAL | NEW | single-family | USD/housing shell | census division | west south central | 0
residential building shell | Reference Res Building Shell | 2021 | CAPITAL | REPLACEMENT | mobile home | USD/housing shell | census division | east north central | 0
residential building shell | Reference Res Building Shell | 2021 | CAPITAL | REPLACEMENT | mobile home | USD/housing shell | census division | east south central | 0
residential building shell | Reference Res Building Shell | 2021 | CAPITAL | REPLACEMENT | mobile home | USD/housing shell | census division | middle atlantic | 0
residential building shell | Reference Res Building Shell | 2021 | CAPITAL | REPLACEMENT | mobile home | USD/housing shell | census division | mountain | 0
residential building shell | Reference Res Building Shell | 2021 | CAPITAL | REPLACEMENT | mobile home | USD/housing shell | census division | new england | 0
residential building shell | Reference Res Building Shell | 2021 | CAPITAL | REPLACEMENT | mobile home | USD/housing shell | census division | pacific | 0
residential building shell | Reference Res Building Shell | 2021 | CAPITAL | REPLACEMENT | mobile home | USD/housing shell | census division | south atlantic | 0
residential building shell | Reference Res Building Shell | 2021 | CAPITAL | REPLACEMENT | mobile home | USD/housing shell | census division | west north central | 0
residential building shell | Reference Res Building Shell | 2021 | CAPITAL | REPLACEMENT | mobile home | USD/housing shell | census division | west south central | 0
residential building shell | Reference Res Building Shell | 2021 | CAPITAL | REPLACEMENT | multi-family | USD/housing shell | census division | east north central | 0
residential building shell | Reference Res Building Shell | 2021 | CAPITAL | REPLACEMENT | multi-family | USD/housing shell | census division | east south central | 0
residential building shell | Reference Res Building Shell | 2021 | CAPITAL | REPLACEMENT | multi-family | USD/housing shell | census division | middle atlantic | 0
residential building shell | Reference Res Building Shell | 2021 | CAPITAL | REPLACEMENT | multi-family | USD/housing shell | census division | mountain | 0
residential building shell | Reference Res Building Shell | 2021 | CAPITAL | REPLACEMENT | multi-family | USD/housing shell | census division | new england | 0
residential building shell | Reference Res Building Shell | 2021 | CAPITAL | REPLACEMENT | multi-family | USD/housing shell | census division | pacific | 0
residential building shell | Reference Res Building Shell | 2021 | CAPITAL | REPLACEMENT | multi-family | USD/housing shell | census division | south atlantic | 0
residential building shell | Reference Res Building Shell | 2021 | CAPITAL | REPLACEMENT | multi-family | USD/housing shell | census division | west north central | 0
residential building shell | Reference Res Building Shell | 2021 | CAPITAL | REPLACEMENT | multi-family | USD/housing shell | census division | west south central | 0
residential building shell | Reference Res Building Shell | 2021 | CAPITAL | REPLACEMENT | single-family | USD/housing shell | census division | east north central | 0
residential building shell | Reference Res Building Shell | 2021 | CAPITAL | REPLACEMENT | single-family | USD/housing shell | census division | east south central | 0
residential building shell | Reference Res Building Shell | 2021 | CAPITAL | REPLACEMENT | single-family | USD/housing shell | census division | middle atlantic | 0
residential building shell | Reference Res Building Shell | 2021 | CAPITAL | REPLACEMENT | single-family | USD/housing shell | census division | mountain | 0
residential building shell | Reference Res Building Shell | 2021 | CAPITAL | REPLACEMENT | single-family | USD/housing shell | census division | new england | 0
residential building shell | Reference Res Building Shell | 2021 | CAPITAL | REPLACEMENT | single-family | USD/housing shell | census division | pacific | 0
residential building shell | Reference Res Building Shell | 2021 | CAPITAL | REPLACEMENT | single-family | USD/housing shell | census division | south atlantic | 0
residential building shell | Reference Res Building Shell | 2021 | CAPITAL | REPLACEMENT | single-family | USD/housing shell | census division | west north central | 0
residential building shell | Reference Res Building Shell | 2021 | CAPITAL | REPLACEMENT | single-family | USD/housing shell | census division | west south central | 0
residential building shell | Reference Res Building Shell | 2022 | CAPITAL | NEW | mobile home | USD/housing shell | census division | east north central | 0
residential building shell | Reference Res Building Shell | 2022 | CAPITAL | NEW | mobile home | USD/housing shell | census division | east south central | 0
residential building shell | Reference Res Building Shell | 2022 | CAPITAL | NEW | mobile home | USD/housing shell | census division | middle atlantic | 0
residential building shell | Reference Res Building Shell | 2022 | CAPITAL | NEW | mobile home | USD/housing shell | census division | mountain | 0
residential building shell | Reference Res Building Shell | 2022 | CAPITAL | NEW | mobile home | USD/housing shell | census division | new england | 0
residential building shell | Reference Res Building Shell | 2022 | CAPITAL | NEW | mobile home | USD/housing shell | census division | pacific | 0
residential building shell | Reference Res Building Shell | 2022 | CAPITAL | NEW | mobile home | USD/housing shell | census division | south atlantic | 0
residential building shell | Reference Res Building Shell | 2022 | CAPITAL | NEW | mobile home | USD/housing shell | census division | west north central | 0
residential building shell | Reference Res Building Shell | 2022 | CAPITAL | NEW | mobile home | USD/housing shell | census division | west south central | 0
residential building shell | Reference Res Building Shell | 2022 | CAPITAL | NEW | multi-family | USD/housing shell | census division | east north central | 0
residential building shell | Reference Res Building Shell | 2022 | CAPITAL | NEW | multi-family | USD/housing shell | census division | east south central | 0
residential building shell | Reference Res Building Shell | 2022 | CAPITAL | NEW | multi-family | USD/housing shell | census division | middle atlantic | 0
residential building shell | Reference Res Building Shell | 2022 | CAPITAL | NEW | multi-family | USD/housing shell | census division | mountain | 0
residential building shell | Reference Res Building Shell | 2022 | CAPITAL | NEW | multi-family | USD/housing shell | census division | new england | 0
residential building shell | Reference Res Building Shell | 2022 | CAPITAL | NEW | multi-family | USD/housing shell | census division | pacific | 0
residential building shell | Reference Res Building Shell | 2022 | CAPITAL | NEW | multi-family | USD/housing shell | census division | south atlantic | 0
residential building shell | Reference Res Building Shell | 2022 | CAPITAL | NEW | multi-family | USD/housing shell | census division | west north central | 0
residential building shell | Reference Res Building Shell | 2022 | CAPITAL | NEW | multi-family | USD/housing shell | census division | west south central | 0
residential building shell | Reference Res Building Shell | 2022 | CAPITAL | NEW | single-family | USD/housing shell | census division | east north central | 0
residential building shell | Reference Res Building Shell | 2022 | CAPITAL | NEW | single-family | USD/housing shell | census division | east south central | 0
residential building shell | Reference Res Building Shell | 2022 | CAPITAL | NEW | single-family | USD/housing shell | census division | middle atlantic | 0
residential building shell | Reference Res Building Shell | 2022 | CAPITAL | NEW | single-family | USD/housing shell | census division | mountain | 0
residential building shell | Reference Res Building Shell | 2022 | CAPITAL | NEW | single-family | USD/housing shell | census division | new england | 0
residential building shell | Reference Res Building Shell | 2022 | CAPITAL | NEW | single-family | USD/housing shell | census division | pacific | 0
residential building shell | Reference Res Building Shell | 2022 | CAPITAL | NEW | single-family | USD/housing shell | census division | south atlantic | 0
residential building shell | Reference Res Building Shell | 2022 | CAPITAL | NEW | single-family | USD/housing shell | census division | west north central | 0
residential building shell | Reference Res Building Shell | 2022 | CAPITAL | NEW | single-family | USD/housing shell | census division | west south central | 0
residential building shell | Reference Res Building Shell | 2022 | CAPITAL | REPLACEMENT | mobile home | USD/housing shell | census division | east north central | 0
residential building shell | Reference Res Building Shell | 2022 | CAPITAL | REPLACEMENT | mobile home | USD/housing shell | census division | east south central | 0
residential building shell | Reference Res Building Shell | 2022 | CAPITAL | REPLACEMENT | mobile home | USD/housing shell | census division | middle atlantic | 0
residential building shell | Reference Res Building Shell | 2022 | CAPITAL | REPLACEMENT | mobile home | USD/housing shell | census division | mountain | 0
residential building shell | Reference Res Building Shell | 2022 | CAPITAL | REPLACEMENT | mobile home | USD/housing shell | census division | new england | 0
residential building shell | Reference Res Building Shell | 2022 | CAPITAL | REPLACEMENT | mobile home | USD/housing shell | census division | pacific | 0
residential building shell | Reference Res Building Shell | 2022 | CAPITAL | REPLACEMENT | mobile home | USD/housing shell | census division | south atlantic | 0
residential building shell | Reference Res Building Shell | 2022 | CAPITAL | REPLACEMENT | mobile home | USD/housing shell | census division | west north central | 0
residential building shell | Reference Res Building Shell | 2022 | CAPITAL | REPLACEMENT | mobile home | USD/housing shell | census division | west south central | 0
residential building shell | Reference Res Building Shell | 2022 | CAPITAL | REPLACEMENT | multi-family | USD/housing shell | census division | east north central | 0
residential building shell | Reference Res Building Shell | 2022 | CAPITAL | REPLACEMENT | multi-family | USD/housing shell | census division | east south central | 0
residential building shell | Reference Res Building Shell | 2022 | CAPITAL | REPLACEMENT | multi-family | USD/housing shell | census division | middle atlantic | 0
residential building shell | Reference Res Building Shell | 2022 | CAPITAL | REPLACEMENT | multi-family | USD/housing shell | census division | mountain | 0
residential building shell | Reference Res Building Shell | 2022 | CAPITAL | REPLACEMENT | multi-family | USD/housing shell | census division | new england | 0
residential building shell | Reference Res Building Shell | 2022 | CAPITAL | REPLACEMENT | multi-family | USD/housing shell | census division | pacific | 0
residential building shell | Reference Res Building Shell | 2022 | CAPITAL | REPLACEMENT | multi-family | USD/housing shell | census division | south atlantic | 0
residential building shell | Reference Res Building Shell | 2022 | CAPITAL | REPLACEMENT | multi-family | USD/housing shell | census division | west north central | 0
residential building shell | Reference Res Building Shell | 2022 | CAPITAL | REPLACEMENT | multi-family | USD/housing shell | census division | west south central | 0
residential building shell | Reference Res Building Shell | 2022 | CAPITAL | REPLACEMENT | single-family | USD/housing shell | census division | east north central | 0
residential building shell | Reference Res Building Shell | 2022 | CAPITAL | REPLACEMENT | single-family | USD/housing shell | census division | east south central | 0
residential building shell | Reference Res Building Shell | 2022 | CAPITAL | REPLACEMENT | single-family | USD/housing shell | census division | middle atlantic | 0
residential building shell | Reference Res Building Shell | 2022 | CAPITAL | REPLACEMENT | single-family | USD/housing shell | census division | mountain | 0
residential building shell | Reference Res Building Shell | 2022 | CAPITAL | REPLACEMENT | single-family | USD/housing shell | census division | new england | 0
residential building shell | Reference Res Building Shell | 2022 | CAPITAL | REPLACEMENT | single-family | USD/housing shell | census division | pacific | 0
residential building shell | Reference Res Building Shell | 2022 | CAPITAL | REPLACEMENT | single-family | USD/housing shell | census division | south atlantic | 0
residential building shell | Reference Res Building Shell | 2022 | CAPITAL | REPLACEMENT | single-family | USD/housing shell | census division | west north central | 0
residential building shell | Reference Res Building Shell | 2022 | CAPITAL | REPLACEMENT | single-family | USD/housing shell | census division | west south central | 0
residential building shell | Reference Res Building Shell | 2023 | CAPITAL | NEW | mobile home | USD/housing shell | census division | east north central | 0
residential building shell | Reference Res Building Shell | 2023 | CAPITAL | NEW | mobile home | USD/housing shell | census division | east south central | 0
residential building shell | Reference Res Building Shell | 2023 | CAPITAL | NEW | mobile home | USD/housing shell | census division | middle atlantic | 0
residential building shell | Reference Res Building Shell | 2023 | CAPITAL | NEW | mobile home | USD/housing shell | census division | mountain | 0
residential building shell | Reference Res Building Shell | 2023 | CAPITAL | NEW | mobile home | USD/housing shell | census division | new england | 0
residential building shell | Reference Res Building Shell | 2023 | CAPITAL | NEW | mobile home | USD/housing shell | census division | pacific | 0
residential building shell | Reference Res Building Shell | 2023 | CAPITAL | NEW | mobile home | USD/housing shell | census division | south atlantic | 0
residential building shell | Reference Res Building Shell | 2023 | CAPITAL | NEW | mobile home | USD/housing shell | census division | west north central | 0
residential building shell | Reference Res Building Shell | 2023 | CAPITAL | NEW | mobile home | USD/housing shell | census division | west south central | 0
residential building shell | Reference Res Building Shell | 2023 | CAPITAL | NEW | multi-family | USD/housing shell | census division | east north central | 0
residential building shell | Reference Res Building Shell | 2023 | CAPITAL | NEW | multi-family | USD/housing shell | census division | east south central | 0
residential building shell | Reference Res Building Shell | 2023 | CAPITAL | NEW | multi-family | USD/housing shell | census division | middle atlantic | 0
residential building shell | Reference Res Building Shell | 2023 | CAPITAL | NEW | multi-family | USD/housing shell | census division | mountain | 0
residential building shell | Reference Res Building Shell | 2023 | CAPITAL | NEW | multi-family | USD/housing shell | census division | new england | 0
residential building shell | Reference Res Building Shell | 2023 | CAPITAL | NEW | multi-family | USD/housing shell | census division | pacific | 0
residential building shell | Reference Res Building Shell | 2023 | CAPITAL | NEW | multi-family | USD/housing shell | census division | south atlantic | 0
residential building shell | Reference Res Building Shell | 2023 | CAPITAL | NEW | multi-family | USD/housing shell | census division | west north central | 0
residential building shell | Reference Res Building Shell | 2023 | CAPITAL | NEW | multi-family | USD/housing shell | census division | west south central | 0
residential building shell | Reference Res Building Shell | 2023 | CAPITAL | NEW | single-family | USD/housing shell | census division | east north central | 0
residential building shell | Reference Res Building Shell | 2023 | CAPITAL | NEW | single-family | USD/housing shell | census division | east south central | 0
residential building shell | Reference Res Building Shell | 2023 | CAPITAL | NEW | single-family | USD/housing shell | census division | middle atlantic | 0
residential building shell | Reference Res Building Shell | 2023 | CAPITAL | NEW | single-family | USD/housing shell | census division | mountain | 0
residential building shell | Reference Res Building Shell | 2023 | CAPITAL | NEW | single-family | USD/housing shell | census division | new england | 0
residential building shell | Reference Res Building Shell | 2023 | CAPITAL | NEW | single-family | USD/housing shell | census division | pacific | 0
residential building shell | Reference Res Building Shell | 2023 | CAPITAL | NEW | single-family | USD/housing shell | census division | south atlantic | 0
residential building shell | Reference Res Building Shell | 2023 | CAPITAL | NEW | single-family | USD/housing shell | census division | west north central | 0
residential building shell | Reference Res Building Shell | 2023 | CAPITAL | NEW | single-family | USD/housing shell | census division | west south central | 0
residential building shell | Reference Res Building Shell | 2023 | CAPITAL | REPLACEMENT | mobile home | USD/housing shell | census division | east north central | 0
residential building shell | Reference Res Building Shell | 2023 | CAPITAL | REPLACEMENT | mobile home | USD/housing shell | census division | east south central | 0
residential building shell | Reference Res Building Shell | 2023 | CAPITAL | REPLACEMENT | mobile home | USD/housing shell | census division | middle atlantic | 0
residential building shell | Reference Res Building Shell | 2023 | CAPITAL | REPLACEMENT | mobile home | USD/housing shell | census division | mountain | 0
residential building shell | Reference Res Building Shell | 2023 | CAPITAL | REPLACEMENT | mobile home | USD/housing shell | census division | new england | 0
residential building shell | Reference Res Building Shell | 2023 | CAPITAL | REPLACEMENT | mobile home | USD/housing shell | census division | pacific | 0
residential building shell | Reference Res Building Shell | 2023 | CAPITAL | REPLACEMENT | mobile home | USD/housing shell | census division | south atlantic | 0
residential building shell | Reference Res Building Shell | 2023 | CAPITAL | REPLACEMENT | mobile home | USD/housing shell | census division | west north central | 0
residential building shell | Reference Res Building Shell | 2023 | CAPITAL | REPLACEMENT | mobile home | USD/housing shell | census division | west south central | 0
residential building shell | Reference Res Building Shell | 2023 | CAPITAL | REPLACEMENT | multi-family | USD/housing shell | census division | east north central | 0
residential building shell | Reference Res Building Shell | 2023 | CAPITAL | REPLACEMENT | multi-family | USD/housing shell | census division | east south central | 0
residential building shell | Reference Res Building Shell | 2023 | CAPITAL | REPLACEMENT | multi-family | USD/housing shell | census division | middle atlantic | 0
residential building shell | Reference Res Building Shell | 2023 | CAPITAL | REPLACEMENT | multi-family | USD/housing shell | census division | mountain | 0
residential building shell | Reference Res Building Shell | 2023 | CAPITAL | REPLACEMENT | multi-family | USD/housing shell | census division | new england | 0
residential building shell | Reference Res Building Shell | 2023 | CAPITAL | REPLACEMENT | multi-family | USD/housing shell | census division | pacific | 0
residential building shell | Reference Res Building Shell | 2023 | CAPITAL | REPLACEMENT | multi-family | USD/housing shell | census division | south atlantic | 0
residential building shell | Reference Res Building Shell | 2023 | CAPITAL | REPLACEMENT | multi-family | USD/housing shell | census division | west north central | 0
residential building shell | Reference Res Building Shell | 2023 | CAPITAL | REPLACEMENT | multi-family | USD/housing shell | census division | west south central | 0
residential building shell | Reference Res Building Shell | 2023 | CAPITAL | REPLACEMENT | single-family | USD/housing shell | census division | east north central | 0
residential building shell | Reference Res Building Shell | 2023 | CAPITAL | REPLACEMENT | single-family | USD/housing shell | census division | east south central | 0
residential building shell | Reference Res Building Shell | 2023 | CAPITAL | REPLACEMENT | single-family | USD/housing shell | census division | middle atlantic | 0
residential building shell | Reference Res Building Shell | 2023 | CAPITAL | REPLACEMENT | single-family | USD/housing shell | census division | mountain | 0
residential building shell | Reference Res Building Shell | 2023 | CAPITAL | REPLACEMENT | single-family | USD/housing shell | census division | new england | 0
residential building shell | Reference Res Building Shell | 2023 | CAPITAL | REPLACEMENT | single-family | USD/housing shell | census division | pacific | 0
residential building shell | Reference Res Building Shell | 2023 | CAPITAL | REPLACEMENT | single-family | USD/housing shell | census division | south atlantic | 0
residential building shell | Reference Res Building Shell | 2023 | CAPITAL | REPLACEMENT | single-family | USD/housing shell | census division | west north central | 0
residential building shell | Reference Res Building Shell | 2023 | CAPITAL | REPLACEMENT | single-family | USD/housing shell | census division | west south central | 0
residential building shell | Reference Res Building Shell | 2024 | CAPITAL | NEW | mobile home | USD/housing shell | census division | east north central | 0
residential building shell | Reference Res Building Shell | 2024 | CAPITAL | NEW | mobile home | USD/housing shell | census division | east south central | 0
residential building shell | Reference Res Building Shell | 2024 | CAPITAL | NEW | mobile home | USD/housing shell | census division | middle atlantic | 0
residential building shell | Reference Res Building Shell | 2024 | CAPITAL | NEW | mobile home | USD/housing shell | census division | mountain | 0
residential building shell | Reference Res Building Shell | 2024 | CAPITAL | NEW | mobile home | USD/housing shell | census division | new england | 0
residential building shell | Reference Res Building Shell | 2024 | CAPITAL | NEW | mobile home | USD/housing shell | census division | pacific | 0
residential building shell | Reference Res Building Shell | 2024 | CAPITAL | NEW | mobile home | USD/housing shell | census division | south atlantic | 0
residential building shell | Reference Res Building Shell | 2024 | CAPITAL | NEW | mobile home | USD/housing shell | census division | west north central | 0
residential building shell | Reference Res Building Shell | 2024 | CAPITAL | NEW | mobile home | USD/housing shell | census division | west south central | 0
residential building shell | Reference Res Building Shell | 2024 | CAPITAL | NEW | multi-family | USD/housing shell | census division | east north central | 0
residential building shell | Reference Res Building Shell | 2024 | CAPITAL | NEW | multi-family | USD/housing shell | census division | east south central | 0
residential building shell | Reference Res Building Shell | 2024 | CAPITAL | NEW | multi-family | USD/housing shell | census division | middle atlantic | 0
residential building shell | Reference Res Building Shell | 2024 | CAPITAL | NEW | multi-family | USD/housing shell | census division | mountain | 0
residential building shell | Reference Res Building Shell | 2024 | CAPITAL | NEW | multi-family | USD/housing shell | census division | new england | 0
residential building shell | Reference Res Building Shell | 2024 | CAPITAL | NEW | multi-family | USD/housing shell | census division | pacific | 0
residential building shell | Reference Res Building Shell | 2024 | CAPITAL | NEW | multi-family | USD/housing shell | census division | south atlantic | 0
residential building shell | Reference Res Building Shell | 2024 | CAPITAL | NEW | multi-family | USD/housing shell | census division | west north central | 0
residential building shell | Reference Res Building Shell | 2024 | CAPITAL | NEW | multi-family | USD/housing shell | census division | west south central | 0
residential building shell | Reference Res Building Shell | 2024 | CAPITAL | NEW | single-family | USD/housing shell | census division | east north central | 0
residential building shell | Reference Res Building Shell | 2024 | CAPITAL | NEW | single-family | USD/housing shell | census division | east south central | 0
residential building shell | Reference Res Building Shell | 2024 | CAPITAL | NEW | single-family | USD/housing shell | census division | middle atlantic | 0
residential building shell | Reference Res Building Shell | 2024 | CAPITAL | NEW | single-family | USD/housing shell | census division | mountain | 0
residential building shell | Reference Res Building Shell | 2024 | CAPITAL | NEW | single-family | USD/housing shell | census division | new england | 0
residential building shell | Reference Res Building Shell | 2024 | CAPITAL | NEW | single-family | USD/housing shell | census division | pacific | 0
residential building shell | Reference Res Building Shell | 2024 | CAPITAL | NEW | single-family | USD/housing shell | census division | south atlantic | 0
residential building shell | Reference Res Building Shell | 2024 | CAPITAL | NEW | single-family | USD/housing shell | census division | west north central | 0
residential building shell | Reference Res Building Shell | 2024 | CAPITAL | NEW | single-family | USD/housing shell | census division | west south central | 0
residential building shell | Reference Res Building Shell | 2024 | CAPITAL | REPLACEMENT | mobile home | USD/housing shell | census division | east north central | 0
residential building shell | Reference Res Building Shell | 2024 | CAPITAL | REPLACEMENT | mobile home | USD/housing shell | census division | east south central | 0
residential building shell | Reference Res Building Shell | 2024 | CAPITAL | REPLACEMENT | mobile home | USD/housing shell | census division | middle atlantic | 0
residential building shell | Reference Res Building Shell | 2024 | CAPITAL | REPLACEMENT | mobile home | USD/housing shell | census division | mountain | 0
residential building shell | Reference Res Building Shell | 2024 | CAPITAL | REPLACEMENT | mobile home | USD/housing shell | census division | new england | 0
residential building shell | Reference Res Building Shell | 2024 | CAPITAL | REPLACEMENT | mobile home | USD/housing shell | census division | pacific | 0
residential building shell | Reference Res Building Shell | 2024 | CAPITAL | REPLACEMENT | mobile home | USD/housing shell | census division | south atlantic | 0
residential building shell | Reference Res Building Shell | 2024 | CAPITAL | REPLACEMENT | mobile home | USD/housing shell | census division | west north central | 0
residential building shell | Reference Res Building Shell | 2024 | CAPITAL | REPLACEMENT | mobile home | USD/housing shell | census division | west south central | 0
residential building shell | Reference Res Building Shell | 2024 | CAPITAL | REPLACEMENT | multi-family | USD/housing shell | census division | east north central | 0
residential building shell | Reference Res Building Shell | 2024 | CAPITAL | REPLACEMENT | multi-family | USD/housing shell | census division | east south central | 0
residential building shell | Reference Res Building Shell | 2024 | CAPITAL | REPLACEMENT | multi-family | USD/housing shell | census division | middle atlantic | 0
residential building shell | Reference Res Building Shell | 2024 | CAPITAL | REPLACEMENT | multi-family | USD/housing shell | census division | mountain | 0
residential building shell | Reference Res Building Shell | 2024 | CAPITAL | REPLACEMENT | multi-family | USD/housing shell | census division | new england | 0
residential building shell | Reference Res Building Shell | 2024 | CAPITAL | REPLACEMENT | multi-family | USD/housing shell | census division | pacific | 0
residential building shell | Reference Res Building Shell | 2024 | CAPITAL | REPLACEMENT | multi-family | USD/housing shell | census division | south atlantic | 0
residential building shell | Reference Res Building Shell | 2024 | CAPITAL | REPLACEMENT | multi-family | USD/housing shell | census division | west north central | 0
residential building shell | Reference Res Building Shell | 2024 | CAPITAL | REPLACEMENT | multi-family | USD/housing shell | census division | west south central | 0
residential building shell | Reference Res Building Shell | 2024 | CAPITAL | REPLACEMENT | single-family | USD/housing shell | census division | east north central | 0
residential building shell | Reference Res Building Shell | 2024 | CAPITAL | REPLACEMENT | single-family | USD/housing shell | census division | east south central | 0
residential building shell | Reference Res Building Shell | 2024 | CAPITAL | REPLACEMENT | single-family | USD/housing shell | census division | middle atlantic | 0
residential building shell | Reference Res Building Shell | 2024 | CAPITAL | REPLACEMENT | single-family | USD/housing shell | census division | mountain | 0
residential building shell | Reference Res Building Shell | 2024 | CAPITAL | REPLACEMENT | single-family | USD/housing shell | census division | new england | 0
residential building shell | Reference Res Building Shell | 2024 | CAPITAL | REPLACEMENT | single-family | USD/housing shell | census division | pacific | 0
residential building shell | Reference Res Building Shell | 2024 | CAPITAL | REPLACEMENT | single-family | USD/housing shell | census division | south atlantic | 0
residential building shell | Reference Res Building Shell | 2024 | CAPITAL | REPLACEMENT | single-family | USD/housing shell | census division | west north central | 0
residential building shell | Reference Res Building Shell | 2024 | CAPITAL | REPLACEMENT | single-family | USD/housing shell | census division | west south central | 0
residential building shell | Reference Res Building Shell | 2025 | CAPITAL | NEW | mobile home | USD/housing shell | census division | east north central | 0
residential building shell | Reference Res Building Shell | 2025 | CAPITAL | NEW | mobile home | USD/housing shell | census division | east south central | 0
residential building shell | Reference Res Building Shell | 2025 | CAPITAL | NEW | mobile home | USD/housing shell | census division | middle atlantic | 0
residential building shell | Reference Res Building Shell | 2025 | CAPITAL | NEW | mobile home | USD/housing shell | census division | mountain | 0
residential building shell | Reference Res Building Shell | 2025 | CAPITAL | NEW | mobile home | USD/housing shell | census division | new england | 0
residential building shell | Reference Res Building Shell | 2025 | CAPITAL | NEW | mobile home | USD/housing shell | census division | pacific | 0
residential building shell | Reference Res Building Shell | 2025 | CAPITAL | NEW | mobile home | USD/housing shell | census division | south atlantic | 0
residential building shell | Reference Res Building Shell | 2025 | CAPITAL | NEW | mobile home | USD/housing shell | census division | west north central | 0
residential building shell | Reference Res Building Shell | 2025 | CAPITAL | NEW | mobile home | USD/housing shell | census division | west south central | 0
residential building shell | Reference Res Building Shell | 2025 | CAPITAL | NEW | multi-family | USD/housing shell | census division | east north central | 0
residential building shell | Reference Res Building Shell | 2025 | CAPITAL | NEW | multi-family | USD/housing shell | census division | east south central | 0
residential building shell | Reference Res Building Shell | 2025 | CAPITAL | NEW | multi-family | USD/housing shell | census division | middle atlantic | 0
residential building shell | Reference Res Building Shell | 2025 | CAPITAL | NEW | multi-family | USD/housing shell | census division | mountain | 0
residential building shell | Reference Res Building Shell | 2025 | CAPITAL | NEW | multi-family | USD/housing shell | census division | new england | 0
residential building shell | Reference Res Building Shell | 2025 | CAPITAL | NEW | multi-family | USD/housing shell | census division | pacific | 0
residential building shell | Reference Res Building Shell | 2025 | CAPITAL | NEW | multi-family | USD/housing shell | census division | south atlantic | 0
residential building shell | Reference Res Building Shell | 2025 | CAPITAL | NEW | multi-family | USD/housing shell | census division | west north central | 0
residential building shell | Reference Res Building Shell | 2025 | CAPITAL | NEW | multi-family | USD/housing shell | census division | west south central | 0
residential building shell | Reference Res Building Shell | 2025 | CAPITAL | NEW | single-family | USD/housing shell | census division | east north central | 0
residential building shell | Reference Res Building Shell | 2025 | CAPITAL | NEW | single-family | USD/housing shell | census division | east south central | 0
residential building shell | Reference Res Building Shell | 2025 | CAPITAL | NEW | single-family | USD/housing shell | census division | middle atlantic | 0
residential building shell | Reference Res Building Shell | 2025 | CAPITAL | NEW | single-family | USD/housing shell | census division | mountain | 0
residential building shell | Reference Res Building Shell | 2025 | CAPITAL | NEW | single-family | USD/housing shell | census division | new england | 0
residential building shell | Reference Res Building Shell | 2025 | CAPITAL | NEW | single-family | USD/housing shell | census division | pacific | 0
residential building shell | Reference Res Building Shell | 2025 | CAPITAL | NEW | single-family | USD/housing shell | census division | south atlantic | 0
residential building shell | Reference Res Building Shell | 2025 | CAPITAL | NEW | single-family | USD/housing shell | census division | west north central | 0
residential building shell | Reference Res Building Shell | 2025 | CAPITAL | NEW | single-family | USD/housing shell | census division | west south central | 0
residential building shell | Reference Res Building Shell | 2025 | CAPITAL | REPLACEMENT | mobile home | USD/housing shell | census division | east north central | 0
residential building shell | Reference Res Building Shell | 2025 | CAPITAL | REPLACEMENT | mobile home | USD/housing shell | census division | east south central | 0
residential building shell | Reference Res Building Shell | 2025 | CAPITAL | REPLACEMENT | mobile home | USD/housing shell | census division | middle atlantic | 0
residential building shell | Reference Res Building Shell | 2025 | CAPITAL | REPLACEMENT | mobile home | USD/housing shell | census division | mountain | 0
residential building shell | Reference Res Building Shell | 2025 | CAPITAL | REPLACEMENT | mobile home | USD/housing shell | census division | new england | 0
residential building shell | Reference Res Building Shell | 2025 | CAPITAL | REPLACEMENT | mobile home | USD/housing shell | census division | pacific | 0
residential building shell | Reference Res Building Shell | 2025 | CAPITAL | REPLACEMENT | mobile home | USD/housing shell | census division | south atlantic | 0
residential building shell | Reference Res Building Shell | 2025 | CAPITAL | REPLACEMENT | mobile home | USD/housing shell | census division | west north central | 0
residential building shell | Reference Res Building Shell | 2025 | CAPITAL | REPLACEMENT | mobile home | USD/housing shell | census division | west south central | 0
residential building shell | Reference Res Building Shell | 2025 | CAPITAL | REPLACEMENT | multi-family | USD/housing shell | census division | east north central | 0
residential building shell | Reference Res Building Shell | 2025 | CAPITAL | REPLACEMENT | multi-family | USD/housing shell | census division | east south central | 0
residential building shell | Reference Res Building Shell | 2025 | CAPITAL | REPLACEMENT | multi-family | USD/housing shell | census division | middle atlantic | 0
residential building shell | Reference Res Building Shell | 2025 | CAPITAL | REPLACEMENT | multi-family | USD/housing shell | census division | mountain | 0
residential building shell | Reference Res Building Shell | 2025 | CAPITAL | REPLACEMENT | multi-family | USD/housing shell | census division | new england | 0
residential building shell | Reference Res Building Shell | 2025 | CAPITAL | REPLACEMENT | multi-family | USD/housing shell | census division | pacific | 0
residential building shell | Reference Res Building Shell | 2025 | CAPITAL | REPLACEMENT | multi-family | USD/housing shell | census division | south atlantic | 0
residential building shell | Reference Res Building Shell | 2025 | CAPITAL | REPLACEMENT | multi-family | USD/housing shell | census division | west north central | 0
residential building shell | Reference Res Building Shell | 2025 | CAPITAL | REPLACEMENT | multi-family | USD/housing shell | census division | west south central | 0
residential building shell | Reference Res Building Shell | 2025 | CAPITAL | REPLACEMENT | single-family | USD/housing shell | census division | east north central | 0
residential building shell | Reference Res Building Shell | 2025 | CAPITAL | REPLACEMENT | single-family | USD/housing shell | census division | east south central | 0
residential building shell | Reference Res Building Shell | 2025 | CAPITAL | REPLACEMENT | single-family | USD/housing shell | census division | middle atlantic | 0
residential building shell | Reference Res Building Shell | 2025 | CAPITAL | REPLACEMENT | single-family | USD/housing shell | census division | mountain | 0
residential building shell | Reference Res Building Shell | 2025 | CAPITAL | REPLACEMENT | single-family | USD/housing shell | census division | new england | 0
residential building shell | Reference Res Building Shell | 2025 | CAPITAL | REPLACEMENT | single-family | USD/housing shell | census division | pacific | 0
residential building shell | Reference Res Building Shell | 2025 | CAPITAL | REPLACEMENT | single-family | USD/housing shell | census division | south atlantic | 0
residential building shell | Reference Res Building Shell | 2025 | CAPITAL | REPLACEMENT | single-family | USD/housing shell | census division | west north central | 0
residential building shell | Reference Res Building Shell | 2025 | CAPITAL | REPLACEMENT | single-family | USD/housing shell | census division | west south central | 0
residential building shell | Reference Res Building Shell | 2026 | CAPITAL | NEW | mobile home | USD/housing shell | census division | east north central | 0
residential building shell | Reference Res Building Shell | 2026 | CAPITAL | NEW | mobile home | USD/housing shell | census division | east south central | 0
residential building shell | Reference Res Building Shell | 2026 | CAPITAL | NEW | mobile home | USD/housing shell | census division | middle atlantic | 0
residential building shell | Reference Res Building Shell | 2026 | CAPITAL | NEW | mobile home | USD/housing shell | census division | mountain | 0
residential building shell | Reference Res Building Shell | 2026 | CAPITAL | NEW | mobile home | USD/housing shell | census division | new england | 0
residential building shell | Reference Res Building Shell | 2026 | CAPITAL | NEW | mobile home | USD/housing shell | census division | pacific | 0
residential building shell | Reference Res Building Shell | 2026 | CAPITAL | NEW | mobile home | USD/housing shell | census division | south atlantic | 0
residential building shell | Reference Res Building Shell | 2026 | CAPITAL | NEW | mobile home | USD/housing shell | census division | west north central | 0
residential building shell | Reference Res Building Shell | 2026 | CAPITAL | NEW | mobile home | USD/housing shell | census division | west south central | 0
residential building shell | Reference Res Building Shell | 2026 | CAPITAL | NEW | multi-family | USD/housing shell | census division | east north central | 0
residential building shell | Reference Res Building Shell | 2026 | CAPITAL | NEW | multi-family | USD/housing shell | census division | east south central | 0
residential building shell | Reference Res Building Shell | 2026 | CAPITAL | NEW | multi-family | USD/housing shell | census division | middle atlantic | 0
residential building shell | Reference Res Building Shell | 2026 | CAPITAL | NEW | multi-family | USD/housing shell | census division | mountain | 0
residential building shell | Reference Res Building Shell | 2026 | CAPITAL | NEW | multi-family | USD/housing shell | census division | new england | 0
residential building shell | Reference Res Building Shell | 2026 | CAPITAL | NEW | multi-family | USD/housing shell | census division | pacific | 0
residential building shell | Reference Res Building Shell | 2026 | CAPITAL | NEW | multi-family | USD/housing shell | census division | south atlantic | 0
residential building shell | Reference Res Building Shell | 2026 | CAPITAL | NEW | multi-family | USD/housing shell | census division | west north central | 0
residential building shell | Reference Res Building Shell | 2026 | CAPITAL | NEW | multi-family | USD/housing shell | census division | west south central | 0
residential building shell | Reference Res Building Shell | 2026 | CAPITAL | NEW | single-family | USD/housing shell | census division | east north central | 0
residential building shell | Reference Res Building Shell | 2026 | CAPITAL | NEW | single-family | USD/housing shell | census division | east south central | 0
residential building shell | Reference Res Building Shell | 2026 | CAPITAL | NEW | single-family | USD/housing shell | census division | middle atlantic | 0
residential building shell | Reference Res Building Shell | 2026 | CAPITAL | NEW | single-family | USD/housing shell | census division | mountain | 0
residential building shell | Reference Res Building Shell | 2026 | CAPITAL | NEW | single-family | USD/housing shell | census division | new england | 0
residential building shell | Reference Res Building Shell | 2026 | CAPITAL | NEW | single-family | USD/housing shell | census division | pacific | 0
residential building shell | Reference Res Building Shell | 2026 | CAPITAL | NEW | single-family | USD/housing shell | census division | south atlantic | 0
residential building shell | Reference Res Building Shell | 2026 | CAPITAL | NEW | single-family | USD/housing shell | census division | west north central | 0
residential building shell | Reference Res Building Shell | 2026 | CAPITAL | NEW | single-family | USD/housing shell | census division | west south central | 0
residential building shell | Reference Res Building Shell | 2026 | CAPITAL | REPLACEMENT | mobile home | USD/housing shell | census division | east north central | 0
residential building shell | Reference Res Building Shell | 2026 | CAPITAL | REPLACEMENT | mobile home | USD/housing shell | census division | east south central | 0
residential building shell | Reference Res Building Shell | 2026 | CAPITAL | REPLACEMENT | mobile home | USD/housing shell | census division | middle atlantic | 0
residential building shell | Reference Res Building Shell | 2026 | CAPITAL | REPLACEMENT | mobile home | USD/housing shell | census division | mountain | 0
residential building shell | Reference Res Building Shell | 2026 | CAPITAL | REPLACEMENT | mobile home | USD/housing shell | census division | new england | 0
residential building shell | Reference Res Building Shell | 2026 | CAPITAL | REPLACEMENT | mobile home | USD/housing shell | census division | pacific | 0
residential building shell | Reference Res Building Shell | 2026 | CAPITAL | REPLACEMENT | mobile home | USD/housing shell | census division | south atlantic | 0
residential building shell | Reference Res Building Shell | 2026 | CAPITAL | REPLACEMENT | mobile home | USD/housing shell | census division | west north central | 0
residential building shell | Reference Res Building Shell | 2026 | CAPITAL | REPLACEMENT | mobile home | USD/housing shell | census division | west south central | 0
residential building shell | Reference Res Building Shell | 2026 | CAPITAL | REPLACEMENT | multi-family | USD/housing shell | census division | east north central | 0
residential building shell | Reference Res Building Shell | 2026 | CAPITAL | REPLACEMENT | multi-family | USD/housing shell | census division | east south central | 0
residential building shell | Reference Res Building Shell | 2026 | CAPITAL | REPLACEMENT | multi-family | USD/housing shell | census division | middle atlantic | 0
residential building shell | Reference Res Building Shell | 2026 | CAPITAL | REPLACEMENT | multi-family | USD/housing shell | census division | mountain | 0
residential building shell | Reference Res Building Shell | 2026 | CAPITAL | REPLACEMENT | multi-family | USD/housing shell | census division | new england | 0
residential building shell | Reference Res Building Shell | 2026 | CAPITAL | REPLACEMENT | multi-family | USD/housing shell | census division | pacific | 0
residential building shell | Reference Res Building Shell | 2026 | CAPITAL | REPLACEMENT | multi-family | USD/housing shell | census division | south atlantic | 0
residential building shell | Reference Res Building Shell | 2026 | CAPITAL | REPLACEMENT | multi-family | USD/housing shell | census division | west north central | 0
residential building shell | Reference Res Building Shell | 2026 | CAPITAL | REPLACEMENT | multi-family | USD/housing shell | census division | west south central | 0
residential building shell | Reference Res Building Shell | 2026 | CAPITAL | REPLACEMENT | single-family | USD/housing shell | census division | east north central | 0
residential building shell | Reference Res Building Shell | 2026 | CAPITAL | REPLACEMENT | single-family | USD/housing shell | census division | east south central | 0
residential building shell | Reference Res Building Shell | 2026 | CAPITAL | REPLACEMENT | single-family | USD/housing shell | census division | middle atlantic | 0
residential building shell | Reference Res Building Shell | 2026 | CAPITAL | REPLACEMENT | single-family | USD/housing shell | census division | mountain | 0
residential building shell | Reference Res Building Shell | 2026 | CAPITAL | REPLACEMENT | single-family | USD/housing shell | census division | new england | 0
residential building shell | Reference Res Building Shell | 2026 | CAPITAL | REPLACEMENT | single-family | USD/housing shell | census division | pacific | 0
residential building shell | Reference Res Building Shell | 2026 | CAPITAL | REPLACEMENT | single-family | USD/housing shell | census division | south atlantic | 0
residential building shell | Reference Res Building Shell | 2026 | CAPITAL | REPLACEMENT | single-family | USD/housing shell | census division | west north central | 0
residential building shell | Reference Res Building Shell | 2026 | CAPITAL | REPLACEMENT | single-family | USD/housing shell | census division | west south central | 0
residential building shell | Reference Res Building Shell | 2027 | CAPITAL | NEW | mobile home | USD/housing shell | census division | east north central | 0
residential building shell | Reference Res Building Shell | 2027 | CAPITAL | NEW | mobile home | USD/housing shell | census division | east south central | 0
residential building shell | Reference Res Building Shell | 2027 | CAPITAL | NEW | mobile home | USD/housing shell | census division | middle atlantic | 0
residential building shell | Reference Res Building Shell | 2027 | CAPITAL | NEW | mobile home | USD/housing shell | census division | mountain | 0
residential building shell | Reference Res Building Shell | 2027 | CAPITAL | NEW | mobile home | USD/housing shell | census division | new england | 0
residential building shell | Reference Res Building Shell | 2027 | CAPITAL | NEW | mobile home | USD/housing shell | census division | pacific | 0
residential building shell | Reference Res Building Shell | 2027 | CAPITAL | NEW | mobile home | USD/housing shell | census division | south atlantic | 0
residential building shell | Reference Res Building Shell | 2027 | CAPITAL | NEW | mobile home | USD/housing shell | census division | west north central | 0
residential building shell | Reference Res Building Shell | 2027 | CAPITAL | NEW | mobile home | USD/housing shell | census division | west south central | 0
residential building shell | Reference Res Building Shell | 2027 | CAPITAL | NEW | multi-family | USD/housing shell | census division | east north central | 0
residential building shell | Reference Res Building Shell | 2027 | CAPITAL | NEW | multi-family | USD/housing shell | census division | east south central | 0
residential building shell | Reference Res Building Shell | 2027 | CAPITAL | NEW | multi-family | USD/housing shell | census division | middle atlantic | 0
residential building shell | Reference Res Building Shell | 2027 | CAPITAL | NEW | multi-family | USD/housing shell | census division | mountain | 0
residential building shell | Reference Res Building Shell | 2027 | CAPITAL | NEW | multi-family | USD/housing shell | census division | new england | 0
residential building shell | Reference Res Building Shell | 2027 | CAPITAL | NEW | multi-family | USD/housing shell | census division | pacific | 0
residential building shell | Reference Res Building Shell | 2027 | CAPITAL | NEW | multi-family | USD/housing shell | census division | south atlantic | 0
residential building shell | Reference Res Building Shell | 2027 | CAPITAL | NEW | multi-family | USD/housing shell | census division | west north central | 0
residential building shell | Reference Res Building Shell | 2027 | CAPITAL | NEW | multi-family | USD/housing shell | census division | west south central | 0
residential building shell | Reference Res Building Shell | 2027 | CAPITAL | NEW | single-family | USD/housing shell | census division | east north central | 0
residential building shell | Reference Res Building Shell | 2027 | CAPITAL | NEW | single-family | USD/housing shell | census division | east south central | 0
residential building shell | Reference Res Building Shell | 2027 | CAPITAL | NEW | single-family | USD/housing shell | census division | middle atlantic | 0
residential building shell | Reference Res Building Shell | 2027 | CAPITAL | NEW | single-family | USD/housing shell | census division | mountain | 0
residential building shell | Reference Res Building Shell | 2027 | CAPITAL | NEW | single-family | USD/housing shell | census division | new england | 0
residential building shell | Reference Res Building Shell | 2027 | CAPITAL | NEW | single-family | USD/housing shell | census division | pacific | 0
residential building shell | Reference Res Building Shell | 2027 | CAPITAL | NEW | single-family | USD/housing shell | census division | south atlantic | 0
residential building shell | Reference Res Building Shell | 2027 | CAPITAL | NEW | single-family | USD/housing shell | census division | west north central | 0
residential building shell | Reference Res Building Shell | 2027 | CAPITAL | NEW | single-family | USD/housing shell | census division | west south central | 0
residential building shell | Reference Res Building Shell | 2027 | CAPITAL | REPLACEMENT | mobile home | USD/housing shell | census division | east north central | 0
residential building shell | Reference Res Building Shell | 2027 | CAPITAL | REPLACEMENT | mobile home | USD/housing shell | census division | east south central | 0
residential building shell | Reference Res Building Shell | 2027 | CAPITAL | REPLACEMENT | mobile home | USD/housing shell | census division | middle atlantic | 0
residential building shell | Reference Res Building Shell | 2027 | CAPITAL | REPLACEMENT | mobile home | USD/housing shell | census division | mountain | 0
residential building shell | Reference Res Building Shell | 2027 | CAPITAL | REPLACEMENT | mobile home | USD/housing shell | census division | new england | 0
residential building shell | Reference Res Building Shell | 2027 | CAPITAL | REPLACEMENT | mobile home | USD/housing shell | census division | pacific | 0
residential building shell | Reference Res Building Shell | 2027 | CAPITAL | REPLACEMENT | mobile home | USD/housing shell | census division | south atlantic | 0
residential building shell | Reference Res Building Shell | 2027 | CAPITAL | REPLACEMENT | mobile home | USD/housing shell | census division | west north central | 0
residential building shell | Reference Res Building Shell | 2027 | CAPITAL | REPLACEMENT | mobile home | USD/housing shell | census division | west south central | 0
residential building shell | Reference Res Building Shell | 2027 | CAPITAL | REPLACEMENT | multi-family | USD/housing shell | census division | east north central | 0
residential building shell | Reference Res Building Shell | 2027 | CAPITAL | REPLACEMENT | multi-family | USD/housing shell | census division | east south central | 0
residential building shell | Reference Res Building Shell | 2027 | CAPITAL | REPLACEMENT | multi-family | USD/housing shell | census division | middle atlantic | 0
residential building shell | Reference Res Building Shell | 2027 | CAPITAL | REPLACEMENT | multi-family | USD/housing shell | census division | mountain | 0
residential building shell | Reference Res Building Shell | 2027 | CAPITAL | REPLACEMENT | multi-family | USD/housing shell | census division | new england | 0
residential building shell | Reference Res Building Shell | 2027 | CAPITAL | REPLACEMENT | multi-family | USD/housing shell | census division | pacific | 0
residential building shell | Reference Res Building Shell | 2027 | CAPITAL | REPLACEMENT | multi-family | USD/housing shell | census division | south atlantic | 0
residential building shell | Reference Res Building Shell | 2027 | CAPITAL | REPLACEMENT | multi-family | USD/housing shell | census division | west north central | 0
residential building shell | Reference Res Building Shell | 2027 | CAPITAL | REPLACEMENT | multi-family | USD/housing shell | census division | west south central | 0
residential building shell | Reference Res Building Shell | 2027 | CAPITAL | REPLACEMENT | single-family | USD/housing shell | census division | east north central | 0
residential building shell | Reference Res Building Shell | 2027 | CAPITAL | REPLACEMENT | single-family | USD/housing shell | census division | east south central | 0
residential building shell | Reference Res Building Shell | 2027 | CAPITAL | REPLACEMENT | single-family | USD/housing shell | census division | middle atlantic | 0
residential building shell | Reference Res Building Shell | 2027 | CAPITAL | REPLACEMENT | single-family | USD/housing shell | census division | mountain | 0
residential building shell | Reference Res Building Shell | 2027 | CAPITAL | REPLACEMENT | single-family | USD/housing shell | census division | new england | 0
residential building shell | Reference Res Building Shell | 2027 | CAPITAL | REPLACEMENT | single-family | USD/housing shell | census division | pacific | 0
residential building shell | Reference Res Building Shell | 2027 | CAPITAL | REPLACEMENT | single-family | USD/housing shell | census division | south atlantic | 0
residential building shell | Reference Res Building Shell | 2027 | CAPITAL | REPLACEMENT | single-family | USD/housing shell | census division | west north central | 0
residential building shell | Reference Res Building Shell | 2027 | CAPITAL | REPLACEMENT | single-family | USD/housing shell | census division | west south central | 0
residential building shell | Reference Res Building Shell | 2028 | CAPITAL | NEW | mobile home | USD/housing shell | census division | east north central | 0
residential building shell | Reference Res Building Shell | 2028 | CAPITAL | NEW | mobile home | USD/housing shell | census division | east south central | 0
residential building shell | Reference Res Building Shell | 2028 | CAPITAL | NEW | mobile home | USD/housing shell | census division | middle atlantic | 0
residential building shell | Reference Res Building Shell | 2028 | CAPITAL | NEW | mobile home | USD/housing shell | census division | mountain | 0
residential building shell | Reference Res Building Shell | 2028 | CAPITAL | NEW | mobile home | USD/housing shell | census division | new england | 0
residential building shell | Reference Res Building Shell | 2028 | CAPITAL | NEW | mobile home | USD/housing shell | census division | pacific | 0
residential building shell | Reference Res Building Shell | 2028 | CAPITAL | NEW | mobile home | USD/housing shell | census division | south atlantic | 0
residential building shell | Reference Res Building Shell | 2028 | CAPITAL | NEW | mobile home | USD/housing shell | census division | west north central | 0
residential building shell | Reference Res Building Shell | 2028 | CAPITAL | NEW | mobile home | USD/housing shell | census division | west south central | 0
residential building shell | Reference Res Building Shell | 2028 | CAPITAL | NEW | multi-family | USD/housing shell | census division | east north central | 0
residential building shell | Reference Res Building Shell | 2028 | CAPITAL | NEW | multi-family | USD/housing shell | census division | east south central | 0
residential building shell | Reference Res Building Shell | 2028 | CAPITAL | NEW | multi-family | USD/housing shell | census division | middle atlantic | 0
residential building shell | Reference Res Building Shell | 2028 | CAPITAL | NEW | multi-family | USD/housing shell | census division | mountain | 0
residential building shell | Reference Res Building Shell | 2028 | CAPITAL | NEW | multi-family | USD/housing shell | census division | new england | 0
residential building shell | Reference Res Building Shell | 2028 | CAPITAL | NEW | multi-family | USD/housing shell | census division | pacific | 0
residential building shell | Reference Res Building Shell | 2028 | CAPITAL | NEW | multi-family | USD/housing shell | census division | south atlantic | 0
residential building shell | Reference Res Building Shell | 2028 | CAPITAL | NEW | multi-family | USD/housing shell | census division | west north central | 0
residential building shell | Reference Res Building Shell | 2028 | CAPITAL | NEW | multi-family | USD/housing shell | census division | west south central | 0
residential building shell | Reference Res Building Shell | 2028 | CAPITAL | NEW | single-family | USD/housing shell | census division | east north central | 0
residential building shell | Reference Res Building Shell | 2028 | CAPITAL | NEW | single-family | USD/housing shell | census division | east south central | 0
residential building shell | Reference Res Building Shell | 2028 | CAPITAL | NEW | single-family | USD/housing shell | census division | middle atlantic | 0
residential building shell | Reference Res Building Shell | 2028 | CAPITAL | NEW | single-family | USD/housing shell | census division | mountain | 0
residential building shell | Reference Res Building Shell | 2028 | CAPITAL | NEW | single-family | USD/housing shell | census division | new england | 0
residential building shell | Reference Res Building Shell | 2028 | CAPITAL | NEW | single-family | USD/housing shell | census division | pacific | 0
residential building shell | Reference Res Building Shell | 2028 | CAPITAL | NEW | single-family | USD/housing shell | census division | south atlantic | 0
residential building shell | Reference Res Building Shell | 2028 | CAPITAL | NEW | single-family | USD/housing shell | census division | west north central | 0
residential building shell | Reference Res Building Shell | 2028 | CAPITAL | NEW | single-family | USD/housing shell | census division | west south central | 0
residential building shell | Reference Res Building Shell | 2028 | CAPITAL | REPLACEMENT | mobile home | USD/housing shell | census division | east north central | 0
residential building shell | Reference Res Building Shell | 2028 | CAPITAL | REPLACEMENT | mobile home | USD/housing shell | census division | east south central | 0
residential building shell | Reference Res Building Shell | 2028 | CAPITAL | REPLACEMENT | mobile home | USD/housing shell | census division | middle atlantic | 0
residential building shell | Reference Res Building Shell | 2028 | CAPITAL | REPLACEMENT | mobile home | USD/housing shell | census division | mountain | 0
residential building shell | Reference Res Building Shell | 2028 | CAPITAL | REPLACEMENT | mobile home | USD/housing shell | census division | new england | 0
residential building shell | Reference Res Building Shell | 2028 | CAPITAL | REPLACEMENT | mobile home | USD/housing shell | census division | pacific | 0
residential building shell | Reference Res Building Shell | 2028 | CAPITAL | REPLACEMENT | mobile home | USD/housing shell | census division | south atlantic | 0
residential building shell | Reference Res Building Shell | 2028 | CAPITAL | REPLACEMENT | mobile home | USD/housing shell | census division | west north central | 0
residential building shell | Reference Res Building Shell | 2028 | CAPITAL | REPLACEMENT | mobile home | USD/housing shell | census division | west south central | 0
residential building shell | Reference Res Building Shell | 2028 | CAPITAL | REPLACEMENT | multi-family | USD/housing shell | census division | east north central | 0
residential building shell | Reference Res Building Shell | 2028 | CAPITAL | REPLACEMENT | multi-family | USD/housing shell | census division | east south central | 0
residential building shell | Reference Res Building Shell | 2028 | CAPITAL | REPLACEMENT | multi-family | USD/housing shell | census division | middle atlantic | 0
residential building shell | Reference Res Building Shell | 2028 | CAPITAL | REPLACEMENT | multi-family | USD/housing shell | census division | mountain | 0
residential building shell | Reference Res Building Shell | 2028 | CAPITAL | REPLACEMENT | multi-family | USD/housing shell | census division | new england | 0
residential building shell | Reference Res Building Shell | 2028 | CAPITAL | REPLACEMENT | multi-family | USD/housing shell | census division | pacific | 0
residential building shell | Reference Res Building Shell | 2028 | CAPITAL | REPLACEMENT | multi-family | USD/housing shell | census division | south atlantic | 0
residential building shell | Reference Res Building Shell | 2028 | CAPITAL | REPLACEMENT | multi-family | USD/housing shell | census division | west north central | 0
residential building shell | Reference Res Building Shell | 2028 | CAPITAL | REPLACEMENT | multi-family | USD/housing shell | census division | west south central | 0
residential building shell | Reference Res Building Shell | 2028 | CAPITAL | REPLACEMENT | single-family | USD/housing shell | census division | east north central | 0
residential building shell | Reference Res Building Shell | 2028 | CAPITAL | REPLACEMENT | single-family | USD/housing shell | census division | east south central | 0
residential building shell | Reference Res Building Shell | 2028 | CAPITAL | REPLACEMENT | single-family | USD/housing shell | census division | middle atlantic | 0
residential building shell | Reference Res Building Shell | 2028 | CAPITAL | REPLACEMENT | single-family | USD/housing shell | census division | mountain | 0
residential building shell | Reference Res Building Shell | 2028 | CAPITAL | REPLACEMENT | single-family | USD/housing shell | census division | new england | 0
residential building shell | Reference Res Building Shell | 2028 | CAPITAL | REPLACEMENT | single-family | USD/housing shell | census division | pacific | 0
residential building shell | Reference Res Building Shell | 2028 | CAPITAL | REPLACEMENT | single-family | USD/housing shell | census division | south atlantic | 0
residential building shell | Reference Res Building Shell | 2028 | CAPITAL | REPLACEMENT | single-family | USD/housing shell | census division | west north central | 0
residential building shell | Reference Res Building Shell | 2028 | CAPITAL | REPLACEMENT | single-family | USD/housing shell | census division | west south central | 0
residential building shell | Reference Res Building Shell | 2029 | CAPITAL | NEW | mobile home | USD/housing shell | census division | east north central | 0
residential building shell | Reference Res Building Shell | 2029 | CAPITAL | NEW | mobile home | USD/housing shell | census division | east south central | 0
residential building shell | Reference Res Building Shell | 2029 | CAPITAL | NEW | mobile home | USD/housing shell | census division | middle atlantic | 0
residential building shell | Reference Res Building Shell | 2029 | CAPITAL | NEW | mobile home | USD/housing shell | census division | mountain | 0
residential building shell | Reference Res Building Shell | 2029 | CAPITAL | NEW | mobile home | USD/housing shell | census division | new england | 0
residential building shell | Reference Res Building Shell | 2029 | CAPITAL | NEW | mobile home | USD/housing shell | census division | pacific | 0
residential building shell | Reference Res Building Shell | 2029 | CAPITAL | NEW | mobile home | USD/housing shell | census division | south atlantic | 0
residential building shell | Reference Res Building Shell | 2029 | CAPITAL | NEW | mobile home | USD/housing shell | census division | west north central | 0
residential building shell | Reference Res Building Shell | 2029 | CAPITAL | NEW | mobile home | USD/housing shell | census division | west south central | 0
residential building shell | Reference Res Building Shell | 2029 | CAPITAL | NEW | multi-family | USD/housing shell | census division | east north central | 0
residential building shell | Reference Res Building Shell | 2029 | CAPITAL | NEW | multi-family | USD/housing shell | census division | east south central | 0
residential building shell | Reference Res Building Shell | 2029 | CAPITAL | NEW | multi-family | USD/housing shell | census division | middle atlantic | 0
residential building shell | Reference Res Building Shell | 2029 | CAPITAL | NEW | multi-family | USD/housing shell | census division | mountain | 0
residential building shell | Reference Res Building Shell | 2029 | CAPITAL | NEW | multi-family | USD/housing shell | census division | new england | 0
residential building shell | Reference Res Building Shell | 2029 | CAPITAL | NEW | multi-family | USD/housing shell | census division | pacific | 0
residential building shell | Reference Res Building Shell | 2029 | CAPITAL | NEW | multi-family | USD/housing shell | census division | south atlantic | 0
residential building shell | Reference Res Building Shell | 2029 | CAPITAL | NEW | multi-family | USD/housing shell | census division | west north central | 0
residential building shell | Reference Res Building Shell | 2029 | CAPITAL | NEW | multi-family | USD/housing shell | census division | west south central | 0
residential building shell | Reference Res Building Shell | 2029 | CAPITAL | NEW | single-family | USD/housing shell | census division | east north central | 0
residential building shell | Reference Res Building Shell | 2029 | CAPITAL | NEW | single-family | USD/housing shell | census division | east south central | 0
residential building shell | Reference Res Building Shell | 2029 | CAPITAL | NEW | single-family | USD/housing shell | census division | middle atlantic | 0
residential building shell | Reference Res Building Shell | 2029 | CAPITAL | NEW | single-family | USD/housing shell | census division | mountain | 0
residential building shell | Reference Res Building Shell | 2029 | CAPITAL | NEW | single-family | USD/housing shell | census division | new england | 0
residential building shell | Reference Res Building Shell | 2029 | CAPITAL | NEW | single-family | USD/housing shell | census division | pacific | 0
residential building shell | Reference Res Building Shell | 2029 | CAPITAL | NEW | single-family | USD/housing shell | census division | south atlantic | 0
residential building shell | Reference Res Building Shell | 2029 | CAPITAL | NEW | single-family | USD/housing shell | census division | west north central | 0
residential building shell | Reference Res Building Shell | 2029 | CAPITAL | NEW | single-family | USD/housing shell | census division | west south central | 0
residential building shell | Reference Res Building Shell | 2029 | CAPITAL | REPLACEMENT | mobile home | USD/housing shell | census division | east north central | 0
residential building shell | Reference Res Building Shell | 2029 | CAPITAL | REPLACEMENT | mobile home | USD/housing shell | census division | east south central | 0
residential building shell | Reference Res Building Shell | 2029 | CAPITAL | REPLACEMENT | mobile home | USD/housing shell | census division | middle atlantic | 0
residential building shell | Reference Res Building Shell | 2029 | CAPITAL | REPLACEMENT | mobile home | USD/housing shell | census division | mountain | 0
residential building shell | Reference Res Building Shell | 2029 | CAPITAL | REPLACEMENT | mobile home | USD/housing shell | census division | new england | 0
residential building shell | Reference Res Building Shell | 2029 | CAPITAL | REPLACEMENT | mobile home | USD/housing shell | census division | pacific | 0
residential building shell | Reference Res Building Shell | 2029 | CAPITAL | REPLACEMENT | mobile home | USD/housing shell | census division | south atlantic | 0
residential building shell | Reference Res Building Shell | 2029 | CAPITAL | REPLACEMENT | mobile home | USD/housing shell | census division | west north central | 0
residential building shell | Reference Res Building Shell | 2029 | CAPITAL | REPLACEMENT | mobile home | USD/housing shell | census division | west south central | 0
residential building shell | Reference Res Building Shell | 2029 | CAPITAL | REPLACEMENT | multi-family | USD/housing shell | census division | east north central | 0
residential building shell | Reference Res Building Shell | 2029 | CAPITAL | REPLACEMENT | multi-family | USD/housing shell | census division | east south central | 0
residential building shell | Reference Res Building Shell | 2029 | CAPITAL | REPLACEMENT | multi-family | USD/housing shell | census division | middle atlantic | 0
residential building shell | Reference Res Building Shell | 2029 | CAPITAL | REPLACEMENT | multi-family | USD/housing shell | census division | mountain | 0
residential building shell | Reference Res Building Shell | 2029 | CAPITAL | REPLACEMENT | multi-family | USD/housing shell | census division | new england | 0
residential building shell | Reference Res Building Shell | 2029 | CAPITAL | REPLACEMENT | multi-family | USD/housing shell | census division | pacific | 0
residential building shell | Reference Res Building Shell | 2029 | CAPITAL | REPLACEMENT | multi-family | USD/housing shell | census division | south atlantic | 0
residential building shell | Reference Res Building Shell | 2029 | CAPITAL | REPLACEMENT | multi-family | USD/housing shell | census division | west north central | 0
residential building shell | Reference Res Building Shell | 2029 | CAPITAL | REPLACEMENT | multi-family | USD/housing shell | census division | west south central | 0
residential building shell | Reference Res Building Shell | 2029 | CAPITAL | REPLACEMENT | single-family | USD/housing shell | census division | east north central | 0
residential building shell | Reference Res Building Shell | 2029 | CAPITAL | REPLACEMENT | single-family | USD/housing shell | census division | east south central | 0
residential building shell | Reference Res Building Shell | 2029 | CAPITAL | REPLACEMENT | single-family | USD/housing shell | census division | middle atlantic | 0
residential building shell | Reference Res Building Shell | 2029 | CAPITAL | REPLACEMENT | single-family | USD/housing shell | census division | mountain | 0
residential building shell | Reference Res Building Shell | 2029 | CAPITAL | REPLACEMENT | single-family | USD/housing shell | census division | new england | 0
residential building shell | Reference Res Building Shell | 2029 | CAPITAL | REPLACEMENT | single-family | USD/housing shell | census division | pacific | 0
residential building shell | Reference Res Building Shell | 2029 | CAPITAL | REPLACEMENT | single-family | USD/housing shell | census division | south atlantic | 0
residential building shell | Reference Res Building Shell | 2029 | CAPITAL | REPLACEMENT | single-family | USD/housing shell | census division | west north central | 0
residential building shell | Reference Res Building Shell | 2029 | CAPITAL | REPLACEMENT | single-family | USD/housing shell | census division | west south central | 0
residential building shell | Reference Res Building Shell | 2030 | CAPITAL | NEW | mobile home | USD/housing shell | census division | east north central | 0
residential building shell | Reference Res Building Shell | 2030 | CAPITAL | NEW | mobile home | USD/housing shell | census division | east south central | 0
residential building shell | Reference Res Building Shell | 2030 | CAPITAL | NEW | mobile home | USD/housing shell | census division | middle atlantic | 0
residential building shell | Reference Res Building Shell | 2030 | CAPITAL | NEW | mobile home | USD/housing shell | census division | mountain | 0
residential building shell | Reference Res Building Shell | 2030 | CAPITAL | NEW | mobile home | USD/housing shell | census division | new england | 0
residential building shell | Reference Res Building Shell | 2030 | CAPITAL | NEW | mobile home | USD/housing shell | census division | pacific | 0
residential building shell | Reference Res Building Shell | 2030 | CAPITAL | NEW | mobile home | USD/housing shell | census division | south atlantic | 0
residential building shell | Reference Res Building Shell | 2030 | CAPITAL | NEW | mobile home | USD/housing shell | census division | west north central | 0
residential building shell | Reference Res Building Shell | 2030 | CAPITAL | NEW | mobile home | USD/housing shell | census division | west south central | 0
residential building shell | Reference Res Building Shell | 2030 | CAPITAL | NEW | multi-family | USD/housing shell | census division | east north central | 0
residential building shell | Reference Res Building Shell | 2030 | CAPITAL | NEW | multi-family | USD/housing shell | census division | east south central | 0
residential building shell | Reference Res Building Shell | 2030 | CAPITAL | NEW | multi-family | USD/housing shell | census division | middle atlantic | 0
residential building shell | Reference Res Building Shell | 2030 | CAPITAL | NEW | multi-family | USD/housing shell | census division | mountain | 0
residential building shell | Reference Res Building Shell | 2030 | CAPITAL | NEW | multi-family | USD/housing shell | census division | new england | 0
residential building shell | Reference Res Building Shell | 2030 | CAPITAL | NEW | multi-family | USD/housing shell | census division | pacific | 0
residential building shell | Reference Res Building Shell | 2030 | CAPITAL | NEW | multi-family | USD/housing shell | census division | south atlantic | 0
residential building shell | Reference Res Building Shell | 2030 | CAPITAL | NEW | multi-family | USD/housing shell | census division | west north central | 0
residential building shell | Reference Res Building Shell | 2030 | CAPITAL | NEW | multi-family | USD/housing shell | census division | west south central | 0
residential building shell | Reference Res Building Shell | 2030 | CAPITAL | NEW | single-family | USD/housing shell | census division | east north central | 0
residential building shell | Reference Res Building Shell | 2030 | CAPITAL | NEW | single-family | USD/housing shell | census division | east south central | 0
residential building shell | Reference Res Building Shell | 2030 | CAPITAL | NEW | single-family | USD/housing shell | census division | middle atlantic | 0
residential building shell | Reference Res Building Shell | 2030 | CAPITAL | NEW | single-family | USD/housing shell | census division | mountain | 0
residential building shell | Reference Res Building Shell | 2030 | CAPITAL | NEW | single-family | USD/housing shell | census division | new england | 0
residential building shell | Reference Res Building Shell | 2030 | CAPITAL | NEW | single-family | USD/housing shell | census division | pacific | 0
residential building shell | Reference Res Building Shell | 2030 | CAPITAL | NEW | single-family | USD/housing shell | census division | south atlantic | 0
residential building shell | Reference Res Building Shell | 2030 | CAPITAL | NEW | single-family | USD/housing shell | census division | west north central | 0
residential building shell | Reference Res Building Shell | 2030 | CAPITAL | NEW | single-family | USD/housing shell | census division | west south central | 0
residential building shell | Reference Res Building Shell | 2030 | CAPITAL | REPLACEMENT | mobile home | USD/housing shell | census division | east north central | 0
residential building shell | Reference Res Building Shell | 2030 | CAPITAL | REPLACEMENT | mobile home | USD/housing shell | census division | east south central | 0
residential building shell | Reference Res Building Shell | 2030 | CAPITAL | REPLACEMENT | mobile home | USD/housing shell | census division | middle atlantic | 0
residential building shell | Reference Res Building Shell | 2030 | CAPITAL | REPLACEMENT | mobile home | USD/housing shell | census division | mountain | 0
residential building shell | Reference Res Building Shell | 2030 | CAPITAL | REPLACEMENT | mobile home | USD/housing shell | census division | new england | 0
residential building shell | Reference Res Building Shell | 2030 | CAPITAL | REPLACEMENT | mobile home | USD/housing shell | census division | pacific | 0
residential building shell | Reference Res Building Shell | 2030 | CAPITAL | REPLACEMENT | mobile home | USD/housing shell | census division | south atlantic | 0
residential building shell | Reference Res Building Shell | 2030 | CAPITAL | REPLACEMENT | mobile home | USD/housing shell | census division | west north central | 0
residential building shell | Reference Res Building Shell | 2030 | CAPITAL | REPLACEMENT | mobile home | USD/housing shell | census division | west south central | 0
residential building shell | Reference Res Building Shell | 2030 | CAPITAL | REPLACEMENT | multi-family | USD/housing shell | census division | east north central | 0
residential building shell | Reference Res Building Shell | 2030 | CAPITAL | REPLACEMENT | multi-family | USD/housing shell | census division | east south central | 0
residential building shell | Reference Res Building Shell | 2030 | CAPITAL | REPLACEMENT | multi-family | USD/housing shell | census division | middle atlantic | 0
residential building shell | Reference Res Building Shell | 2030 | CAPITAL | REPLACEMENT | multi-family | USD/housing shell | census division | mountain | 0
residential building shell | Reference Res Building Shell | 2030 | CAPITAL | REPLACEMENT | multi-family | USD/housing shell | census division | new england | 0
residential building shell | Reference Res Building Shell | 2030 | CAPITAL | REPLACEMENT | multi-family | USD/housing shell | census division | pacific | 0
residential building shell | Reference Res Building Shell | 2030 | CAPITAL | REPLACEMENT | multi-family | USD/housing shell | census division | south atlantic | 0
residential building shell | Reference Res Building Shell | 2030 | CAPITAL | REPLACEMENT | multi-family | USD/housing shell | census division | west north central | 0
residential building shell | Reference Res Building Shell | 2030 | CAPITAL | REPLACEMENT | multi-family | USD/housing shell | census division | west south central | 0
residential building shell | Reference Res Building Shell | 2030 | CAPITAL | REPLACEMENT | single-family | USD/housing shell | census division | east north central | 0
residential building shell | Reference Res Building Shell | 2030 | CAPITAL | REPLACEMENT | single-family | USD/housing shell | census division | east south central | 0
residential building shell | Reference Res Building Shell | 2030 | CAPITAL | REPLACEMENT | single-family | USD/housing shell | census division | middle atlantic | 0
residential building shell | Reference Res Building Shell | 2030 | CAPITAL | REPLACEMENT | single-family | USD/housing shell | census division | mountain | 0
residential building shell | Reference Res Building Shell | 2030 | CAPITAL | REPLACEMENT | single-family | USD/housing shell | census division | new england | 0
residential building shell | Reference Res Building Shell | 2030 | CAPITAL | REPLACEMENT | single-family | USD/housing shell | census division | pacific | 0
residential building shell | Reference Res Building Shell | 2030 | CAPITAL | REPLACEMENT | single-family | USD/housing shell | census division | south atlantic | 0
residential building shell | Reference Res Building Shell | 2030 | CAPITAL | REPLACEMENT | single-family | USD/housing shell | census division | west north central | 0
residential building shell | Reference Res Building Shell | 2030 | CAPITAL | REPLACEMENT | single-family | USD/housing shell | census division | west south central | 0
residential building shell | Reference Res Building Shell | 2031 | CAPITAL | NEW | mobile home | USD/housing shell | census division | east north central | 0
residential building shell | Reference Res Building Shell | 2031 | CAPITAL | NEW | mobile home | USD/housing shell | census division | east south central | 0
residential building shell | Reference Res Building Shell | 2031 | CAPITAL | NEW | mobile home | USD/housing shell | census division | middle atlantic | 0
residential building shell | Reference Res Building Shell | 2031 | CAPITAL | NEW | mobile home | USD/housing shell | census division | mountain | 0
residential building shell | Reference Res Building Shell | 2031 | CAPITAL | NEW | mobile home | USD/housing shell | census division | new england | 0
residential building shell | Reference Res Building Shell | 2031 | CAPITAL | NEW | mobile home | USD/housing shell | census division | pacific | 0
residential building shell | Reference Res Building Shell | 2031 | CAPITAL | NEW | mobile home | USD/housing shell | census division | south atlantic | 0
residential building shell | Reference Res Building Shell | 2031 | CAPITAL | NEW | mobile home | USD/housing shell | census division | west north central | 0
residential building shell | Reference Res Building Shell | 2031 | CAPITAL | NEW | mobile home | USD/housing shell | census division | west south central | 0
residential building shell | Reference Res Building Shell | 2031 | CAPITAL | NEW | multi-family | USD/housing shell | census division | east north central | 0
residential building shell | Reference Res Building Shell | 2031 | CAPITAL | NEW | multi-family | USD/housing shell | census division | east south central | 0
residential building shell | Reference Res Building Shell | 2031 | CAPITAL | NEW | multi-family | USD/housing shell | census division | middle atlantic | 0
residential building shell | Reference Res Building Shell | 2031 | CAPITAL | NEW | multi-family | USD/housing shell | census division | mountain | 0
residential building shell | Reference Res Building Shell | 2031 | CAPITAL | NEW | multi-family | USD/housing shell | census division | new england | 0
residential building shell | Reference Res Building Shell | 2031 | CAPITAL | NEW | multi-family | USD/housing shell | census division | pacific | 0
residential building shell | Reference Res Building Shell | 2031 | CAPITAL | NEW | multi-family | USD/housing shell | census division | south atlantic | 0
residential building shell | Reference Res Building Shell | 2031 | CAPITAL | NEW | multi-family | USD/housing shell | census division | west north central | 0
residential building shell | Reference Res Building Shell | 2031 | CAPITAL | NEW | multi-family | USD/housing shell | census division | west south central | 0
residential building shell | Reference Res Building Shell | 2031 | CAPITAL | NEW | single-family | USD/housing shell | census division | east north central | 0
residential building shell | Reference Res Building Shell | 2031 | CAPITAL | NEW | single-family | USD/housing shell | census division | east south central | 0
residential building shell | Reference Res Building Shell | 2031 | CAPITAL | NEW | single-family | USD/housing shell | census division | middle atlantic | 0
residential building shell | Reference Res Building Shell | 2031 | CAPITAL | NEW | single-family | USD/housing shell | census division | mountain | 0
residential building shell | Reference Res Building Shell | 2031 | CAPITAL | NEW | single-family | USD/housing shell | census division | new england | 0
residential building shell | Reference Res Building Shell | 2031 | CAPITAL | NEW | single-family | USD/housing shell | census division | pacific | 0
residential building shell | Reference Res Building Shell | 2031 | CAPITAL | NEW | single-family | USD/housing shell | census division | south atlantic | 0
residential building shell | Reference Res Building Shell | 2031 | CAPITAL | NEW | single-family | USD/housing shell | census division | west north central | 0
residential building shell | Reference Res Building Shell | 2031 | CAPITAL | NEW | single-family | USD/housing shell | census division | west south central | 0
residential building shell | Reference Res Building Shell | 2031 | CAPITAL | REPLACEMENT | mobile home | USD/housing shell | census division | east north central | 0
residential building shell | Reference Res Building Shell | 2031 | CAPITAL | REPLACEMENT | mobile home | USD/housing shell | census division | east south central | 0
residential building shell | Reference Res Building Shell | 2031 | CAPITAL | REPLACEMENT | mobile home | USD/housing shell | census division | middle atlantic | 0
residential building shell | Reference Res Building Shell | 2031 | CAPITAL | REPLACEMENT | mobile home | USD/housing shell | census division | mountain | 0
residential building shell | Reference Res Building Shell | 2031 | CAPITAL | REPLACEMENT | mobile home | USD/housing shell | census division | new england | 0
residential building shell | Reference Res Building Shell | 2031 | CAPITAL | REPLACEMENT | mobile home | USD/housing shell | census division | pacific | 0
residential building shell | Reference Res Building Shell | 2031 | CAPITAL | REPLACEMENT | mobile home | USD/housing shell | census division | south atlantic | 0
residential building shell | Reference Res Building Shell | 2031 | CAPITAL | REPLACEMENT | mobile home | USD/housing shell | census division | west north central | 0
residential building shell | Reference Res Building Shell | 2031 | CAPITAL | REPLACEMENT | mobile home | USD/housing shell | census division | west south central | 0
residential building shell | Reference Res Building Shell | 2031 | CAPITAL | REPLACEMENT | multi-family | USD/housing shell | census division | east north central | 0
residential building shell | Reference Res Building Shell | 2031 | CAPITAL | REPLACEMENT | multi-family | USD/housing shell | census division | east south central | 0
residential building shell | Reference Res Building Shell | 2031 | CAPITAL | REPLACEMENT | multi-family | USD/housing shell | census division | middle atlantic | 0
residential building shell | Reference Res Building Shell | 2031 | CAPITAL | REPLACEMENT | multi-family | USD/housing shell | census division | mountain | 0
residential building shell | Reference Res Building Shell | 2031 | CAPITAL | REPLACEMENT | multi-family | USD/housing shell | census division | new england | 0
residential building shell | Reference Res Building Shell | 2031 | CAPITAL | REPLACEMENT | multi-family | USD/housing shell | census division | pacific | 0
residential building shell | Reference Res Building Shell | 2031 | CAPITAL | REPLACEMENT | multi-family | USD/housing shell | census division | south atlantic | 0
residential building shell | Reference Res Building Shell | 2031 | CAPITAL | REPLACEMENT | multi-family | USD/housing shell | census division | west north central | 0
residential building shell | Reference Res Building Shell | 2031 | CAPITAL | REPLACEMENT | multi-family | USD/housing shell | census division | west south central | 0
residential building shell | Reference Res Building Shell | 2031 | CAPITAL | REPLACEMENT | single-family | USD/housing shell | census division | east north central | 0
residential building shell | Reference Res Building Shell | 2031 | CAPITAL | REPLACEMENT | single-family | USD/housing shell | census division | east south central | 0
residential building shell | Reference Res Building Shell | 2031 | CAPITAL | REPLACEMENT | single-family | USD/housing shell | census division | middle atlantic | 0
residential building shell | Reference Res Building Shell | 2031 | CAPITAL | REPLACEMENT | single-family | USD/housing shell | census division | mountain | 0
residential building shell | Reference Res Building Shell | 2031 | CAPITAL | REPLACEMENT | single-family | USD/housing shell | census division | new england | 0
residential building shell | Reference Res Building Shell | 2031 | CAPITAL | REPLACEMENT | single-family | USD/housing shell | census division | pacific | 0
residential building shell | Reference Res Building Shell | 2031 | CAPITAL | REPLACEMENT | single-family | USD/housing shell | census division | south atlantic | 0
residential building shell | Reference Res Building Shell | 2031 | CAPITAL | REPLACEMENT | single-family | USD/housing shell | census division | west north central | 0
residential building shell | Reference Res Building Shell | 2031 | CAPITAL | REPLACEMENT | single-family | USD/housing shell | census division | west south central | 0
residential building shell | Reference Res Building Shell | 2032 | CAPITAL | NEW | mobile home | USD/housing shell | census division | east north central | 0
residential building shell | Reference Res Building Shell | 2032 | CAPITAL | NEW | mobile home | USD/housing shell | census division | east south central | 0
residential building shell | Reference Res Building Shell | 2032 | CAPITAL | NEW | mobile home | USD/housing shell | census division | middle atlantic | 0
residential building shell | Reference Res Building Shell | 2032 | CAPITAL | NEW | mobile home | USD/housing shell | census division | mountain | 0
residential building shell | Reference Res Building Shell | 2032 | CAPITAL | NEW | mobile home | USD/housing shell | census division | new england | 0
residential building shell | Reference Res Building Shell | 2032 | CAPITAL | NEW | mobile home | USD/housing shell | census division | pacific | 0
residential building shell | Reference Res Building Shell | 2032 | CAPITAL | NEW | mobile home | USD/housing shell | census division | south atlantic | 0
residential building shell | Reference Res Building Shell | 2032 | CAPITAL | NEW | mobile home | USD/housing shell | census division | west north central | 0
residential building shell | Reference Res Building Shell | 2032 | CAPITAL | NEW | mobile home | USD/housing shell | census division | west south central | 0
residential building shell | Reference Res Building Shell | 2032 | CAPITAL | NEW | multi-family | USD/housing shell | census division | east north central | 0
residential building shell | Reference Res Building Shell | 2032 | CAPITAL | NEW | multi-family | USD/housing shell | census division | east south central | 0
residential building shell | Reference Res Building Shell | 2032 | CAPITAL | NEW | multi-family | USD/housing shell | census division | middle atlantic | 0
residential building shell | Reference Res Building Shell | 2032 | CAPITAL | NEW | multi-family | USD/housing shell | census division | mountain | 0
residential building shell | Reference Res Building Shell | 2032 | CAPITAL | NEW | multi-family | USD/housing shell | census division | new england | 0
residential building shell | Reference Res Building Shell | 2032 | CAPITAL | NEW | multi-family | USD/housing shell | census division | pacific | 0
residential building shell | Reference Res Building Shell | 2032 | CAPITAL | NEW | multi-family | USD/housing shell | census division | south atlantic | 0
residential building shell | Reference Res Building Shell | 2032 | CAPITAL | NEW | multi-family | USD/housing shell | census division | west north central | 0
residential building shell | Reference Res Building Shell | 2032 | CAPITAL | NEW | multi-family | USD/housing shell | census division | west south central | 0
residential building shell | Reference Res Building Shell | 2032 | CAPITAL | NEW | single-family | USD/housing shell | census division | east north central | 0
residential building shell | Reference Res Building Shell | 2032 | CAPITAL | NEW | single-family | USD/housing shell | census division | east south central | 0
residential building shell | Reference Res Building Shell | 2032 | CAPITAL | NEW | single-family | USD/housing shell | census division | middle atlantic | 0
residential building shell | Reference Res Building Shell | 2032 | CAPITAL | NEW | single-family | USD/housing shell | census division | mountain | 0
residential building shell | Reference Res Building Shell | 2032 | CAPITAL | NEW | single-family | USD/housing shell | census division | new england | 0
residential building shell | Reference Res Building Shell | 2032 | CAPITAL | NEW | single-family | USD/housing shell | census division | pacific | 0
residential building shell | Reference Res Building Shell | 2032 | CAPITAL | NEW | single-family | USD/housing shell | census division | south atlantic | 0
residential building shell | Reference Res Building Shell | 2032 | CAPITAL | NEW | single-family | USD/housing shell | census division | west north central | 0
residential building shell | Reference Res Building Shell | 2032 | CAPITAL | NEW | single-family | USD/housing shell | census division | west south central | 0
residential building shell | Reference Res Building Shell | 2032 | CAPITAL | REPLACEMENT | mobile home | USD/housing shell | census division | east north central | 0
residential building shell | Reference Res Building Shell | 2032 | CAPITAL | REPLACEMENT | mobile home | USD/housing shell | census division | east south central | 0
residential building shell | Reference Res Building Shell | 2032 | CAPITAL | REPLACEMENT | mobile home | USD/housing shell | census division | middle atlantic | 0
residential building shell | Reference Res Building Shell | 2032 | CAPITAL | REPLACEMENT | mobile home | USD/housing shell | census division | mountain | 0
residential building shell | Reference Res Building Shell | 2032 | CAPITAL | REPLACEMENT | mobile home | USD/housing shell | census division | new england | 0
residential building shell | Reference Res Building Shell | 2032 | CAPITAL | REPLACEMENT | mobile home | USD/housing shell | census division | pacific | 0
residential building shell | Reference Res Building Shell | 2032 | CAPITAL | REPLACEMENT | mobile home | USD/housing shell | census division | south atlantic | 0
residential building shell | Reference Res Building Shell | 2032 | CAPITAL | REPLACEMENT | mobile home | USD/housing shell | census division | west north central | 0
residential building shell | Reference Res Building Shell | 2032 | CAPITAL | REPLACEMENT | mobile home | USD/housing shell | census division | west south central | 0
residential building shell | Reference Res Building Shell | 2032 | CAPITAL | REPLACEMENT | multi-family | USD/housing shell | census division | east north central | 0
residential building shell | Reference Res Building Shell | 2032 | CAPITAL | REPLACEMENT | multi-family | USD/housing shell | census division | east south central | 0
residential building shell | Reference Res Building Shell | 2032 | CAPITAL | REPLACEMENT | multi-family | USD/housing shell | census division | middle atlantic | 0
residential building shell | Reference Res Building Shell | 2032 | CAPITAL | REPLACEMENT | multi-family | USD/housing shell | census division | mountain | 0
residential building shell | Reference Res Building Shell | 2032 | CAPITAL | REPLACEMENT | multi-family | USD/housing shell | census division | new england | 0
residential building shell | Reference Res Building Shell | 2032 | CAPITAL | REPLACEMENT | multi-family | USD/housing shell | census division | pacific | 0
residential building shell | Reference Res Building Shell | 2032 | CAPITAL | REPLACEMENT | multi-family | USD/housing shell | census division | south atlantic | 0
residential building shell | Reference Res Building Shell | 2032 | CAPITAL | REPLACEMENT | multi-family | USD/housing shell | census division | west north central | 0
residential building shell | Reference Res Building Shell | 2032 | CAPITAL | REPLACEMENT | multi-family | USD/housing shell | census division | west south central | 0
residential building shell | Reference Res Building Shell | 2032 | CAPITAL | REPLACEMENT | single-family | USD/housing shell | census division | east north central | 0
residential building shell | Reference Res Building Shell | 2032 | CAPITAL | REPLACEMENT | single-family | USD/housing shell | census division | east south central | 0
residential building shell | Reference Res Building Shell | 2032 | CAPITAL | REPLACEMENT | single-family | USD/housing shell | census division | middle atlantic | 0
residential building shell | Reference Res Building Shell | 2032 | CAPITAL | REPLACEMENT | single-family | USD/housing shell | census division | mountain | 0
residential building shell | Reference Res Building Shell | 2032 | CAPITAL | REPLACEMENT | single-family | USD/housing shell | census division | new england | 0
residential building shell | Reference Res Building Shell | 2032 | CAPITAL | REPLACEMENT | single-family | USD/housing shell | census division | pacific | 0
residential building shell | Reference Res Building Shell | 2032 | CAPITAL | REPLACEMENT | single-family | USD/housing shell | census division | south atlantic | 0
residential building shell | Reference Res Building Shell | 2032 | CAPITAL | REPLACEMENT | single-family | USD/housing shell | census division | west north central | 0
residential building shell | Reference Res Building Shell | 2032 | CAPITAL | REPLACEMENT | single-family | USD/housing shell | census division | west south central | 0
residential building shell | Reference Res Building Shell | 2033 | CAPITAL | NEW | mobile home | USD/housing shell | census division | east north central | 0
residential building shell | Reference Res Building Shell | 2033 | CAPITAL | NEW | mobile home | USD/housing shell | census division | east south central | 0
residential building shell | Reference Res Building Shell | 2033 | CAPITAL | NEW | mobile home | USD/housing shell | census division | middle atlantic | 0
residential building shell | Reference Res Building Shell | 2033 | CAPITAL | NEW | mobile home | USD/housing shell | census division | mountain | 0
residential building shell | Reference Res Building Shell | 2033 | CAPITAL | NEW | mobile home | USD/housing shell | census division | new england | 0
residential building shell | Reference Res Building Shell | 2033 | CAPITAL | NEW | mobile home | USD/housing shell | census division | pacific | 0
residential building shell | Reference Res Building Shell | 2033 | CAPITAL | NEW | mobile home | USD/housing shell | census division | south atlantic | 0
residential building shell | Reference Res Building Shell | 2033 | CAPITAL | NEW | mobile home | USD/housing shell | census division | west north central | 0
residential building shell | Reference Res Building Shell | 2033 | CAPITAL | NEW | mobile home | USD/housing shell | census division | west south central | 0
residential building shell | Reference Res Building Shell | 2033 | CAPITAL | NEW | multi-family | USD/housing shell | census division | east north central | 0
residential building shell | Reference Res Building Shell | 2033 | CAPITAL | NEW | multi-family | USD/housing shell | census division | east south central | 0
residential building shell | Reference Res Building Shell | 2033 | CAPITAL | NEW | multi-family | USD/housing shell | census division | middle atlantic | 0
residential building shell | Reference Res Building Shell | 2033 | CAPITAL | NEW | multi-family | USD/housing shell | census division | mountain | 0
residential building shell | Reference Res Building Shell | 2033 | CAPITAL | NEW | multi-family | USD/housing shell | census division | new england | 0
residential building shell | Reference Res Building Shell | 2033 | CAPITAL | NEW | multi-family | USD/housing shell | census division | pacific | 0
residential building shell | Reference Res Building Shell | 2033 | CAPITAL | NEW | multi-family | USD/housing shell | census division | south atlantic | 0
residential building shell | Reference Res Building Shell | 2033 | CAPITAL | NEW | multi-family | USD/housing shell | census division | west north central | 0
residential building shell | Reference Res Building Shell | 2033 | CAPITAL | NEW | multi-family | USD/housing shell | census division | west south central | 0
residential building shell | Reference Res Building Shell | 2033 | CAPITAL | NEW | single-family | USD/housing shell | census division | east north central | 0
residential building shell | Reference Res Building Shell | 2033 | CAPITAL | NEW | single-family | USD/housing shell | census division | east south central | 0
residential building shell | Reference Res Building Shell | 2033 | CAPITAL | NEW | single-family | USD/housing shell | census division | middle atlantic | 0
residential building shell | Reference Res Building Shell | 2033 | CAPITAL | NEW | single-family | USD/housing shell | census division | mountain | 0
residential building shell | Reference Res Building Shell | 2033 | CAPITAL | NEW | single-family | USD/housing shell | census division | new england | 0
residential building shell | Reference Res Building Shell | 2033 | CAPITAL | NEW | single-family | USD/housing shell | census division | pacific | 0
residential building shell | Reference Res Building Shell | 2033 | CAPITAL | NEW | single-family | USD/housing shell | census division | south atlantic | 0
residential building shell | Reference Res Building Shell | 2033 | CAPITAL | NEW | single-family | USD/housing shell | census division | west north central | 0
residential building shell | Reference Res Building Shell | 2033 | CAPITAL | NEW | single-family | USD/housing shell | census division | west south central | 0
residential building shell | Reference Res Building Shell | 2033 | CAPITAL | REPLACEMENT | mobile home | USD/housing shell | census division | east north central | 0
residential building shell | Reference Res Building Shell | 2033 | CAPITAL | REPLACEMENT | mobile home | USD/housing shell | census division | east south central | 0
residential building shell | Reference Res Building Shell | 2033 | CAPITAL | REPLACEMENT | mobile home | USD/housing shell | census division | middle atlantic | 0
residential building shell | Reference Res Building Shell | 2033 | CAPITAL | REPLACEMENT | mobile home | USD/housing shell | census division | mountain | 0
residential building shell | Reference Res Building Shell | 2033 | CAPITAL | REPLACEMENT | mobile home | USD/housing shell | census division | new england | 0
residential building shell | Reference Res Building Shell | 2033 | CAPITAL | REPLACEMENT | mobile home | USD/housing shell | census division | pacific | 0
residential building shell | Reference Res Building Shell | 2033 | CAPITAL | REPLACEMENT | mobile home | USD/housing shell | census division | south atlantic | 0
residential building shell | Reference Res Building Shell | 2033 | CAPITAL | REPLACEMENT | mobile home | USD/housing shell | census division | west north central | 0
residential building shell | Reference Res Building Shell | 2033 | CAPITAL | REPLACEMENT | mobile home | USD/housing shell | census division | west south central | 0
residential building shell | Reference Res Building Shell | 2033 | CAPITAL | REPLACEMENT | multi-family | USD/housing shell | census division | east north central | 0
residential building shell | Reference Res Building Shell | 2033 | CAPITAL | REPLACEMENT | multi-family | USD/housing shell | census division | east south central | 0
residential building shell | Reference Res Building Shell | 2033 | CAPITAL | REPLACEMENT | multi-family | USD/housing shell | census division | middle atlantic | 0
residential building shell | Reference Res Building Shell | 2033 | CAPITAL | REPLACEMENT | multi-family | USD/housing shell | census division | mountain | 0
residential building shell | Reference Res Building Shell | 2033 | CAPITAL | REPLACEMENT | multi-family | USD/housing shell | census division | new england | 0
residential building shell | Reference Res Building Shell | 2033 | CAPITAL | REPLACEMENT | multi-family | USD/housing shell | census division | pacific | 0
residential building shell | Reference Res Building Shell | 2033 | CAPITAL | REPLACEMENT | multi-family | USD/housing shell | census division | south atlantic | 0
residential building shell | Reference Res Building Shell | 2033 | CAPITAL | REPLACEMENT | multi-family | USD/housing shell | census division | west north central | 0
residential building shell | Reference Res Building Shell | 2033 | CAPITAL | REPLACEMENT | multi-family | USD/housing shell | census division | west south central | 0
residential building shell | Reference Res Building Shell | 2033 | CAPITAL | REPLACEMENT | single-family | USD/housing shell | census division | east north central | 0
residential building shell | Reference Res Building Shell | 2033 | CAPITAL | REPLACEMENT | single-family | USD/housing shell | census division | east south central | 0
residential building shell | Reference Res Building Shell | 2033 | CAPITAL | REPLACEMENT | single-family | USD/housing shell | census division | middle atlantic | 0
residential building shell | Reference Res Building Shell | 2033 | CAPITAL | REPLACEMENT | single-family | USD/housing shell | census division | mountain | 0
residential building shell | Reference Res Building Shell | 2033 | CAPITAL | REPLACEMENT | single-family | USD/housing shell | census division | new england | 0
residential building shell | Reference Res Building Shell | 2033 | CAPITAL | REPLACEMENT | single-family | USD/housing shell | census division | pacific | 0
residential building shell | Reference Res Building Shell | 2033 | CAPITAL | REPLACEMENT | single-family | USD/housing shell | census division | south atlantic | 0
residential building shell | Reference Res Building Shell | 2033 | CAPITAL | REPLACEMENT | single-family | USD/housing shell | census division | west north central | 0
residential building shell | Reference Res Building Shell | 2033 | CAPITAL | REPLACEMENT | single-family | USD/housing shell | census division | west south central | 0
residential building shell | Reference Res Building Shell | 2034 | CAPITAL | NEW | mobile home | USD/housing shell | census division | east north central | 0
residential building shell | Reference Res Building Shell | 2034 | CAPITAL | NEW | mobile home | USD/housing shell | census division | east south central | 0
residential building shell | Reference Res Building Shell | 2034 | CAPITAL | NEW | mobile home | USD/housing shell | census division | middle atlantic | 0
residential building shell | Reference Res Building Shell | 2034 | CAPITAL | NEW | mobile home | USD/housing shell | census division | mountain | 0
residential building shell | Reference Res Building Shell | 2034 | CAPITAL | NEW | mobile home | USD/housing shell | census division | new england | 0
residential building shell | Reference Res Building Shell | 2034 | CAPITAL | NEW | mobile home | USD/housing shell | census division | pacific | 0
residential building shell | Reference Res Building Shell | 2034 | CAPITAL | NEW | mobile home | USD/housing shell | census division | south atlantic | 0
residential building shell | Reference Res Building Shell | 2034 | CAPITAL | NEW | mobile home | USD/housing shell | census division | west north central | 0
residential building shell | Reference Res Building Shell | 2034 | CAPITAL | NEW | mobile home | USD/housing shell | census division | west south central | 0
residential building shell | Reference Res Building Shell | 2034 | CAPITAL | NEW | multi-family | USD/housing shell | census division | east north central | 0
residential building shell | Reference Res Building Shell | 2034 | CAPITAL | NEW | multi-family | USD/housing shell | census division | east south central | 0
residential building shell | Reference Res Building Shell | 2034 | CAPITAL | NEW | multi-family | USD/housing shell | census division | middle atlantic | 0
residential building shell | Reference Res Building Shell | 2034 | CAPITAL | NEW | multi-family | USD/housing shell | census division | mountain | 0
residential building shell | Reference Res Building Shell | 2034 | CAPITAL | NEW | multi-family | USD/housing shell | census division | new england | 0
residential building shell | Reference Res Building Shell | 2034 | CAPITAL | NEW | multi-family | USD/housing shell | census division | pacific | 0
residential building shell | Reference Res Building Shell | 2034 | CAPITAL | NEW | multi-family | USD/housing shell | census division | south atlantic | 0
residential building shell | Reference Res Building Shell | 2034 | CAPITAL | NEW | multi-family | USD/housing shell | census division | west north central | 0
residential building shell | Reference Res Building Shell | 2034 | CAPITAL | NEW | multi-family | USD/housing shell | census division | west south central | 0
residential building shell | Reference Res Building Shell | 2034 | CAPITAL | NEW | single-family | USD/housing shell | census division | east north central | 0
residential building shell | Reference Res Building Shell | 2034 | CAPITAL | NEW | single-family | USD/housing shell | census division | east south central | 0
residential building shell | Reference Res Building Shell | 2034 | CAPITAL | NEW | single-family | USD/housing shell | census division | middle atlantic | 0
residential building shell | Reference Res Building Shell | 2034 | CAPITAL | NEW | single-family | USD/housing shell | census division | mountain | 0
residential building shell | Reference Res Building Shell | 2034 | CAPITAL | NEW | single-family | USD/housing shell | census division | new england | 0
residential building shell | Reference Res Building Shell | 2034 | CAPITAL | NEW | single-family | USD/housing shell | census division | pacific | 0
residential building shell | Reference Res Building Shell | 2034 | CAPITAL | NEW | single-family | USD/housing shell | census division | south atlantic | 0
residential building shell | Reference Res Building Shell | 2034 | CAPITAL | NEW | single-family | USD/housing shell | census division | west north central | 0
residential building shell | Reference Res Building Shell | 2034 | CAPITAL | NEW | single-family | USD/housing shell | census division | west south central | 0
residential building shell | Reference Res Building Shell | 2034 | CAPITAL | REPLACEMENT | mobile home | USD/housing shell | census division | east north central | 0
residential building shell | Reference Res Building Shell | 2034 | CAPITAL | REPLACEMENT | mobile home | USD/housing shell | census division | east south central | 0
residential building shell | Reference Res Building Shell | 2034 | CAPITAL | REPLACEMENT | mobile home | USD/housing shell | census division | middle atlantic | 0
residential building shell | Reference Res Building Shell | 2034 | CAPITAL | REPLACEMENT | mobile home | USD/housing shell | census division | mountain | 0
residential building shell | Reference Res Building Shell | 2034 | CAPITAL | REPLACEMENT | mobile home | USD/housing shell | census division | new england | 0
residential building shell | Reference Res Building Shell | 2034 | CAPITAL | REPLACEMENT | mobile home | USD/housing shell | census division | pacific | 0
residential building shell | Reference Res Building Shell | 2034 | CAPITAL | REPLACEMENT | mobile home | USD/housing shell | census division | south atlantic | 0
residential building shell | Reference Res Building Shell | 2034 | CAPITAL | REPLACEMENT | mobile home | USD/housing shell | census division | west north central | 0
residential building shell | Reference Res Building Shell | 2034 | CAPITAL | REPLACEMENT | mobile home | USD/housing shell | census division | west south central | 0
residential building shell | Reference Res Building Shell | 2034 | CAPITAL | REPLACEMENT | multi-family | USD/housing shell | census division | east north central | 0
residential building shell | Reference Res Building Shell | 2034 | CAPITAL | REPLACEMENT | multi-family | USD/housing shell | census division | east south central | 0
residential building shell | Reference Res Building Shell | 2034 | CAPITAL | REPLACEMENT | multi-family | USD/housing shell | census division | middle atlantic | 0
residential building shell | Reference Res Building Shell | 2034 | CAPITAL | REPLACEMENT | multi-family | USD/housing shell | census division | mountain | 0
residential building shell | Reference Res Building Shell | 2034 | CAPITAL | REPLACEMENT | multi-family | USD/housing shell | census division | new england | 0
residential building shell | Reference Res Building Shell | 2034 | CAPITAL | REPLACEMENT | multi-family | USD/housing shell | census division | pacific | 0
residential building shell | Reference Res Building Shell | 2034 | CAPITAL | REPLACEMENT | multi-family | USD/housing shell | census division | south atlantic | 0
residential building shell | Reference Res Building Shell | 2034 | CAPITAL | REPLACEMENT | multi-family | USD/housing shell | census division | west north central | 0
residential building shell | Reference Res Building Shell | 2034 | CAPITAL | REPLACEMENT | multi-family | USD/housing shell | census division | west south central | 0
residential building shell | Reference Res Building Shell | 2034 | CAPITAL | REPLACEMENT | single-family | USD/housing shell | census division | east north central | 0
residential building shell | Reference Res Building Shell | 2034 | CAPITAL | REPLACEMENT | single-family | USD/housing shell | census division | east south central | 0
residential building shell | Reference Res Building Shell | 2034 | CAPITAL | REPLACEMENT | single-family | USD/housing shell | census division | middle atlantic | 0
residential building shell | Reference Res Building Shell | 2034 | CAPITAL | REPLACEMENT | single-family | USD/housing shell | census division | mountain | 0
residential building shell | Reference Res Building Shell | 2034 | CAPITAL | REPLACEMENT | single-family | USD/housing shell | census division | new england | 0
residential building shell | Reference Res Building Shell | 2034 | CAPITAL | REPLACEMENT | single-family | USD/housing shell | census division | pacific | 0
residential building shell | Reference Res Building Shell | 2034 | CAPITAL | REPLACEMENT | single-family | USD/housing shell | census division | south atlantic | 0
residential building shell | Reference Res Building Shell | 2034 | CAPITAL | REPLACEMENT | single-family | USD/housing shell | census division | west north central | 0
residential building shell | Reference Res Building Shell | 2034 | CAPITAL | REPLACEMENT | single-family | USD/housing shell | census division | west south central | 0
residential building shell | Reference Res Building Shell | 2035 | CAPITAL | NEW | mobile home | USD/housing shell | census division | east north central | 0
residential building shell | Reference Res Building Shell | 2035 | CAPITAL | NEW | mobile home | USD/housing shell | census division | east south central | 0
residential building shell | Reference Res Building Shell | 2035 | CAPITAL | NEW | mobile home | USD/housing shell | census division | middle atlantic | 0
residential building shell | Reference Res Building Shell | 2035 | CAPITAL | NEW | mobile home | USD/housing shell | census division | mountain | 0
residential building shell | Reference Res Building Shell | 2035 | CAPITAL | NEW | mobile home | USD/housing shell | census division | new england | 0
residential building shell | Reference Res Building Shell | 2035 | CAPITAL | NEW | mobile home | USD/housing shell | census division | pacific | 0
residential building shell | Reference Res Building Shell | 2035 | CAPITAL | NEW | mobile home | USD/housing shell | census division | south atlantic | 0
residential building shell | Reference Res Building Shell | 2035 | CAPITAL | NEW | mobile home | USD/housing shell | census division | west north central | 0
residential building shell | Reference Res Building Shell | 2035 | CAPITAL | NEW | mobile home | USD/housing shell | census division | west south central | 0
residential building shell | Reference Res Building Shell | 2035 | CAPITAL | NEW | multi-family | USD/housing shell | census division | east north central | 0
residential building shell | Reference Res Building Shell | 2035 | CAPITAL | NEW | multi-family | USD/housing shell | census division | east south central | 0
residential building shell | Reference Res Building Shell | 2035 | CAPITAL | NEW | multi-family | USD/housing shell | census division | middle atlantic | 0
residential building shell | Reference Res Building Shell | 2035 | CAPITAL | NEW | multi-family | USD/housing shell | census division | mountain | 0
residential building shell | Reference Res Building Shell | 2035 | CAPITAL | NEW | multi-family | USD/housing shell | census division | new england | 0
residential building shell | Reference Res Building Shell | 2035 | CAPITAL | NEW | multi-family | USD/housing shell | census division | pacific | 0
residential building shell | Reference Res Building Shell | 2035 | CAPITAL | NEW | multi-family | USD/housing shell | census division | south atlantic | 0
residential building shell | Reference Res Building Shell | 2035 | CAPITAL | NEW | multi-family | USD/housing shell | census division | west north central | 0
residential building shell | Reference Res Building Shell | 2035 | CAPITAL | NEW | multi-family | USD/housing shell | census division | west south central | 0
residential building shell | Reference Res Building Shell | 2035 | CAPITAL | NEW | single-family | USD/housing shell | census division | east north central | 0
residential building shell | Reference Res Building Shell | 2035 | CAPITAL | NEW | single-family | USD/housing shell | census division | east south central | 0
residential building shell | Reference Res Building Shell | 2035 | CAPITAL | NEW | single-family | USD/housing shell | census division | middle atlantic | 0
residential building shell | Reference Res Building Shell | 2035 | CAPITAL | NEW | single-family | USD/housing shell | census division | mountain | 0
residential building shell | Reference Res Building Shell | 2035 | CAPITAL | NEW | single-family | USD/housing shell | census division | new england | 0
residential building shell | Reference Res Building Shell | 2035 | CAPITAL | NEW | single-family | USD/housing shell | census division | pacific | 0
residential building shell | Reference Res Building Shell | 2035 | CAPITAL | NEW | single-family | USD/housing shell | census division | south atlantic | 0
residential building shell | Reference Res Building Shell | 2035 | CAPITAL | NEW | single-family | USD/housing shell | census division | west north central | 0
residential building shell | Reference Res Building Shell | 2035 | CAPITAL | NEW | single-family | USD/housing shell | census division | west south central | 0
residential building shell | Reference Res Building Shell | 2035 | CAPITAL | REPLACEMENT | mobile home | USD/housing shell | census division | east north central | 0
residential building shell | Reference Res Building Shell | 2035 | CAPITAL | REPLACEMENT | mobile home | USD/housing shell | census division | east south central | 0
residential building shell | Reference Res Building Shell | 2035 | CAPITAL | REPLACEMENT | mobile home | USD/housing shell | census division | middle atlantic | 0
residential building shell | Reference Res Building Shell | 2035 | CAPITAL | REPLACEMENT | mobile home | USD/housing shell | census division | mountain | 0
residential building shell | Reference Res Building Shell | 2035 | CAPITAL | REPLACEMENT | mobile home | USD/housing shell | census division | new england | 0
residential building shell | Reference Res Building Shell | 2035 | CAPITAL | REPLACEMENT | mobile home | USD/housing shell | census division | pacific | 0
residential building shell | Reference Res Building Shell | 2035 | CAPITAL | REPLACEMENT | mobile home | USD/housing shell | census division | south atlantic | 0
residential building shell | Reference Res Building Shell | 2035 | CAPITAL | REPLACEMENT | mobile home | USD/housing shell | census division | west north central | 0
residential building shell | Reference Res Building Shell | 2035 | CAPITAL | REPLACEMENT | mobile home | USD/housing shell | census division | west south central | 0
residential building shell | Reference Res Building Shell | 2035 | CAPITAL | REPLACEMENT | multi-family | USD/housing shell | census division | east north central | 0
residential building shell | Reference Res Building Shell | 2035 | CAPITAL | REPLACEMENT | multi-family | USD/housing shell | census division | east south central | 0
residential building shell | Reference Res Building Shell | 2035 | CAPITAL | REPLACEMENT | multi-family | USD/housing shell | census division | middle atlantic | 0
residential building shell | Reference Res Building Shell | 2035 | CAPITAL | REPLACEMENT | multi-family | USD/housing shell | census division | mountain | 0
residential building shell | Reference Res Building Shell | 2035 | CAPITAL | REPLACEMENT | multi-family | USD/housing shell | census division | new england | 0
residential building shell | Reference Res Building Shell | 2035 | CAPITAL | REPLACEMENT | multi-family | USD/housing shell | census division | pacific | 0
residential building shell | Reference Res Building Shell | 2035 | CAPITAL | REPLACEMENT | multi-family | USD/housing shell | census division | south atlantic | 0
residential building shell | Reference Res Building Shell | 2035 | CAPITAL | REPLACEMENT | multi-family | USD/housing shell | census division | west north central | 0
residential building shell | Reference Res Building Shell | 2035 | CAPITAL | REPLACEMENT | multi-family | USD/housing shell | census division | west south central | 0
residential building shell | Reference Res Building Shell | 2035 | CAPITAL | REPLACEMENT | single-family | USD/housing shell | census division | east north central | 0
residential building shell | Reference Res Building Shell | 2035 | CAPITAL | REPLACEMENT | single-family | USD/housing shell | census division | east south central | 0
residential building shell | Reference Res Building Shell | 2035 | CAPITAL | REPLACEMENT | single-family | USD/housing shell | census division | middle atlantic | 0
residential building shell | Reference Res Building Shell | 2035 | CAPITAL | REPLACEMENT | single-family | USD/housing shell | census division | mountain | 0
residential building shell | Reference Res Building Shell | 2035 | CAPITAL | REPLACEMENT | single-family | USD/housing shell | census division | new england | 0
residential building shell | Reference Res Building Shell | 2035 | CAPITAL | REPLACEMENT | single-family | USD/housing shell | census division | pacific | 0
residential building shell | Reference Res Building Shell | 2035 | CAPITAL | REPLACEMENT | single-family | USD/housing shell | census division | south atlantic | 0
residential building shell | Reference Res Building Shell | 2035 | CAPITAL | REPLACEMENT | single-family | USD/housing shell | census division | west north central | 0
residential building shell | Reference Res Building Shell | 2035 | CAPITAL | REPLACEMENT | single-family | USD/housing shell | census division | west south central | 0
residential building shell | Reference Res Building Shell | 2036 | CAPITAL | NEW | mobile home | USD/housing shell | census division | east north central | 0
residential building shell | Reference Res Building Shell | 2036 | CAPITAL | NEW | mobile home | USD/housing shell | census division | east south central | 0
residential building shell | Reference Res Building Shell | 2036 | CAPITAL | NEW | mobile home | USD/housing shell | census division | middle atlantic | 0
residential building shell | Reference Res Building Shell | 2036 | CAPITAL | NEW | mobile home | USD/housing shell | census division | mountain | 0
residential building shell | Reference Res Building Shell | 2036 | CAPITAL | NEW | mobile home | USD/housing shell | census division | new england | 0
residential building shell | Reference Res Building Shell | 2036 | CAPITAL | NEW | mobile home | USD/housing shell | census division | pacific | 0
residential building shell | Reference Res Building Shell | 2036 | CAPITAL | NEW | mobile home | USD/housing shell | census division | south atlantic | 0
residential building shell | Reference Res Building Shell | 2036 | CAPITAL | NEW | mobile home | USD/housing shell | census division | west north central | 0
residential building shell | Reference Res Building Shell | 2036 | CAPITAL | NEW | mobile home | USD/housing shell | census division | west south central | 0
residential building shell | Reference Res Building Shell | 2036 | CAPITAL | NEW | multi-family | USD/housing shell | census division | east north central | 0
residential building shell | Reference Res Building Shell | 2036 | CAPITAL | NEW | multi-family | USD/housing shell | census division | east south central | 0
residential building shell | Reference Res Building Shell | 2036 | CAPITAL | NEW | multi-family | USD/housing shell | census division | middle atlantic | 0
residential building shell | Reference Res Building Shell | 2036 | CAPITAL | NEW | multi-family | USD/housing shell | census division | mountain | 0
residential building shell | Reference Res Building Shell | 2036 | CAPITAL | NEW | multi-family | USD/housing shell | census division | new england | 0
residential building shell | Reference Res Building Shell | 2036 | CAPITAL | NEW | multi-family | USD/housing shell | census division | pacific | 0
residential building shell | Reference Res Building Shell | 2036 | CAPITAL | NEW | multi-family | USD/housing shell | census division | south atlantic | 0
residential building shell | Reference Res Building Shell | 2036 | CAPITAL | NEW | multi-family | USD/housing shell | census division | west north central | 0
residential building shell | Reference Res Building Shell | 2036 | CAPITAL | NEW | multi-family | USD/housing shell | census division | west south central | 0
residential building shell | Reference Res Building Shell | 2036 | CAPITAL | NEW | single-family | USD/housing shell | census division | east north central | 0
residential building shell | Reference Res Building Shell | 2036 | CAPITAL | NEW | single-family | USD/housing shell | census division | east south central | 0
residential building shell | Reference Res Building Shell | 2036 | CAPITAL | NEW | single-family | USD/housing shell | census division | middle atlantic | 0
residential building shell | Reference Res Building Shell | 2036 | CAPITAL | NEW | single-family | USD/housing shell | census division | mountain | 0
residential building shell | Reference Res Building Shell | 2036 | CAPITAL | NEW | single-family | USD/housing shell | census division | new england | 0
residential building shell | Reference Res Building Shell | 2036 | CAPITAL | NEW | single-family | USD/housing shell | census division | pacific | 0
residential building shell | Reference Res Building Shell | 2036 | CAPITAL | NEW | single-family | USD/housing shell | census division | south atlantic | 0
residential building shell | Reference Res Building Shell | 2036 | CAPITAL | NEW | single-family | USD/housing shell | census division | west north central | 0
residential building shell | Reference Res Building Shell | 2036 | CAPITAL | NEW | single-family | USD/housing shell | census division | west south central | 0
residential building shell | Reference Res Building Shell | 2036 | CAPITAL | REPLACEMENT | mobile home | USD/housing shell | census division | east north central | 0
residential building shell | Reference Res Building Shell | 2036 | CAPITAL | REPLACEMENT | mobile home | USD/housing shell | census division | east south central | 0
residential building shell | Reference Res Building Shell | 2036 | CAPITAL | REPLACEMENT | mobile home | USD/housing shell | census division | middle atlantic | 0
residential building shell | Reference Res Building Shell | 2036 | CAPITAL | REPLACEMENT | mobile home | USD/housing shell | census division | mountain | 0
residential building shell | Reference Res Building Shell | 2036 | CAPITAL | REPLACEMENT | mobile home | USD/housing shell | census division | new england | 0
residential building shell | Reference Res Building Shell | 2036 | CAPITAL | REPLACEMENT | mobile home | USD/housing shell | census division | pacific | 0
residential building shell | Reference Res Building Shell | 2036 | CAPITAL | REPLACEMENT | mobile home | USD/housing shell | census division | south atlantic | 0
residential building shell | Reference Res Building Shell | 2036 | CAPITAL | REPLACEMENT | mobile home | USD/housing shell | census division | west north central | 0
residential building shell | Reference Res Building Shell | 2036 | CAPITAL | REPLACEMENT | mobile home | USD/housing shell | census division | west south central | 0
residential building shell | Reference Res Building Shell | 2036 | CAPITAL | REPLACEMENT | multi-family | USD/housing shell | census division | east north central | 0
residential building shell | Reference Res Building Shell | 2036 | CAPITAL | REPLACEMENT | multi-family | USD/housing shell | census division | east south central | 0
residential building shell | Reference Res Building Shell | 2036 | CAPITAL | REPLACEMENT | multi-family | USD/housing shell | census division | middle atlantic | 0
residential building shell | Reference Res Building Shell | 2036 | CAPITAL | REPLACEMENT | multi-family | USD/housing shell | census division | mountain | 0
residential building shell | Reference Res Building Shell | 2036 | CAPITAL | REPLACEMENT | multi-family | USD/housing shell | census division | new england | 0
residential building shell | Reference Res Building Shell | 2036 | CAPITAL | REPLACEMENT | multi-family | USD/housing shell | census division | pacific | 0
residential building shell | Reference Res Building Shell | 2036 | CAPITAL | REPLACEMENT | multi-family | USD/housing shell | census division | south atlantic | 0
residential building shell | Reference Res Building Shell | 2036 | CAPITAL | REPLACEMENT | multi-family | USD/housing shell | census division | west north central | 0
residential building shell | Reference Res Building Shell | 2036 | CAPITAL | REPLACEMENT | multi-family | USD/housing shell | census division | west south central | 0
residential building shell | Reference Res Building Shell | 2036 | CAPITAL | REPLACEMENT | single-family | USD/housing shell | census division | east north central | 0
residential building shell | Reference Res Building Shell | 2036 | CAPITAL | REPLACEMENT | single-family | USD/housing shell | census division | east south central | 0
residential building shell | Reference Res Building Shell | 2036 | CAPITAL | REPLACEMENT | single-family | USD/housing shell | census division | middle atlantic | 0
residential building shell | Reference Res Building Shell | 2036 | CAPITAL | REPLACEMENT | single-family | USD/housing shell | census division | mountain | 0
residential building shell | Reference Res Building Shell | 2036 | CAPITAL | REPLACEMENT | single-family | USD/housing shell | census division | new england | 0
residential building shell | Reference Res Building Shell | 2036 | CAPITAL | REPLACEMENT | single-family | USD/housing shell | census division | pacific | 0
residential building shell | Reference Res Building Shell | 2036 | CAPITAL | REPLACEMENT | single-family | USD/housing shell | census division | south atlantic | 0
residential building shell | Reference Res Building Shell | 2036 | CAPITAL | REPLACEMENT | single-family | USD/housing shell | census division | west north central | 0
residential building shell | Reference Res Building Shell | 2036 | CAPITAL | REPLACEMENT | single-family | USD/housing shell | census division | west south central | 0
residential building shell | Reference Res Building Shell | 2037 | CAPITAL | NEW | mobile home | USD/housing shell | census division | east north central | 0
residential building shell | Reference Res Building Shell | 2037 | CAPITAL | NEW | mobile home | USD/housing shell | census division | east south central | 0
residential building shell | Reference Res Building Shell | 2037 | CAPITAL | NEW | mobile home | USD/housing shell | census division | middle atlantic | 0
residential building shell | Reference Res Building Shell | 2037 | CAPITAL | NEW | mobile home | USD/housing shell | census division | mountain | 0
residential building shell | Reference Res Building Shell | 2037 | CAPITAL | NEW | mobile home | USD/housing shell | census division | new england | 0
residential building shell | Reference Res Building Shell | 2037 | CAPITAL | NEW | mobile home | USD/housing shell | census division | pacific | 0
residential building shell | Reference Res Building Shell | 2037 | CAPITAL | NEW | mobile home | USD/housing shell | census division | south atlantic | 0
residential building shell | Reference Res Building Shell | 2037 | CAPITAL | NEW | mobile home | USD/housing shell | census division | west north central | 0
residential building shell | Reference Res Building Shell | 2037 | CAPITAL | NEW | mobile home | USD/housing shell | census division | west south central | 0
residential building shell | Reference Res Building Shell | 2037 | CAPITAL | NEW | multi-family | USD/housing shell | census division | east north central | 0
residential building shell | Reference Res Building Shell | 2037 | CAPITAL | NEW | multi-family | USD/housing shell | census division | east south central | 0
residential building shell | Reference Res Building Shell | 2037 | CAPITAL | NEW | multi-family | USD/housing shell | census division | middle atlantic | 0
residential building shell | Reference Res Building Shell | 2037 | CAPITAL | NEW | multi-family | USD/housing shell | census division | mountain | 0
residential building shell | Reference Res Building Shell | 2037 | CAPITAL | NEW | multi-family | USD/housing shell | census division | new england | 0
residential building shell | Reference Res Building Shell | 2037 | CAPITAL | NEW | multi-family | USD/housing shell | census division | pacific | 0
residential building shell | Reference Res Building Shell | 2037 | CAPITAL | NEW | multi-family | USD/housing shell | census division | south atlantic | 0
residential building shell | Reference Res Building Shell | 2037 | CAPITAL | NEW | multi-family | USD/housing shell | census division | west north central | 0
residential building shell | Reference Res Building Shell | 2037 | CAPITAL | NEW | multi-family | USD/housing shell | census division | west south central | 0
residential building shell | Reference Res Building Shell | 2037 | CAPITAL | NEW | single-family | USD/housing shell | census division | east north central | 0
residential building shell | Reference Res Building Shell | 2037 | CAPITAL | NEW | single-family | USD/housing shell | census division | east south central | 0
residential building shell | Reference Res Building Shell | 2037 | CAPITAL | NEW | single-family | USD/housing shell | census division | middle atlantic | 0
residential building shell | Reference Res Building Shell | 2037 | CAPITAL | NEW | single-family | USD/housing shell | census division | mountain | 0
residential building shell | Reference Res Building Shell | 2037 | CAPITAL | NEW | single-family | USD/housing shell | census division | new england | 0
residential building shell | Reference Res Building Shell | 2037 | CAPITAL | NEW | single-family | USD/housing shell | census division | pacific | 0
residential building shell | Reference Res Building Shell | 2037 | CAPITAL | NEW | single-family | USD/housing shell | census division | south atlantic | 0
residential building shell | Reference Res Building Shell | 2037 | CAPITAL | NEW | single-family | USD/housing shell | census division | west north central | 0
residential building shell | Reference Res Building Shell | 2037 | CAPITAL | NEW | single-family | USD/housing shell | census division | west south central | 0
residential building shell | Reference Res Building Shell | 2037 | CAPITAL | REPLACEMENT | mobile home | USD/housing shell | census division | east north central | 0
residential building shell | Reference Res Building Shell | 2037 | CAPITAL | REPLACEMENT | mobile home | USD/housing shell | census division | east south central | 0
residential building shell | Reference Res Building Shell | 2037 | CAPITAL | REPLACEMENT | mobile home | USD/housing shell | census division | middle atlantic | 0
residential building shell | Reference Res Building Shell | 2037 | CAPITAL | REPLACEMENT | mobile home | USD/housing shell | census division | mountain | 0
residential building shell | Reference Res Building Shell | 2037 | CAPITAL | REPLACEMENT | mobile home | USD/housing shell | census division | new england | 0
residential building shell | Reference Res Building Shell | 2037 | CAPITAL | REPLACEMENT | mobile home | USD/housing shell | census division | pacific | 0
residential building shell | Reference Res Building Shell | 2037 | CAPITAL | REPLACEMENT | mobile home | USD/housing shell | census division | south atlantic | 0
residential building shell | Reference Res Building Shell | 2037 | CAPITAL | REPLACEMENT | mobile home | USD/housing shell | census division | west north central | 0
residential building shell | Reference Res Building Shell | 2037 | CAPITAL | REPLACEMENT | mobile home | USD/housing shell | census division | west south central | 0
residential building shell | Reference Res Building Shell | 2037 | CAPITAL | REPLACEMENT | multi-family | USD/housing shell | census division | east north central | 0
residential building shell | Reference Res Building Shell | 2037 | CAPITAL | REPLACEMENT | multi-family | USD/housing shell | census division | east south central | 0
residential building shell | Reference Res Building Shell | 2037 | CAPITAL | REPLACEMENT | multi-family | USD/housing shell | census division | middle atlantic | 0
residential building shell | Reference Res Building Shell | 2037 | CAPITAL | REPLACEMENT | multi-family | USD/housing shell | census division | mountain | 0
residential building shell | Reference Res Building Shell | 2037 | CAPITAL | REPLACEMENT | multi-family | USD/housing shell | census division | new england | 0
residential building shell | Reference Res Building Shell | 2037 | CAPITAL | REPLACEMENT | multi-family | USD/housing shell | census division | pacific | 0
residential building shell | Reference Res Building Shell | 2037 | CAPITAL | REPLACEMENT | multi-family | USD/housing shell | census division | south atlantic | 0
residential building shell | Reference Res Building Shell | 2037 | CAPITAL | REPLACEMENT | multi-family | USD/housing shell | census division | west north central | 0
residential building shell | Reference Res Building Shell | 2037 | CAPITAL | REPLACEMENT | multi-family | USD/housing shell | census division | west south central | 0
residential building shell | Reference Res Building Shell | 2037 | CAPITAL | REPLACEMENT | single-family | USD/housing shell | census division | east north central | 0
residential building shell | Reference Res Building Shell | 2037 | CAPITAL | REPLACEMENT | single-family | USD/housing shell | census division | east south central | 0
residential building shell | Reference Res Building Shell | 2037 | CAPITAL | REPLACEMENT | single-family | USD/housing shell | census division | middle atlantic | 0
residential building shell | Reference Res Building Shell | 2037 | CAPITAL | REPLACEMENT | single-family | USD/housing shell | census division | mountain | 0
residential building shell | Reference Res Building Shell | 2037 | CAPITAL | REPLACEMENT | single-family | USD/housing shell | census division | new england | 0
residential building shell | Reference Res Building Shell | 2037 | CAPITAL | REPLACEMENT | single-family | USD/housing shell | census division | pacific | 0
residential building shell | Reference Res Building Shell | 2037 | CAPITAL | REPLACEMENT | single-family | USD/housing shell | census division | south atlantic | 0
residential building shell | Reference Res Building Shell | 2037 | CAPITAL | REPLACEMENT | single-family | USD/housing shell | census division | west north central | 0
residential building shell | Reference Res Building Shell | 2037 | CAPITAL | REPLACEMENT | single-family | USD/housing shell | census division | west south central | 0
residential building shell | Reference Res Building Shell | 2038 | CAPITAL | NEW | mobile home | USD/housing shell | census division | east north central | 0
residential building shell | Reference Res Building Shell | 2038 | CAPITAL | NEW | mobile home | USD/housing shell | census division | east south central | 0
residential building shell | Reference Res Building Shell | 2038 | CAPITAL | NEW | mobile home | USD/housing shell | census division | middle atlantic | 0
residential building shell | Reference Res Building Shell | 2038 | CAPITAL | NEW | mobile home | USD/housing shell | census division | mountain | 0
residential building shell | Reference Res Building Shell | 2038 | CAPITAL | NEW | mobile home | USD/housing shell | census division | new england | 0
residential building shell | Reference Res Building Shell | 2038 | CAPITAL | NEW | mobile home | USD/housing shell | census division | pacific | 0
residential building shell | Reference Res Building Shell | 2038 | CAPITAL | NEW | mobile home | USD/housing shell | census division | south atlantic | 0
residential building shell | Reference Res Building Shell | 2038 | CAPITAL | NEW | mobile home | USD/housing shell | census division | west north central | 0
residential building shell | Reference Res Building Shell | 2038 | CAPITAL | NEW | mobile home | USD/housing shell | census division | west south central | 0
residential building shell | Reference Res Building Shell | 2038 | CAPITAL | NEW | multi-family | USD/housing shell | census division | east north central | 0
residential building shell | Reference Res Building Shell | 2038 | CAPITAL | NEW | multi-family | USD/housing shell | census division | east south central | 0
residential building shell | Reference Res Building Shell | 2038 | CAPITAL | NEW | multi-family | USD/housing shell | census division | middle atlantic | 0
residential building shell | Reference Res Building Shell | 2038 | CAPITAL | NEW | multi-family | USD/housing shell | census division | mountain | 0
residential building shell | Reference Res Building Shell | 2038 | CAPITAL | NEW | multi-family | USD/housing shell | census division | new england | 0
residential building shell | Reference Res Building Shell | 2038 | CAPITAL | NEW | multi-family | USD/housing shell | census division | pacific | 0
residential building shell | Reference Res Building Shell | 2038 | CAPITAL | NEW | multi-family | USD/housing shell | census division | south atlantic | 0
residential building shell | Reference Res Building Shell | 2038 | CAPITAL | NEW | multi-family | USD/housing shell | census division | west north central | 0
residential building shell | Reference Res Building Shell | 2038 | CAPITAL | NEW | multi-family | USD/housing shell | census division | west south central | 0
residential building shell | Reference Res Building Shell | 2038 | CAPITAL | NEW | single-family | USD/housing shell | census division | east north central | 0
residential building shell | Reference Res Building Shell | 2038 | CAPITAL | NEW | single-family | USD/housing shell | census division | east south central | 0
residential building shell | Reference Res Building Shell | 2038 | CAPITAL | NEW | single-family | USD/housing shell | census division | middle atlantic | 0
residential building shell | Reference Res Building Shell | 2038 | CAPITAL | NEW | single-family | USD/housing shell | census division | mountain | 0
residential building shell | Reference Res Building Shell | 2038 | CAPITAL | NEW | single-family | USD/housing shell | census division | new england | 0
residential building shell | Reference Res Building Shell | 2038 | CAPITAL | NEW | single-family | USD/housing shell | census division | pacific | 0
residential building shell | Reference Res Building Shell | 2038 | CAPITAL | NEW | single-family | USD/housing shell | census division | south atlantic | 0
residential building shell | Reference Res Building Shell | 2038 | CAPITAL | NEW | single-family | USD/housing shell | census division | west north central | 0
residential building shell | Reference Res Building Shell | 2038 | CAPITAL | NEW | single-family | USD/housing shell | census division | west south central | 0
residential building shell | Reference Res Building Shell | 2038 | CAPITAL | REPLACEMENT | mobile home | USD/housing shell | census division | east north central | 0
residential building shell | Reference Res Building Shell | 2038 | CAPITAL | REPLACEMENT | mobile home | USD/housing shell | census division | east south central | 0
residential building shell | Reference Res Building Shell | 2038 | CAPITAL | REPLACEMENT | mobile home | USD/housing shell | census division | middle atlantic | 0
residential building shell | Reference Res Building Shell | 2038 | CAPITAL | REPLACEMENT | mobile home | USD/housing shell | census division | mountain | 0
residential building shell | Reference Res Building Shell | 2038 | CAPITAL | REPLACEMENT | mobile home | USD/housing shell | census division | new england | 0
residential building shell | Reference Res Building Shell | 2038 | CAPITAL | REPLACEMENT | mobile home | USD/housing shell | census division | pacific | 0
residential building shell | Reference Res Building Shell | 2038 | CAPITAL | REPLACEMENT | mobile home | USD/housing shell | census division | south atlantic | 0
residential building shell | Reference Res Building Shell | 2038 | CAPITAL | REPLACEMENT | mobile home | USD/housing shell | census division | west north central | 0
residential building shell | Reference Res Building Shell | 2038 | CAPITAL | REPLACEMENT | mobile home | USD/housing shell | census division | west south central | 0
residential building shell | Reference Res Building Shell | 2038 | CAPITAL | REPLACEMENT | multi-family | USD/housing shell | census division | east north central | 0
residential building shell | Reference Res Building Shell | 2038 | CAPITAL | REPLACEMENT | multi-family | USD/housing shell | census division | east south central | 0
residential building shell | Reference Res Building Shell | 2038 | CAPITAL | REPLACEMENT | multi-family | USD/housing shell | census division | middle atlantic | 0
residential building shell | Reference Res Building Shell | 2038 | CAPITAL | REPLACEMENT | multi-family | USD/housing shell | census division | mountain | 0
residential building shell | Reference Res Building Shell | 2038 | CAPITAL | REPLACEMENT | multi-family | USD/housing shell | census division | new england | 0
residential building shell | Reference Res Building Shell | 2038 | CAPITAL | REPLACEMENT | multi-family | USD/housing shell | census division | pacific | 0
residential building shell | Reference Res Building Shell | 2038 | CAPITAL | REPLACEMENT | multi-family | USD/housing shell | census division | south atlantic | 0
residential building shell | Reference Res Building Shell | 2038 | CAPITAL | REPLACEMENT | multi-family | USD/housing shell | census division | west north central | 0
residential building shell | Reference Res Building Shell | 2038 | CAPITAL | REPLACEMENT | multi-family | USD/housing shell | census division | west south central | 0
residential building shell | Reference Res Building Shell | 2038 | CAPITAL | REPLACEMENT | single-family | USD/housing shell | census division | east north central | 0
residential building shell | Reference Res Building Shell | 2038 | CAPITAL | REPLACEMENT | single-family | USD/housing shell | census division | east south central | 0
residential building shell | Reference Res Building Shell | 2038 | CAPITAL | REPLACEMENT | single-family | USD/housing shell | census division | middle atlantic | 0
residential building shell | Reference Res Building Shell | 2038 | CAPITAL | REPLACEMENT | single-family | USD/housing shell | census division | mountain | 0
residential building shell | Reference Res Building Shell | 2038 | CAPITAL | REPLACEMENT | single-family | USD/housing shell | census division | new england | 0
residential building shell | Reference Res Building Shell | 2038 | CAPITAL | REPLACEMENT | single-family | USD/housing shell | census division | pacific | 0
residential building shell | Reference Res Building Shell | 2038 | CAPITAL | REPLACEMENT | single-family | USD/housing shell | census division | south atlantic | 0
residential building shell | Reference Res Building Shell | 2038 | CAPITAL | REPLACEMENT | single-family | USD/housing shell | census division | west north central | 0
residential building shell | Reference Res Building Shell | 2038 | CAPITAL | REPLACEMENT | single-family | USD/housing shell | census division | west south central | 0
residential building shell | Reference Res Building Shell | 2039 | CAPITAL | NEW | mobile home | USD/housing shell | census division | east north central | 0
residential building shell | Reference Res Building Shell | 2039 | CAPITAL | NEW | mobile home | USD/housing shell | census division | east south central | 0
residential building shell | Reference Res Building Shell | 2039 | CAPITAL | NEW | mobile home | USD/housing shell | census division | middle atlantic | 0
residential building shell | Reference Res Building Shell | 2039 | CAPITAL | NEW | mobile home | USD/housing shell | census division | mountain | 0
residential building shell | Reference Res Building Shell | 2039 | CAPITAL | NEW | mobile home | USD/housing shell | census division | new england | 0
residential building shell | Reference Res Building Shell | 2039 | CAPITAL | NEW | mobile home | USD/housing shell | census division | pacific | 0
residential building shell | Reference Res Building Shell | 2039 | CAPITAL | NEW | mobile home | USD/housing shell | census division | south atlantic | 0
residential building shell | Reference Res Building Shell | 2039 | CAPITAL | NEW | mobile home | USD/housing shell | census division | west north central | 0
residential building shell | Reference Res Building Shell | 2039 | CAPITAL | NEW | mobile home | USD/housing shell | census division | west south central | 0
residential building shell | Reference Res Building Shell | 2039 | CAPITAL | NEW | multi-family | USD/housing shell | census division | east north central | 0
residential building shell | Reference Res Building Shell | 2039 | CAPITAL | NEW | multi-family | USD/housing shell | census division | east south central | 0
residential building shell | Reference Res Building Shell | 2039 | CAPITAL | NEW | multi-family | USD/housing shell | census division | middle atlantic | 0
residential building shell | Reference Res Building Shell | 2039 | CAPITAL | NEW | multi-family | USD/housing shell | census division | mountain | 0
residential building shell | Reference Res Building Shell | 2039 | CAPITAL | NEW | multi-family | USD/housing shell | census division | new england | 0
residential building shell | Reference Res Building Shell | 2039 | CAPITAL | NEW | multi-family | USD/housing shell | census division | pacific | 0
residential building shell | Reference Res Building Shell | 2039 | CAPITAL | NEW | multi-family | USD/housing shell | census division | south atlantic | 0
residential building shell | Reference Res Building Shell | 2039 | CAPITAL | NEW | multi-family | USD/housing shell | census division | west north central | 0
residential building shell | Reference Res Building Shell | 2039 | CAPITAL | NEW | multi-family | USD/housing shell | census division | west south central | 0
residential building shell | Reference Res Building Shell | 2039 | CAPITAL | NEW | single-family | USD/housing shell | census division | east north central | 0
residential building shell | Reference Res Building Shell | 2039 | CAPITAL | NEW | single-family | USD/housing shell | census division | east south central | 0
residential building shell | Reference Res Building Shell | 2039 | CAPITAL | NEW | single-family | USD/housing shell | census division | middle atlantic | 0
residential building shell | Reference Res Building Shell | 2039 | CAPITAL | NEW | single-family | USD/housing shell | census division | mountain | 0
residential building shell | Reference Res Building Shell | 2039 | CAPITAL | NEW | single-family | USD/housing shell | census division | new england | 0
residential building shell | Reference Res Building Shell | 2039 | CAPITAL | NEW | single-family | USD/housing shell | census division | pacific | 0
residential building shell | Reference Res Building Shell | 2039 | CAPITAL | NEW | single-family | USD/housing shell | census division | south atlantic | 0
residential building shell | Reference Res Building Shell | 2039 | CAPITAL | NEW | single-family | USD/housing shell | census division | west north central | 0
residential building shell | Reference Res Building Shell | 2039 | CAPITAL | NEW | single-family | USD/housing shell | census division | west south central | 0
residential building shell | Reference Res Building Shell | 2039 | CAPITAL | REPLACEMENT | mobile home | USD/housing shell | census division | east north central | 0
residential building shell | Reference Res Building Shell | 2039 | CAPITAL | REPLACEMENT | mobile home | USD/housing shell | census division | east south central | 0
residential building shell | Reference Res Building Shell | 2039 | CAPITAL | REPLACEMENT | mobile home | USD/housing shell | census division | middle atlantic | 0
residential building shell | Reference Res Building Shell | 2039 | CAPITAL | REPLACEMENT | mobile home | USD/housing shell | census division | mountain | 0
residential building shell | Reference Res Building Shell | 2039 | CAPITAL | REPLACEMENT | mobile home | USD/housing shell | census division | new england | 0
residential building shell | Reference Res Building Shell | 2039 | CAPITAL | REPLACEMENT | mobile home | USD/housing shell | census division | pacific | 0
residential building shell | Reference Res Building Shell | 2039 | CAPITAL | REPLACEMENT | mobile home | USD/housing shell | census division | south atlantic | 0
residential building shell | Reference Res Building Shell | 2039 | CAPITAL | REPLACEMENT | mobile home | USD/housing shell | census division | west north central | 0
residential building shell | Reference Res Building Shell | 2039 | CAPITAL | REPLACEMENT | mobile home | USD/housing shell | census division | west south central | 0
residential building shell | Reference Res Building Shell | 2039 | CAPITAL | REPLACEMENT | multi-family | USD/housing shell | census division | east north central | 0
residential building shell | Reference Res Building Shell | 2039 | CAPITAL | REPLACEMENT | multi-family | USD/housing shell | census division | east south central | 0
residential building shell | Reference Res Building Shell | 2039 | CAPITAL | REPLACEMENT | multi-family | USD/housing shell | census division | middle atlantic | 0
residential building shell | Reference Res Building Shell | 2039 | CAPITAL | REPLACEMENT | multi-family | USD/housing shell | census division | mountain | 0
residential building shell | Reference Res Building Shell | 2039 | CAPITAL | REPLACEMENT | multi-family | USD/housing shell | census division | new england | 0
residential building shell | Reference Res Building Shell | 2039 | CAPITAL | REPLACEMENT | multi-family | USD/housing shell | census division | pacific | 0
residential building shell | Reference Res Building Shell | 2039 | CAPITAL | REPLACEMENT | multi-family | USD/housing shell | census division | south atlantic | 0
residential building shell | Reference Res Building Shell | 2039 | CAPITAL | REPLACEMENT | multi-family | USD/housing shell | census division | west north central | 0
residential building shell | Reference Res Building Shell | 2039 | CAPITAL | REPLACEMENT | multi-family | USD/housing shell | census division | west south central | 0
residential building shell | Reference Res Building Shell | 2039 | CAPITAL | REPLACEMENT | single-family | USD/housing shell | census division | east north central | 0
residential building shell | Reference Res Building Shell | 2039 | CAPITAL | REPLACEMENT | single-family | USD/housing shell | census division | east south central | 0
residential building shell | Reference Res Building Shell | 2039 | CAPITAL | REPLACEMENT | single-family | USD/housing shell | census division | middle atlantic | 0
residential building shell | Reference Res Building Shell | 2039 | CAPITAL | REPLACEMENT | single-family | USD/housing shell | census division | mountain | 0
residential building shell | Reference Res Building Shell | 2039 | CAPITAL | REPLACEMENT | single-family | USD/housing shell | census division | new england | 0
residential building shell | Reference Res Building Shell | 2039 | CAPITAL | REPLACEMENT | single-family | USD/housing shell | census division | pacific | 0
residential building shell | Reference Res Building Shell | 2039 | CAPITAL | REPLACEMENT | single-family | USD/housing shell | census division | south atlantic | 0
residential building shell | Reference Res Building Shell | 2039 | CAPITAL | REPLACEMENT | single-family | USD/housing shell | census division | west north central | 0
residential building shell | Reference Res Building Shell | 2039 | CAPITAL | REPLACEMENT | single-family | USD/housing shell | census division | west south central | 0
residential building shell | Reference Res Building Shell | 2040 | CAPITAL | NEW | mobile home | USD/housing shell | census division | east north central | 0
residential building shell | Reference Res Building Shell | 2040 | CAPITAL | NEW | mobile home | USD/housing shell | census division | east south central | 0
residential building shell | Reference Res Building Shell | 2040 | CAPITAL | NEW | mobile home | USD/housing shell | census division | middle atlantic | 0
residential building shell | Reference Res Building Shell | 2040 | CAPITAL | NEW | mobile home | USD/housing shell | census division | mountain | 0
residential building shell | Reference Res Building Shell | 2040 | CAPITAL | NEW | mobile home | USD/housing shell | census division | new england | 0
residential building shell | Reference Res Building Shell | 2040 | CAPITAL | NEW | mobile home | USD/housing shell | census division | pacific | 0
residential building shell | Reference Res Building Shell | 2040 | CAPITAL | NEW | mobile home | USD/housing shell | census division | south atlantic | 0
residential building shell | Reference Res Building Shell | 2040 | CAPITAL | NEW | mobile home | USD/housing shell | census division | west north central | 0
residential building shell | Reference Res Building Shell | 2040 | CAPITAL | NEW | mobile home | USD/housing shell | census division | west south central | 0
residential building shell | Reference Res Building Shell | 2040 | CAPITAL | NEW | multi-family | USD/housing shell | census division | east north central | 0
residential building shell | Reference Res Building Shell | 2040 | CAPITAL | NEW | multi-family | USD/housing shell | census division | east south central | 0
residential building shell | Reference Res Building Shell | 2040 | CAPITAL | NEW | multi-family | USD/housing shell | census division | middle atlantic | 0
residential building shell | Reference Res Building Shell | 2040 | CAPITAL | NEW | multi-family | USD/housing shell | census division | mountain | 0
residential building shell | Reference Res Building Shell | 2040 | CAPITAL | NEW | multi-family | USD/housing shell | census division | new england | 0
residential building shell | Reference Res Building Shell | 2040 | CAPITAL | NEW | multi-family | USD/housing shell | census division | pacific | 0
residential building shell | Reference Res Building Shell | 2040 | CAPITAL | NEW | multi-family | USD/housing shell | census division | south atlantic | 0
residential building shell | Reference Res Building Shell | 2040 | CAPITAL | NEW | multi-family | USD/housing shell | census division | west north central | 0
residential building shell | Reference Res Building Shell | 2040 | CAPITAL | NEW | multi-family | USD/housing shell | census division | west south central | 0
residential building shell | Reference Res Building Shell | 2040 | CAPITAL | NEW | single-family | USD/housing shell | census division | east north central | 0
residential building shell | Reference Res Building Shell | 2040 | CAPITAL | NEW | single-family | USD/housing shell | census division | east south central | 0
residential building shell | Reference Res Building Shell | 2040 | CAPITAL | NEW | single-family | USD/housing shell | census division | middle atlantic | 0
residential building shell | Reference Res Building Shell | 2040 | CAPITAL | NEW | single-family | USD/housing shell | census division | mountain | 0
residential building shell | Reference Res Building Shell | 2040 | CAPITAL | NEW | single-family | USD/housing shell | census division | new england | 0
residential building shell | Reference Res Building Shell | 2040 | CAPITAL | NEW | single-family | USD/housing shell | census division | pacific | 0
residential building shell | Reference Res Building Shell | 2040 | CAPITAL | NEW | single-family | USD/housing shell | census division | south atlantic | 0
residential building shell | Reference Res Building Shell | 2040 | CAPITAL | NEW | single-family | USD/housing shell | census division | west north central | 0
residential building shell | Reference Res Building Shell | 2040 | CAPITAL | NEW | single-family | USD/housing shell | census division | west south central | 0
residential building shell | Reference Res Building Shell | 2040 | CAPITAL | REPLACEMENT | mobile home | USD/housing shell | census division | east north central | 0
residential building shell | Reference Res Building Shell | 2040 | CAPITAL | REPLACEMENT | mobile home | USD/housing shell | census division | east south central | 0
residential building shell | Reference Res Building Shell | 2040 | CAPITAL | REPLACEMENT | mobile home | USD/housing shell | census division | middle atlantic | 0
residential building shell | Reference Res Building Shell | 2040 | CAPITAL | REPLACEMENT | mobile home | USD/housing shell | census division | mountain | 0
residential building shell | Reference Res Building Shell | 2040 | CAPITAL | REPLACEMENT | mobile home | USD/housing shell | census division | new england | 0
residential building shell | Reference Res Building Shell | 2040 | CAPITAL | REPLACEMENT | mobile home | USD/housing shell | census division | pacific | 0
residential building shell | Reference Res Building Shell | 2040 | CAPITAL | REPLACEMENT | mobile home | USD/housing shell | census division | south atlantic | 0
residential building shell | Reference Res Building Shell | 2040 | CAPITAL | REPLACEMENT | mobile home | USD/housing shell | census division | west north central | 0
residential building shell | Reference Res Building Shell | 2040 | CAPITAL | REPLACEMENT | mobile home | USD/housing shell | census division | west south central | 0
residential building shell | Reference Res Building Shell | 2040 | CAPITAL | REPLACEMENT | multi-family | USD/housing shell | census division | east north central | 0
residential building shell | Reference Res Building Shell | 2040 | CAPITAL | REPLACEMENT | multi-family | USD/housing shell | census division | east south central | 0
residential building shell | Reference Res Building Shell | 2040 | CAPITAL | REPLACEMENT | multi-family | USD/housing shell | census division | middle atlantic | 0
residential building shell | Reference Res Building Shell | 2040 | CAPITAL | REPLACEMENT | multi-family | USD/housing shell | census division | mountain | 0
residential building shell | Reference Res Building Shell | 2040 | CAPITAL | REPLACEMENT | multi-family | USD/housing shell | census division | new england | 0
residential building shell | Reference Res Building Shell | 2040 | CAPITAL | REPLACEMENT | multi-family | USD/housing shell | census division | pacific | 0
residential building shell | Reference Res Building Shell | 2040 | CAPITAL | REPLACEMENT | multi-family | USD/housing shell | census division | south atlantic | 0
residential building shell | Reference Res Building Shell | 2040 | CAPITAL | REPLACEMENT | multi-family | USD/housing shell | census division | west north central | 0
residential building shell | Reference Res Building Shell | 2040 | CAPITAL | REPLACEMENT | multi-family | USD/housing shell | census division | west south central | 0
residential building shell | Reference Res Building Shell | 2040 | CAPITAL | REPLACEMENT | single-family | USD/housing shell | census division | east north central | 0
residential building shell | Reference Res Building Shell | 2040 | CAPITAL | REPLACEMENT | single-family | USD/housing shell | census division | east south central | 0
residential building shell | Reference Res Building Shell | 2040 | CAPITAL | REPLACEMENT | single-family | USD/housing shell | census division | middle atlantic | 0
residential building shell | Reference Res Building Shell | 2040 | CAPITAL | REPLACEMENT | single-family | USD/housing shell | census division | mountain | 0
residential building shell | Reference Res Building Shell | 2040 | CAPITAL | REPLACEMENT | single-family | USD/housing shell | census division | new england | 0
residential building shell | Reference Res Building Shell | 2040 | CAPITAL | REPLACEMENT | single-family | USD/housing shell | census division | pacific | 0
residential building shell | Reference Res Building Shell | 2040 | CAPITAL | REPLACEMENT | single-family | USD/housing shell | census division | south atlantic | 0
residential building shell | Reference Res Building Shell | 2040 | CAPITAL | REPLACEMENT | single-family | USD/housing shell | census division | west north central | 0
residential building shell | Reference Res Building Shell | 2040 | CAPITAL | REPLACEMENT | single-family | USD/housing shell | census division | west south central | 0
residential building shell | Reference Res Building Shell | 2041 | CAPITAL | NEW | mobile home | USD/housing shell | census division | east north central | 0
residential building shell | Reference Res Building Shell | 2041 | CAPITAL | NEW | mobile home | USD/housing shell | census division | east south central | 0
residential building shell | Reference Res Building Shell | 2041 | CAPITAL | NEW | mobile home | USD/housing shell | census division | middle atlantic | 0
residential building shell | Reference Res Building Shell | 2041 | CAPITAL | NEW | mobile home | USD/housing shell | census division | mountain | 0
residential building shell | Reference Res Building Shell | 2041 | CAPITAL | NEW | mobile home | USD/housing shell | census division | new england | 0
residential building shell | Reference Res Building Shell | 2041 | CAPITAL | NEW | mobile home | USD/housing shell | census division | pacific | 0
residential building shell | Reference Res Building Shell | 2041 | CAPITAL | NEW | mobile home | USD/housing shell | census division | south atlantic | 0
residential building shell | Reference Res Building Shell | 2041 | CAPITAL | NEW | mobile home | USD/housing shell | census division | west north central | 0
residential building shell | Reference Res Building Shell | 2041 | CAPITAL | NEW | mobile home | USD/housing shell | census division | west south central | 0
residential building shell | Reference Res Building Shell | 2041 | CAPITAL | NEW | multi-family | USD/housing shell | census division | east north central | 0
residential building shell | Reference Res Building Shell | 2041 | CAPITAL | NEW | multi-family | USD/housing shell | census division | east south central | 0
residential building shell | Reference Res Building Shell | 2041 | CAPITAL | NEW | multi-family | USD/housing shell | census division | middle atlantic | 0
residential building shell | Reference Res Building Shell | 2041 | CAPITAL | NEW | multi-family | USD/housing shell | census division | mountain | 0
residential building shell | Reference Res Building Shell | 2041 | CAPITAL | NEW | multi-family | USD/housing shell | census division | new england | 0
residential building shell | Reference Res Building Shell | 2041 | CAPITAL | NEW | multi-family | USD/housing shell | census division | pacific | 0
residential building shell | Reference Res Building Shell | 2041 | CAPITAL | NEW | multi-family | USD/housing shell | census division | south atlantic | 0
residential building shell | Reference Res Building Shell | 2041 | CAPITAL | NEW | multi-family | USD/housing shell | census division | west north central | 0
residential building shell | Reference Res Building Shell | 2041 | CAPITAL | NEW | multi-family | USD/housing shell | census division | west south central | 0
residential building shell | Reference Res Building Shell | 2041 | CAPITAL | NEW | single-family | USD/housing shell | census division | east north central | 0
residential building shell | Reference Res Building Shell | 2041 | CAPITAL | NEW | single-family | USD/housing shell | census division | east south central | 0
residential building shell | Reference Res Building Shell | 2041 | CAPITAL | NEW | single-family | USD/housing shell | census division | middle atlantic | 0
residential building shell | Reference Res Building Shell | 2041 | CAPITAL | NEW | single-family | USD/housing shell | census division | mountain | 0
residential building shell | Reference Res Building Shell | 2041 | CAPITAL | NEW | single-family | USD/housing shell | census division | new england | 0
residential building shell | Reference Res Building Shell | 2041 | CAPITAL | NEW | single-family | USD/housing shell | census division | pacific | 0
residential building shell | Reference Res Building Shell | 2041 | CAPITAL | NEW | single-family | USD/housing shell | census division | south atlantic | 0
residential building shell | Reference Res Building Shell | 2041 | CAPITAL | NEW | single-family | USD/housing shell | census division | west north central | 0
residential building shell | Reference Res Building Shell | 2041 | CAPITAL | NEW | single-family | USD/housing shell | census division | west south central | 0
residential building shell | Reference Res Building Shell | 2041 | CAPITAL | REPLACEMENT | mobile home | USD/housing shell | census division | east north central | 0
residential building shell | Reference Res Building Shell | 2041 | CAPITAL | REPLACEMENT | mobile home | USD/housing shell | census division | east south central | 0
residential building shell | Reference Res Building Shell | 2041 | CAPITAL | REPLACEMENT | mobile home | USD/housing shell | census division | middle atlantic | 0
residential building shell | Reference Res Building Shell | 2041 | CAPITAL | REPLACEMENT | mobile home | USD/housing shell | census division | mountain | 0
residential building shell | Reference Res Building Shell | 2041 | CAPITAL | REPLACEMENT | mobile home | USD/housing shell | census division | new england | 0
residential building shell | Reference Res Building Shell | 2041 | CAPITAL | REPLACEMENT | mobile home | USD/housing shell | census division | pacific | 0
residential building shell | Reference Res Building Shell | 2041 | CAPITAL | REPLACEMENT | mobile home | USD/housing shell | census division | south atlantic | 0
residential building shell | Reference Res Building Shell | 2041 | CAPITAL | REPLACEMENT | mobile home | USD/housing shell | census division | west north central | 0
residential building shell | Reference Res Building Shell | 2041 | CAPITAL | REPLACEMENT | mobile home | USD/housing shell | census division | west south central | 0
residential building shell | Reference Res Building Shell | 2041 | CAPITAL | REPLACEMENT | multi-family | USD/housing shell | census division | east north central | 0
residential building shell | Reference Res Building Shell | 2041 | CAPITAL | REPLACEMENT | multi-family | USD/housing shell | census division | east south central | 0
residential building shell | Reference Res Building Shell | 2041 | CAPITAL | REPLACEMENT | multi-family | USD/housing shell | census division | middle atlantic | 0
residential building shell | Reference Res Building Shell | 2041 | CAPITAL | REPLACEMENT | multi-family | USD/housing shell | census division | mountain | 0
residential building shell | Reference Res Building Shell | 2041 | CAPITAL | REPLACEMENT | multi-family | USD/housing shell | census division | new england | 0
residential building shell | Reference Res Building Shell | 2041 | CAPITAL | REPLACEMENT | multi-family | USD/housing shell | census division | pacific | 0
residential building shell | Reference Res Building Shell | 2041 | CAPITAL | REPLACEMENT | multi-family | USD/housing shell | census division | south atlantic | 0
residential building shell | Reference Res Building Shell | 2041 | CAPITAL | REPLACEMENT | multi-family | USD/housing shell | census division | west north central | 0
residential building shell | Reference Res Building Shell | 2041 | CAPITAL | REPLACEMENT | multi-family | USD/housing shell | census division | west south central | 0
residential building shell | Reference Res Building Shell | 2041 | CAPITAL | REPLACEMENT | single-family | USD/housing shell | census division | east north central | 0
residential building shell | Reference Res Building Shell | 2041 | CAPITAL | REPLACEMENT | single-family | USD/housing shell | census division | east south central | 0
residential building shell | Reference Res Building Shell | 2041 | CAPITAL | REPLACEMENT | single-family | USD/housing shell | census division | middle atlantic | 0
residential building shell | Reference Res Building Shell | 2041 | CAPITAL | REPLACEMENT | single-family | USD/housing shell | census division | mountain | 0
residential building shell | Reference Res Building Shell | 2041 | CAPITAL | REPLACEMENT | single-family | USD/housing shell | census division | new england | 0
residential building shell | Reference Res Building Shell | 2041 | CAPITAL | REPLACEMENT | single-family | USD/housing shell | census division | pacific | 0
residential building shell | Reference Res Building Shell | 2041 | CAPITAL | REPLACEMENT | single-family | USD/housing shell | census division | south atlantic | 0
residential building shell | Reference Res Building Shell | 2041 | CAPITAL | REPLACEMENT | single-family | USD/housing shell | census division | west north central | 0
residential building shell | Reference Res Building Shell | 2041 | CAPITAL | REPLACEMENT | single-family | USD/housing shell | census division | west south central | 0
residential building shell | Reference Res Building Shell | 2042 | CAPITAL | NEW | mobile home | USD/housing shell | census division | east north central | 0
residential building shell | Reference Res Building Shell | 2042 | CAPITAL | NEW | mobile home | USD/housing shell | census division | east south central | 0
residential building shell | Reference Res Building Shell | 2042 | CAPITAL | NEW | mobile home | USD/housing shell | census division | middle atlantic | 0
residential building shell | Reference Res Building Shell | 2042 | CAPITAL | NEW | mobile home | USD/housing shell | census division | mountain | 0
residential building shell | Reference Res Building Shell | 2042 | CAPITAL | NEW | mobile home | USD/housing shell | census division | new england | 0
residential building shell | Reference Res Building Shell | 2042 | CAPITAL | NEW | mobile home | USD/housing shell | census division | pacific | 0
residential building shell | Reference Res Building Shell | 2042 | CAPITAL | NEW | mobile home | USD/housing shell | census division | south atlantic | 0
residential building shell | Reference Res Building Shell | 2042 | CAPITAL | NEW | mobile home | USD/housing shell | census division | west north central | 0
residential building shell | Reference Res Building Shell | 2042 | CAPITAL | NEW | mobile home | USD/housing shell | census division | west south central | 0
residential building shell | Reference Res Building Shell | 2042 | CAPITAL | NEW | multi-family | USD/housing shell | census division | east north central | 0
residential building shell | Reference Res Building Shell | 2042 | CAPITAL | NEW | multi-family | USD/housing shell | census division | east south central | 0
residential building shell | Reference Res Building Shell | 2042 | CAPITAL | NEW | multi-family | USD/housing shell | census division | middle atlantic | 0
residential building shell | Reference Res Building Shell | 2042 | CAPITAL | NEW | multi-family | USD/housing shell | census division | mountain | 0
residential building shell | Reference Res Building Shell | 2042 | CAPITAL | NEW | multi-family | USD/housing shell | census division | new england | 0
residential building shell | Reference Res Building Shell | 2042 | CAPITAL | NEW | multi-family | USD/housing shell | census division | pacific | 0
residential building shell | Reference Res Building Shell | 2042 | CAPITAL | NEW | multi-family | USD/housing shell | census division | south atlantic | 0
residential building shell | Reference Res Building Shell | 2042 | CAPITAL | NEW | multi-family | USD/housing shell | census division | west north central | 0
residential building shell | Reference Res Building Shell | 2042 | CAPITAL | NEW | multi-family | USD/housing shell | census division | west south central | 0
residential building shell | Reference Res Building Shell | 2042 | CAPITAL | NEW | single-family | USD/housing shell | census division | east north central | 0
residential building shell | Reference Res Building Shell | 2042 | CAPITAL | NEW | single-family | USD/housing shell | census division | east south central | 0
residential building shell | Reference Res Building Shell | 2042 | CAPITAL | NEW | single-family | USD/housing shell | census division | middle atlantic | 0
residential building shell | Reference Res Building Shell | 2042 | CAPITAL | NEW | single-family | USD/housing shell | census division | mountain | 0
residential building shell | Reference Res Building Shell | 2042 | CAPITAL | NEW | single-family | USD/housing shell | census division | new england | 0
residential building shell | Reference Res Building Shell | 2042 | CAPITAL | NEW | single-family | USD/housing shell | census division | pacific | 0
residential building shell | Reference Res Building Shell | 2042 | CAPITAL | NEW | single-family | USD/housing shell | census division | south atlantic | 0
residential building shell | Reference Res Building Shell | 2042 | CAPITAL | NEW | single-family | USD/housing shell | census division | west north central | 0
residential building shell | Reference Res Building Shell | 2042 | CAPITAL | NEW | single-family | USD/housing shell | census division | west south central | 0
residential building shell | Reference Res Building Shell | 2042 | CAPITAL | REPLACEMENT | mobile home | USD/housing shell | census division | east north central | 0
residential building shell | Reference Res Building Shell | 2042 | CAPITAL | REPLACEMENT | mobile home | USD/housing shell | census division | east south central | 0
residential building shell | Reference Res Building Shell | 2042 | CAPITAL | REPLACEMENT | mobile home | USD/housing shell | census division | middle atlantic | 0
residential building shell | Reference Res Building Shell | 2042 | CAPITAL | REPLACEMENT | mobile home | USD/housing shell | census division | mountain | 0
residential building shell | Reference Res Building Shell | 2042 | CAPITAL | REPLACEMENT | mobile home | USD/housing shell | census division | new england | 0
residential building shell | Reference Res Building Shell | 2042 | CAPITAL | REPLACEMENT | mobile home | USD/housing shell | census division | pacific | 0
residential building shell | Reference Res Building Shell | 2042 | CAPITAL | REPLACEMENT | mobile home | USD/housing shell | census division | south atlantic | 0
residential building shell | Reference Res Building Shell | 2042 | CAPITAL | REPLACEMENT | mobile home | USD/housing shell | census division | west north central | 0
residential building shell | Reference Res Building Shell | 2042 | CAPITAL | REPLACEMENT | mobile home | USD/housing shell | census division | west south central | 0
residential building shell | Reference Res Building Shell | 2042 | CAPITAL | REPLACEMENT | multi-family | USD/housing shell | census division | east north central | 0
residential building shell | Reference Res Building Shell | 2042 | CAPITAL | REPLACEMENT | multi-family | USD/housing shell | census division | east south central | 0
residential building shell | Reference Res Building Shell | 2042 | CAPITAL | REPLACEMENT | multi-family | USD/housing shell | census division | middle atlantic | 0
residential building shell | Reference Res Building Shell | 2042 | CAPITAL | REPLACEMENT | multi-family | USD/housing shell | census division | mountain | 0
residential building shell | Reference Res Building Shell | 2042 | CAPITAL | REPLACEMENT | multi-family | USD/housing shell | census division | new england | 0
residential building shell | Reference Res Building Shell | 2042 | CAPITAL | REPLACEMENT | multi-family | USD/housing shell | census division | pacific | 0
residential building shell | Reference Res Building Shell | 2042 | CAPITAL | REPLACEMENT | multi-family | USD/housing shell | census division | south atlantic | 0
residential building shell | Reference Res Building Shell | 2042 | CAPITAL | REPLACEMENT | multi-family | USD/housing shell | census division | west north central | 0
residential building shell | Reference Res Building Shell | 2042 | CAPITAL | REPLACEMENT | multi-family | USD/housing shell | census division | west south central | 0
residential building shell | Reference Res Building Shell | 2042 | CAPITAL | REPLACEMENT | single-family | USD/housing shell | census division | east north central | 0
residential building shell | Reference Res Building Shell | 2042 | CAPITAL | REPLACEMENT | single-family | USD/housing shell | census division | east south central | 0
residential building shell | Reference Res Building Shell | 2042 | CAPITAL | REPLACEMENT | single-family | USD/housing shell | census division | middle atlantic | 0
residential building shell | Reference Res Building Shell | 2042 | CAPITAL | REPLACEMENT | single-family | USD/housing shell | census division | mountain | 0
residential building shell | Reference Res Building Shell | 2042 | CAPITAL | REPLACEMENT | single-family | USD/housing shell | census division | new england | 0
residential building shell | Reference Res Building Shell | 2042 | CAPITAL | REPLACEMENT | single-family | USD/housing shell | census division | pacific | 0
residential building shell | Reference Res Building Shell | 2042 | CAPITAL | REPLACEMENT | single-family | USD/housing shell | census division | south atlantic | 0
residential building shell | Reference Res Building Shell | 2042 | CAPITAL | REPLACEMENT | single-family | USD/housing shell | census division | west north central | 0
residential building shell | Reference Res Building Shell | 2042 | CAPITAL | REPLACEMENT | single-family | USD/housing shell | census division | west south central | 0
residential building shell | Reference Res Building Shell | 2043 | CAPITAL | NEW | mobile home | USD/housing shell | census division | east north central | 0
residential building shell | Reference Res Building Shell | 2043 | CAPITAL | NEW | mobile home | USD/housing shell | census division | east south central | 0
residential building shell | Reference Res Building Shell | 2043 | CAPITAL | NEW | mobile home | USD/housing shell | census division | middle atlantic | 0
residential building shell | Reference Res Building Shell | 2043 | CAPITAL | NEW | mobile home | USD/housing shell | census division | mountain | 0
residential building shell | Reference Res Building Shell | 2043 | CAPITAL | NEW | mobile home | USD/housing shell | census division | new england | 0
residential building shell | Reference Res Building Shell | 2043 | CAPITAL | NEW | mobile home | USD/housing shell | census division | pacific | 0
residential building shell | Reference Res Building Shell | 2043 | CAPITAL | NEW | mobile home | USD/housing shell | census division | south atlantic | 0
residential building shell | Reference Res Building Shell | 2043 | CAPITAL | NEW | mobile home | USD/housing shell | census division | west north central | 0
residential building shell | Reference Res Building Shell | 2043 | CAPITAL | NEW | mobile home | USD/housing shell | census division | west south central | 0
residential building shell | Reference Res Building Shell | 2043 | CAPITAL | NEW | multi-family | USD/housing shell | census division | east north central | 0
residential building shell | Reference Res Building Shell | 2043 | CAPITAL | NEW | multi-family | USD/housing shell | census division | east south central | 0
residential building shell | Reference Res Building Shell | 2043 | CAPITAL | NEW | multi-family | USD/housing shell | census division | middle atlantic | 0
residential building shell | Reference Res Building Shell | 2043 | CAPITAL | NEW | multi-family | USD/housing shell | census division | mountain | 0
residential building shell | Reference Res Building Shell | 2043 | CAPITAL | NEW | multi-family | USD/housing shell | census division | new england | 0
residential building shell | Reference Res Building Shell | 2043 | CAPITAL | NEW | multi-family | USD/housing shell | census division | pacific | 0
residential building shell | Reference Res Building Shell | 2043 | CAPITAL | NEW | multi-family | USD/housing shell | census division | south atlantic | 0
residential building shell | Reference Res Building Shell | 2043 | CAPITAL | NEW | multi-family | USD/housing shell | census division | west north central | 0
residential building shell | Reference Res Building Shell | 2043 | CAPITAL | NEW | multi-family | USD/housing shell | census division | west south central | 0
residential building shell | Reference Res Building Shell | 2043 | CAPITAL | NEW | single-family | USD/housing shell | census division | east north central | 0
residential building shell | Reference Res Building Shell | 2043 | CAPITAL | NEW | single-family | USD/housing shell | census division | east south central | 0
residential building shell | Reference Res Building Shell | 2043 | CAPITAL | NEW | single-family | USD/housing shell | census division | middle atlantic | 0
residential building shell | Reference Res Building Shell | 2043 | CAPITAL | NEW | single-family | USD/housing shell | census division | mountain | 0
residential building shell | Reference Res Building Shell | 2043 | CAPITAL | NEW | single-family | USD/housing shell | census division | new england | 0
residential building shell | Reference Res Building Shell | 2043 | CAPITAL | NEW | single-family | USD/housing shell | census division | pacific | 0
residential building shell | Reference Res Building Shell | 2043 | CAPITAL | NEW | single-family | USD/housing shell | census division | south atlantic | 0
residential building shell | Reference Res Building Shell | 2043 | CAPITAL | NEW | single-family | USD/housing shell | census division | west north central | 0
residential building shell | Reference Res Building Shell | 2043 | CAPITAL | NEW | single-family | USD/housing shell | census division | west south central | 0
residential building shell | Reference Res Building Shell | 2043 | CAPITAL | REPLACEMENT | mobile home | USD/housing shell | census division | east north central | 0
residential building shell | Reference Res Building Shell | 2043 | CAPITAL | REPLACEMENT | mobile home | USD/housing shell | census division | east south central | 0
residential building shell | Reference Res Building Shell | 2043 | CAPITAL | REPLACEMENT | mobile home | USD/housing shell | census division | middle atlantic | 0
residential building shell | Reference Res Building Shell | 2043 | CAPITAL | REPLACEMENT | mobile home | USD/housing shell | census division | mountain | 0
residential building shell | Reference Res Building Shell | 2043 | CAPITAL | REPLACEMENT | mobile home | USD/housing shell | census division | new england | 0
residential building shell | Reference Res Building Shell | 2043 | CAPITAL | REPLACEMENT | mobile home | USD/housing shell | census division | pacific | 0
residential building shell | Reference Res Building Shell | 2043 | CAPITAL | REPLACEMENT | mobile home | USD/housing shell | census division | south atlantic | 0
residential building shell | Reference Res Building Shell | 2043 | CAPITAL | REPLACEMENT | mobile home | USD/housing shell | census division | west north central | 0
residential building shell | Reference Res Building Shell | 2043 | CAPITAL | REPLACEMENT | mobile home | USD/housing shell | census division | west south central | 0
residential building shell | Reference Res Building Shell | 2043 | CAPITAL | REPLACEMENT | multi-family | USD/housing shell | census division | east north central | 0
residential building shell | Reference Res Building Shell | 2043 | CAPITAL | REPLACEMENT | multi-family | USD/housing shell | census division | east south central | 0
residential building shell | Reference Res Building Shell | 2043 | CAPITAL | REPLACEMENT | multi-family | USD/housing shell | census division | middle atlantic | 0
residential building shell | Reference Res Building Shell | 2043 | CAPITAL | REPLACEMENT | multi-family | USD/housing shell | census division | mountain | 0
residential building shell | Reference Res Building Shell | 2043 | CAPITAL | REPLACEMENT | multi-family | USD/housing shell | census division | new england | 0
residential building shell | Reference Res Building Shell | 2043 | CAPITAL | REPLACEMENT | multi-family | USD/housing shell | census division | pacific | 0
residential building shell | Reference Res Building Shell | 2043 | CAPITAL | REPLACEMENT | multi-family | USD/housing shell | census division | south atlantic | 0
residential building shell | Reference Res Building Shell | 2043 | CAPITAL | REPLACEMENT | multi-family | USD/housing shell | census division | west north central | 0
residential building shell | Reference Res Building Shell | 2043 | CAPITAL | REPLACEMENT | multi-family | USD/housing shell | census division | west south central | 0
residential building shell | Reference Res Building Shell | 2043 | CAPITAL | REPLACEMENT | single-family | USD/housing shell | census division | east north central | 0
residential building shell | Reference Res Building Shell | 2043 | CAPITAL | REPLACEMENT | single-family | USD/housing shell | census division | east south central | 0
residential building shell | Reference Res Building Shell | 2043 | CAPITAL | REPLACEMENT | single-family | USD/housing shell | census division | middle atlantic | 0
residential building shell | Reference Res Building Shell | 2043 | CAPITAL | REPLACEMENT | single-family | USD/housing shell | census division | mountain | 0
residential building shell | Reference Res Building Shell | 2043 | CAPITAL | REPLACEMENT | single-family | USD/housing shell | census division | new england | 0
residential building shell | Reference Res Building Shell | 2043 | CAPITAL | REPLACEMENT | single-family | USD/housing shell | census division | pacific | 0
residential building shell | Reference Res Building Shell | 2043 | CAPITAL | REPLACEMENT | single-family | USD/housing shell | census division | south atlantic | 0
residential building shell | Reference Res Building Shell | 2043 | CAPITAL | REPLACEMENT | single-family | USD/housing shell | census division | west north central | 0
residential building shell | Reference Res Building Shell | 2043 | CAPITAL | REPLACEMENT | single-family | USD/housing shell | census division | west south central | 0
residential building shell | Reference Res Building Shell | 2044 | CAPITAL | NEW | mobile home | USD/housing shell | census division | east north central | 0
residential building shell | Reference Res Building Shell | 2044 | CAPITAL | NEW | mobile home | USD/housing shell | census division | east south central | 0
residential building shell | Reference Res Building Shell | 2044 | CAPITAL | NEW | mobile home | USD/housing shell | census division | middle atlantic | 0
residential building shell | Reference Res Building Shell | 2044 | CAPITAL | NEW | mobile home | USD/housing shell | census division | mountain | 0
residential building shell | Reference Res Building Shell | 2044 | CAPITAL | NEW | mobile home | USD/housing shell | census division | new england | 0
residential building shell | Reference Res Building Shell | 2044 | CAPITAL | NEW | mobile home | USD/housing shell | census division | pacific | 0
residential building shell | Reference Res Building Shell | 2044 | CAPITAL | NEW | mobile home | USD/housing shell | census division | south atlantic | 0
residential building shell | Reference Res Building Shell | 2044 | CAPITAL | NEW | mobile home | USD/housing shell | census division | west north central | 0
residential building shell | Reference Res Building Shell | 2044 | CAPITAL | NEW | mobile home | USD/housing shell | census division | west south central | 0
residential building shell | Reference Res Building Shell | 2044 | CAPITAL | NEW | multi-family | USD/housing shell | census division | east north central | 0
residential building shell | Reference Res Building Shell | 2044 | CAPITAL | NEW | multi-family | USD/housing shell | census division | east south central | 0
residential building shell | Reference Res Building Shell | 2044 | CAPITAL | NEW | multi-family | USD/housing shell | census division | middle atlantic | 0
residential building shell | Reference Res Building Shell | 2044 | CAPITAL | NEW | multi-family | USD/housing shell | census division | mountain | 0
residential building shell | Reference Res Building Shell | 2044 | CAPITAL | NEW | multi-family | USD/housing shell | census division | new england | 0
residential building shell | Reference Res Building Shell | 2044 | CAPITAL | NEW | multi-family | USD/housing shell | census division | pacific | 0
residential building shell | Reference Res Building Shell | 2044 | CAPITAL | NEW | multi-family | USD/housing shell | census division | south atlantic | 0
residential building shell | Reference Res Building Shell | 2044 | CAPITAL | NEW | multi-family | USD/housing shell | census division | west north central | 0
residential building shell | Reference Res Building Shell | 2044 | CAPITAL | NEW | multi-family | USD/housing shell | census division | west south central | 0
residential building shell | Reference Res Building Shell | 2044 | CAPITAL | NEW | single-family | USD/housing shell | census division | east north central | 0
residential building shell | Reference Res Building Shell | 2044 | CAPITAL | NEW | single-family | USD/housing shell | census division | east south central | 0
residential building shell | Reference Res Building Shell | 2044 | CAPITAL | NEW | single-family | USD/housing shell | census division | middle atlantic | 0
residential building shell | Reference Res Building Shell | 2044 | CAPITAL | NEW | single-family | USD/housing shell | census division | mountain | 0
residential building shell | Reference Res Building Shell | 2044 | CAPITAL | NEW | single-family | USD/housing shell | census division | new england | 0
residential building shell | Reference Res Building Shell | 2044 | CAPITAL | NEW | single-family | USD/housing shell | census division | pacific | 0
residential building shell | Reference Res Building Shell | 2044 | CAPITAL | NEW | single-family | USD/housing shell | census division | south atlantic | 0
residential building shell | Reference Res Building Shell | 2044 | CAPITAL | NEW | single-family | USD/housing shell | census division | west north central | 0
residential building shell | Reference Res Building Shell | 2044 | CAPITAL | NEW | single-family | USD/housing shell | census division | west south central | 0
residential building shell | Reference Res Building Shell | 2044 | CAPITAL | REPLACEMENT | mobile home | USD/housing shell | census division | east north central | 0
residential building shell | Reference Res Building Shell | 2044 | CAPITAL | REPLACEMENT | mobile home | USD/housing shell | census division | east south central | 0
residential building shell | Reference Res Building Shell | 2044 | CAPITAL | REPLACEMENT | mobile home | USD/housing shell | census division | middle atlantic | 0
residential building shell | Reference Res Building Shell | 2044 | CAPITAL | REPLACEMENT | mobile home | USD/housing shell | census division | mountain | 0
residential building shell | Reference Res Building Shell | 2044 | CAPITAL | REPLACEMENT | mobile home | USD/housing shell | census division | new england | 0
residential building shell | Reference Res Building Shell | 2044 | CAPITAL | REPLACEMENT | mobile home | USD/housing shell | census division | pacific | 0
residential building shell | Reference Res Building Shell | 2044 | CAPITAL | REPLACEMENT | mobile home | USD/housing shell | census division | south atlantic | 0
residential building shell | Reference Res Building Shell | 2044 | CAPITAL | REPLACEMENT | mobile home | USD/housing shell | census division | west north central | 0
residential building shell | Reference Res Building Shell | 2044 | CAPITAL | REPLACEMENT | mobile home | USD/housing shell | census division | west south central | 0
residential building shell | Reference Res Building Shell | 2044 | CAPITAL | REPLACEMENT | multi-family | USD/housing shell | census division | east north central | 0
residential building shell | Reference Res Building Shell | 2044 | CAPITAL | REPLACEMENT | multi-family | USD/housing shell | census division | east south central | 0
residential building shell | Reference Res Building Shell | 2044 | CAPITAL | REPLACEMENT | multi-family | USD/housing shell | census division | middle atlantic | 0
residential building shell | Reference Res Building Shell | 2044 | CAPITAL | REPLACEMENT | multi-family | USD/housing shell | census division | mountain | 0
residential building shell | Reference Res Building Shell | 2044 | CAPITAL | REPLACEMENT | multi-family | USD/housing shell | census division | new england | 0
residential building shell | Reference Res Building Shell | 2044 | CAPITAL | REPLACEMENT | multi-family | USD/housing shell | census division | pacific | 0
residential building shell | Reference Res Building Shell | 2044 | CAPITAL | REPLACEMENT | multi-family | USD/housing shell | census division | south atlantic | 0
residential building shell | Reference Res Building Shell | 2044 | CAPITAL | REPLACEMENT | multi-family | USD/housing shell | census division | west north central | 0
residential building shell | Reference Res Building Shell | 2044 | CAPITAL | REPLACEMENT | multi-family | USD/housing shell | census division | west south central | 0
residential building shell | Reference Res Building Shell | 2044 | CAPITAL | REPLACEMENT | single-family | USD/housing shell | census division | east north central | 0
residential building shell | Reference Res Building Shell | 2044 | CAPITAL | REPLACEMENT | single-family | USD/housing shell | census division | east south central | 0
residential building shell | Reference Res Building Shell | 2044 | CAPITAL | REPLACEMENT | single-family | USD/housing shell | census division | middle atlantic | 0
residential building shell | Reference Res Building Shell | 2044 | CAPITAL | REPLACEMENT | single-family | USD/housing shell | census division | mountain | 0
residential building shell | Reference Res Building Shell | 2044 | CAPITAL | REPLACEMENT | single-family | USD/housing shell | census division | new england | 0
residential building shell | Reference Res Building Shell | 2044 | CAPITAL | REPLACEMENT | single-family | USD/housing shell | census division | pacific | 0
residential building shell | Reference Res Building Shell | 2044 | CAPITAL | REPLACEMENT | single-family | USD/housing shell | census division | south atlantic | 0
residential building shell | Reference Res Building Shell | 2044 | CAPITAL | REPLACEMENT | single-family | USD/housing shell | census division | west north central | 0
residential building shell | Reference Res Building Shell | 2044 | CAPITAL | REPLACEMENT | single-family | USD/housing shell | census division | west south central | 0
residential building shell | Reference Res Building Shell | 2045 | CAPITAL | NEW | mobile home | USD/housing shell | census division | east north central | 0
residential building shell | Reference Res Building Shell | 2045 | CAPITAL | NEW | mobile home | USD/housing shell | census division | east south central | 0
residential building shell | Reference Res Building Shell | 2045 | CAPITAL | NEW | mobile home | USD/housing shell | census division | middle atlantic | 0
residential building shell | Reference Res Building Shell | 2045 | CAPITAL | NEW | mobile home | USD/housing shell | census division | mountain | 0
residential building shell | Reference Res Building Shell | 2045 | CAPITAL | NEW | mobile home | USD/housing shell | census division | new england | 0
residential building shell | Reference Res Building Shell | 2045 | CAPITAL | NEW | mobile home | USD/housing shell | census division | pacific | 0
residential building shell | Reference Res Building Shell | 2045 | CAPITAL | NEW | mobile home | USD/housing shell | census division | south atlantic | 0
residential building shell | Reference Res Building Shell | 2045 | CAPITAL | NEW | mobile home | USD/housing shell | census division | west north central | 0
residential building shell | Reference Res Building Shell | 2045 | CAPITAL | NEW | mobile home | USD/housing shell | census division | west south central | 0
residential building shell | Reference Res Building Shell | 2045 | CAPITAL | NEW | multi-family | USD/housing shell | census division | east north central | 0
residential building shell | Reference Res Building Shell | 2045 | CAPITAL | NEW | multi-family | USD/housing shell | census division | east south central | 0
residential building shell | Reference Res Building Shell | 2045 | CAPITAL | NEW | multi-family | USD/housing shell | census division | middle atlantic | 0
residential building shell | Reference Res Building Shell | 2045 | CAPITAL | NEW | multi-family | USD/housing shell | census division | mountain | 0
residential building shell | Reference Res Building Shell | 2045 | CAPITAL | NEW | multi-family | USD/housing shell | census division | new england | 0
residential building shell | Reference Res Building Shell | 2045 | CAPITAL | NEW | multi-family | USD/housing shell | census division | pacific | 0
residential building shell | Reference Res Building Shell | 2045 | CAPITAL | NEW | multi-family | USD/housing shell | census division | south atlantic | 0
residential building shell | Reference Res Building Shell | 2045 | CAPITAL | NEW | multi-family | USD/housing shell | census division | west north central | 0
residential building shell | Reference Res Building Shell | 2045 | CAPITAL | NEW | multi-family | USD/housing shell | census division | west south central | 0
residential building shell | Reference Res Building Shell | 2045 | CAPITAL | NEW | single-family | USD/housing shell | census division | east north central | 0
residential building shell | Reference Res Building Shell | 2045 | CAPITAL | NEW | single-family | USD/housing shell | census division | east south central | 0
residential building shell | Reference Res Building Shell | 2045 | CAPITAL | NEW | single-family | USD/housing shell | census division | middle atlantic | 0
residential building shell | Reference Res Building Shell | 2045 | CAPITAL | NEW | single-family | USD/housing shell | census division | mountain | 0
residential building shell | Reference Res Building Shell | 2045 | CAPITAL | NEW | single-family | USD/housing shell | census division | new england | 0
residential building shell | Reference Res Building Shell | 2045 | CAPITAL | NEW | single-family | USD/housing shell | census division | pacific | 0
residential building shell | Reference Res Building Shell | 2045 | CAPITAL | NEW | single-family | USD/housing shell | census division | south atlantic | 0
residential building shell | Reference Res Building Shell | 2045 | CAPITAL | NEW | single-family | USD/housing shell | census division | west north central | 0
residential building shell | Reference Res Building Shell | 2045 | CAPITAL | NEW | single-family | USD/housing shell | census division | west south central | 0
residential building shell | Reference Res Building Shell | 2045 | CAPITAL | REPLACEMENT | mobile home | USD/housing shell | census division | east north central | 0
residential building shell | Reference Res Building Shell | 2045 | CAPITAL | REPLACEMENT | mobile home | USD/housing shell | census division | east south central | 0
residential building shell | Reference Res Building Shell | 2045 | CAPITAL | REPLACEMENT | mobile home | USD/housing shell | census division | middle atlantic | 0
residential building shell | Reference Res Building Shell | 2045 | CAPITAL | REPLACEMENT | mobile home | USD/housing shell | census division | mountain | 0
residential building shell | Reference Res Building Shell | 2045 | CAPITAL | REPLACEMENT | mobile home | USD/housing shell | census division | new england | 0
residential building shell | Reference Res Building Shell | 2045 | CAPITAL | REPLACEMENT | mobile home | USD/housing shell | census division | pacific | 0
residential building shell | Reference Res Building Shell | 2045 | CAPITAL | REPLACEMENT | mobile home | USD/housing shell | census division | south atlantic | 0
residential building shell | Reference Res Building Shell | 2045 | CAPITAL | REPLACEMENT | mobile home | USD/housing shell | census division | west north central | 0
residential building shell | Reference Res Building Shell | 2045 | CAPITAL | REPLACEMENT | mobile home | USD/housing shell | census division | west south central | 0
residential building shell | Reference Res Building Shell | 2045 | CAPITAL | REPLACEMENT | multi-family | USD/housing shell | census division | east north central | 0
residential building shell | Reference Res Building Shell | 2045 | CAPITAL | REPLACEMENT | multi-family | USD/housing shell | census division | east south central | 0
residential building shell | Reference Res Building Shell | 2045 | CAPITAL | REPLACEMENT | multi-family | USD/housing shell | census division | middle atlantic | 0
residential building shell | Reference Res Building Shell | 2045 | CAPITAL | REPLACEMENT | multi-family | USD/housing shell | census division | mountain | 0
residential building shell | Reference Res Building Shell | 2045 | CAPITAL | REPLACEMENT | multi-family | USD/housing shell | census division | new england | 0
residential building shell | Reference Res Building Shell | 2045 | CAPITAL | REPLACEMENT | multi-family | USD/housing shell | census division | pacific | 0
residential building shell | Reference Res Building Shell | 2045 | CAPITAL | REPLACEMENT | multi-family | USD/housing shell | census division | south atlantic | 0
residential building shell | Reference Res Building Shell | 2045 | CAPITAL | REPLACEMENT | multi-family | USD/housing shell | census division | west north central | 0
residential building shell | Reference Res Building Shell | 2045 | CAPITAL | REPLACEMENT | multi-family | USD/housing shell | census division | west south central | 0
residential building shell | Reference Res Building Shell | 2045 | CAPITAL | REPLACEMENT | single-family | USD/housing shell | census division | east north central | 0
residential building shell | Reference Res Building Shell | 2045 | CAPITAL | REPLACEMENT | single-family | USD/housing shell | census division | east south central | 0
residential building shell | Reference Res Building Shell | 2045 | CAPITAL | REPLACEMENT | single-family | USD/housing shell | census division | middle atlantic | 0
residential building shell | Reference Res Building Shell | 2045 | CAPITAL | REPLACEMENT | single-family | USD/housing shell | census division | mountain | 0
residential building shell | Reference Res Building Shell | 2045 | CAPITAL | REPLACEMENT | single-family | USD/housing shell | census division | new england | 0
residential building shell | Reference Res Building Shell | 2045 | CAPITAL | REPLACEMENT | single-family | USD/housing shell | census division | pacific | 0
residential building shell | Reference Res Building Shell | 2045 | CAPITAL | REPLACEMENT | single-family | USD/housing shell | census division | south atlantic | 0
residential building shell | Reference Res Building Shell | 2045 | CAPITAL | REPLACEMENT | single-family | USD/housing shell | census division | west north central | 0
residential building shell | Reference Res Building Shell | 2045 | CAPITAL | REPLACEMENT | single-family | USD/housing shell | census division | west south central | 0
residential building shell | Reference Res Building Shell | 2046 | CAPITAL | NEW | mobile home | USD/housing shell | census division | east north central | 0
residential building shell | Reference Res Building Shell | 2046 | CAPITAL | NEW | mobile home | USD/housing shell | census division | east south central | 0
residential building shell | Reference Res Building Shell | 2046 | CAPITAL | NEW | mobile home | USD/housing shell | census division | middle atlantic | 0
residential building shell | Reference Res Building Shell | 2046 | CAPITAL | NEW | mobile home | USD/housing shell | census division | mountain | 0
residential building shell | Reference Res Building Shell | 2046 | CAPITAL | NEW | mobile home | USD/housing shell | census division | new england | 0
residential building shell | Reference Res Building Shell | 2046 | CAPITAL | NEW | mobile home | USD/housing shell | census division | pacific | 0
residential building shell | Reference Res Building Shell | 2046 | CAPITAL | NEW | mobile home | USD/housing shell | census division | south atlantic | 0
residential building shell | Reference Res Building Shell | 2046 | CAPITAL | NEW | mobile home | USD/housing shell | census division | west north central | 0
residential building shell | Reference Res Building Shell | 2046 | CAPITAL | NEW | mobile home | USD/housing shell | census division | west south central | 0
residential building shell | Reference Res Building Shell | 2046 | CAPITAL | NEW | multi-family | USD/housing shell | census division | east north central | 0
residential building shell | Reference Res Building Shell | 2046 | CAPITAL | NEW | multi-family | USD/housing shell | census division | east south central | 0
residential building shell | Reference Res Building Shell | 2046 | CAPITAL | NEW | multi-family | USD/housing shell | census division | middle atlantic | 0
residential building shell | Reference Res Building Shell | 2046 | CAPITAL | NEW | multi-family | USD/housing shell | census division | mountain | 0
residential building shell | Reference Res Building Shell | 2046 | CAPITAL | NEW | multi-family | USD/housing shell | census division | new england | 0
residential building shell | Reference Res Building Shell | 2046 | CAPITAL | NEW | multi-family | USD/housing shell | census division | pacific | 0
residential building shell | Reference Res Building Shell | 2046 | CAPITAL | NEW | multi-family | USD/housing shell | census division | south atlantic | 0
residential building shell | Reference Res Building Shell | 2046 | CAPITAL | NEW | multi-family | USD/housing shell | census division | west north central | 0
residential building shell | Reference Res Building Shell | 2046 | CAPITAL | NEW | multi-family | USD/housing shell | census division | west south central | 0
residential building shell | Reference Res Building Shell | 2046 | CAPITAL | NEW | single-family | USD/housing shell | census division | east north central | 0
residential building shell | Reference Res Building Shell | 2046 | CAPITAL | NEW | single-family | USD/housing shell | census division | east south central | 0
residential building shell | Reference Res Building Shell | 2046 | CAPITAL | NEW | single-family | USD/housing shell | census division | middle atlantic | 0
residential building shell | Reference Res Building Shell | 2046 | CAPITAL | NEW | single-family | USD/housing shell | census division | mountain | 0
residential building shell | Reference Res Building Shell | 2046 | CAPITAL | NEW | single-family | USD/housing shell | census division | new england | 0
residential building shell | Reference Res Building Shell | 2046 | CAPITAL | NEW | single-family | USD/housing shell | census division | pacific | 0
residential building shell | Reference Res Building Shell | 2046 | CAPITAL | NEW | single-family | USD/housing shell | census division | south atlantic | 0
residential building shell | Reference Res Building Shell | 2046 | CAPITAL | NEW | single-family | USD/housing shell | census division | west north central | 0
residential building shell | Reference Res Building Shell | 2046 | CAPITAL | NEW | single-family | USD/housing shell | census division | west south central | 0
residential building shell | Reference Res Building Shell | 2046 | CAPITAL | REPLACEMENT | mobile home | USD/housing shell | census division | east north central | 0
residential building shell | Reference Res Building Shell | 2046 | CAPITAL | REPLACEMENT | mobile home | USD/housing shell | census division | east south central | 0
residential building shell | Reference Res Building Shell | 2046 | CAPITAL | REPLACEMENT | mobile home | USD/housing shell | census division | middle atlantic | 0
residential building shell | Reference Res Building Shell | 2046 | CAPITAL | REPLACEMENT | mobile home | USD/housing shell | census division | mountain | 0
residential building shell | Reference Res Building Shell | 2046 | CAPITAL | REPLACEMENT | mobile home | USD/housing shell | census division | new england | 0
residential building shell | Reference Res Building Shell | 2046 | CAPITAL | REPLACEMENT | mobile home | USD/housing shell | census division | pacific | 0
residential building shell | Reference Res Building Shell | 2046 | CAPITAL | REPLACEMENT | mobile home | USD/housing shell | census division | south atlantic | 0
residential building shell | Reference Res Building Shell | 2046 | CAPITAL | REPLACEMENT | mobile home | USD/housing shell | census division | west north central | 0
residential building shell | Reference Res Building Shell | 2046 | CAPITAL | REPLACEMENT | mobile home | USD/housing shell | census division | west south central | 0
residential building shell | Reference Res Building Shell | 2046 | CAPITAL | REPLACEMENT | multi-family | USD/housing shell | census division | east north central | 0
residential building shell | Reference Res Building Shell | 2046 | CAPITAL | REPLACEMENT | multi-family | USD/housing shell | census division | east south central | 0
residential building shell | Reference Res Building Shell | 2046 | CAPITAL | REPLACEMENT | multi-family | USD/housing shell | census division | middle atlantic | 0
residential building shell | Reference Res Building Shell | 2046 | CAPITAL | REPLACEMENT | multi-family | USD/housing shell | census division | mountain | 0
residential building shell | Reference Res Building Shell | 2046 | CAPITAL | REPLACEMENT | multi-family | USD/housing shell | census division | new england | 0
residential building shell | Reference Res Building Shell | 2046 | CAPITAL | REPLACEMENT | multi-family | USD/housing shell | census division | pacific | 0
residential building shell | Reference Res Building Shell | 2046 | CAPITAL | REPLACEMENT | multi-family | USD/housing shell | census division | south atlantic | 0
residential building shell | Reference Res Building Shell | 2046 | CAPITAL | REPLACEMENT | multi-family | USD/housing shell | census division | west north central | 0
residential building shell | Reference Res Building Shell | 2046 | CAPITAL | REPLACEMENT | multi-family | USD/housing shell | census division | west south central | 0
residential building shell | Reference Res Building Shell | 2046 | CAPITAL | REPLACEMENT | single-family | USD/housing shell | census division | east north central | 0
residential building shell | Reference Res Building Shell | 2046 | CAPITAL | REPLACEMENT | single-family | USD/housing shell | census division | east south central | 0
residential building shell | Reference Res Building Shell | 2046 | CAPITAL | REPLACEMENT | single-family | USD/housing shell | census division | middle atlantic | 0
residential building shell | Reference Res Building Shell | 2046 | CAPITAL | REPLACEMENT | single-family | USD/housing shell | census division | mountain | 0
residential building shell | Reference Res Building Shell | 2046 | CAPITAL | REPLACEMENT | single-family | USD/housing shell | census division | new england | 0
residential building shell | Reference Res Building Shell | 2046 | CAPITAL | REPLACEMENT | single-family | USD/housing shell | census division | pacific | 0
residential building shell | Reference Res Building Shell | 2046 | CAPITAL | REPLACEMENT | single-family | USD/housing shell | census division | south atlantic | 0
residential building shell | Reference Res Building Shell | 2046 | CAPITAL | REPLACEMENT | single-family | USD/housing shell | census division | west north central | 0
residential building shell | Reference Res Building Shell | 2046 | CAPITAL | REPLACEMENT | single-family | USD/housing shell | census division | west south central | 0
residential building shell | Reference Res Building Shell | 2047 | CAPITAL | NEW | mobile home | USD/housing shell | census division | east north central | 0
residential building shell | Reference Res Building Shell | 2047 | CAPITAL | NEW | mobile home | USD/housing shell | census division | east south central | 0
residential building shell | Reference Res Building Shell | 2047 | CAPITAL | NEW | mobile home | USD/housing shell | census division | middle atlantic | 0
residential building shell | Reference Res Building Shell | 2047 | CAPITAL | NEW | mobile home | USD/housing shell | census division | mountain | 0
residential building shell | Reference Res Building Shell | 2047 | CAPITAL | NEW | mobile home | USD/housing shell | census division | new england | 0
residential building shell | Reference Res Building Shell | 2047 | CAPITAL | NEW | mobile home | USD/housing shell | census division | pacific | 0
residential building shell | Reference Res Building Shell | 2047 | CAPITAL | NEW | mobile home | USD/housing shell | census division | south atlantic | 0
residential building shell | Reference Res Building Shell | 2047 | CAPITAL | NEW | mobile home | USD/housing shell | census division | west north central | 0
residential building shell | Reference Res Building Shell | 2047 | CAPITAL | NEW | mobile home | USD/housing shell | census division | west south central | 0
residential building shell | Reference Res Building Shell | 2047 | CAPITAL | NEW | multi-family | USD/housing shell | census division | east north central | 0
residential building shell | Reference Res Building Shell | 2047 | CAPITAL | NEW | multi-family | USD/housing shell | census division | east south central | 0
residential building shell | Reference Res Building Shell | 2047 | CAPITAL | NEW | multi-family | USD/housing shell | census division | middle atlantic | 0
residential building shell | Reference Res Building Shell | 2047 | CAPITAL | NEW | multi-family | USD/housing shell | census division | mountain | 0
residential building shell | Reference Res Building Shell | 2047 | CAPITAL | NEW | multi-family | USD/housing shell | census division | new england | 0
residential building shell | Reference Res Building Shell | 2047 | CAPITAL | NEW | multi-family | USD/housing shell | census division | pacific | 0
residential building shell | Reference Res Building Shell | 2047 | CAPITAL | NEW | multi-family | USD/housing shell | census division | south atlantic | 0
residential building shell | Reference Res Building Shell | 2047 | CAPITAL | NEW | multi-family | USD/housing shell | census division | west north central | 0
residential building shell | Reference Res Building Shell | 2047 | CAPITAL | NEW | multi-family | USD/housing shell | census division | west south central | 0
residential building shell | Reference Res Building Shell | 2047 | CAPITAL | NEW | single-family | USD/housing shell | census division | east north central | 0
residential building shell | Reference Res Building Shell | 2047 | CAPITAL | NEW | single-family | USD/housing shell | census division | east south central | 0
residential building shell | Reference Res Building Shell | 2047 | CAPITAL | NEW | single-family | USD/housing shell | census division | middle atlantic | 0
residential building shell | Reference Res Building Shell | 2047 | CAPITAL | NEW | single-family | USD/housing shell | census division | mountain | 0
residential building shell | Reference Res Building Shell | 2047 | CAPITAL | NEW | single-family | USD/housing shell | census division | new england | 0
residential building shell | Reference Res Building Shell | 2047 | CAPITAL | NEW | single-family | USD/housing shell | census division | pacific | 0
residential building shell | Reference Res Building Shell | 2047 | CAPITAL | NEW | single-family | USD/housing shell | census division | south atlantic | 0
residential building shell | Reference Res Building Shell | 2047 | CAPITAL | NEW | single-family | USD/housing shell | census division | west north central | 0
residential building shell | Reference Res Building Shell | 2047 | CAPITAL | NEW | single-family | USD/housing shell | census division | west south central | 0
residential building shell | Reference Res Building Shell | 2047 | CAPITAL | REPLACEMENT | mobile home | USD/housing shell | census division | east north central | 0
residential building shell | Reference Res Building Shell | 2047 | CAPITAL | REPLACEMENT | mobile home | USD/housing shell | census division | east south central | 0
residential building shell | Reference Res Building Shell | 2047 | CAPITAL | REPLACEMENT | mobile home | USD/housing shell | census division | middle atlantic | 0
residential building shell | Reference Res Building Shell | 2047 | CAPITAL | REPLACEMENT | mobile home | USD/housing shell | census division | mountain | 0
residential building shell | Reference Res Building Shell | 2047 | CAPITAL | REPLACEMENT | mobile home | USD/housing shell | census division | new england | 0
residential building shell | Reference Res Building Shell | 2047 | CAPITAL | REPLACEMENT | mobile home | USD/housing shell | census division | pacific | 0
residential building shell | Reference Res Building Shell | 2047 | CAPITAL | REPLACEMENT | mobile home | USD/housing shell | census division | south atlantic | 0
residential building shell | Reference Res Building Shell | 2047 | CAPITAL | REPLACEMENT | mobile home | USD/housing shell | census division | west north central | 0
residential building shell | Reference Res Building Shell | 2047 | CAPITAL | REPLACEMENT | mobile home | USD/housing shell | census division | west south central | 0
residential building shell | Reference Res Building Shell | 2047 | CAPITAL | REPLACEMENT | multi-family | USD/housing shell | census division | east north central | 0
residential building shell | Reference Res Building Shell | 2047 | CAPITAL | REPLACEMENT | multi-family | USD/housing shell | census division | east south central | 0
residential building shell | Reference Res Building Shell | 2047 | CAPITAL | REPLACEMENT | multi-family | USD/housing shell | census division | middle atlantic | 0
residential building shell | Reference Res Building Shell | 2047 | CAPITAL | REPLACEMENT | multi-family | USD/housing shell | census division | mountain | 0
residential building shell | Reference Res Building Shell | 2047 | CAPITAL | REPLACEMENT | multi-family | USD/housing shell | census division | new england | 0
residential building shell | Reference Res Building Shell | 2047 | CAPITAL | REPLACEMENT | multi-family | USD/housing shell | census division | pacific | 0
residential building shell | Reference Res Building Shell | 2047 | CAPITAL | REPLACEMENT | multi-family | USD/housing shell | census division | south atlantic | 0
residential building shell | Reference Res Building Shell | 2047 | CAPITAL | REPLACEMENT | multi-family | USD/housing shell | census division | west north central | 0
residential building shell | Reference Res Building Shell | 2047 | CAPITAL | REPLACEMENT | multi-family | USD/housing shell | census division | west south central | 0
residential building shell | Reference Res Building Shell | 2047 | CAPITAL | REPLACEMENT | single-family | USD/housing shell | census division | east north central | 0
residential building shell | Reference Res Building Shell | 2047 | CAPITAL | REPLACEMENT | single-family | USD/housing shell | census division | east south central | 0
residential building shell | Reference Res Building Shell | 2047 | CAPITAL | REPLACEMENT | single-family | USD/housing shell | census division | middle atlantic | 0
residential building shell | Reference Res Building Shell | 2047 | CAPITAL | REPLACEMENT | single-family | USD/housing shell | census division | mountain | 0
residential building shell | Reference Res Building Shell | 2047 | CAPITAL | REPLACEMENT | single-family | USD/housing shell | census division | new england | 0
residential building shell | Reference Res Building Shell | 2047 | CAPITAL | REPLACEMENT | single-family | USD/housing shell | census division | pacific | 0
residential building shell | Reference Res Building Shell | 2047 | CAPITAL | REPLACEMENT | single-family | USD/housing shell | census division | south atlantic | 0
residential building shell | Reference Res Building Shell | 2047 | CAPITAL | REPLACEMENT | single-family | USD/housing shell | census division | west north central | 0
residential building shell | Reference Res Building Shell | 2047 | CAPITAL | REPLACEMENT | single-family | USD/housing shell | census division | west south central | 0
residential building shell | Reference Res Building Shell | 2048 | CAPITAL | NEW | mobile home | USD/housing shell | census division | east north central | 0
residential building shell | Reference Res Building Shell | 2048 | CAPITAL | NEW | mobile home | USD/housing shell | census division | east south central | 0
residential building shell | Reference Res Building Shell | 2048 | CAPITAL | NEW | mobile home | USD/housing shell | census division | middle atlantic | 0
residential building shell | Reference Res Building Shell | 2048 | CAPITAL | NEW | mobile home | USD/housing shell | census division | mountain | 0
residential building shell | Reference Res Building Shell | 2048 | CAPITAL | NEW | mobile home | USD/housing shell | census division | new england | 0
residential building shell | Reference Res Building Shell | 2048 | CAPITAL | NEW | mobile home | USD/housing shell | census division | pacific | 0
residential building shell | Reference Res Building Shell | 2048 | CAPITAL | NEW | mobile home | USD/housing shell | census division | south atlantic | 0
residential building shell | Reference Res Building Shell | 2048 | CAPITAL | NEW | mobile home | USD/housing shell | census division | west north central | 0
residential building shell | Reference Res Building Shell | 2048 | CAPITAL | NEW | mobile home | USD/housing shell | census division | west south central | 0
residential building shell | Reference Res Building Shell | 2048 | CAPITAL | NEW | multi-family | USD/housing shell | census division | east north central | 0
residential building shell | Reference Res Building Shell | 2048 | CAPITAL | NEW | multi-family | USD/housing shell | census division | east south central | 0
residential building shell | Reference Res Building Shell | 2048 | CAPITAL | NEW | multi-family | USD/housing shell | census division | middle atlantic | 0
residential building shell | Reference Res Building Shell | 2048 | CAPITAL | NEW | multi-family | USD/housing shell | census division | mountain | 0
residential building shell | Reference Res Building Shell | 2048 | CAPITAL | NEW | multi-family | USD/housing shell | census division | new england | 0
residential building shell | Reference Res Building Shell | 2048 | CAPITAL | NEW | multi-family | USD/housing shell | census division | pacific | 0
residential building shell | Reference Res Building Shell | 2048 | CAPITAL | NEW | multi-family | USD/housing shell | census division | south atlantic | 0
residential building shell | Reference Res Building Shell | 2048 | CAPITAL | NEW | multi-family | USD/housing shell | census division | west north central | 0
residential building shell | Reference Res Building Shell | 2048 | CAPITAL | NEW | multi-family | USD/housing shell | census division | west south central | 0
residential building shell | Reference Res Building Shell | 2048 | CAPITAL | NEW | single-family | USD/housing shell | census division | east north central | 0
residential building shell | Reference Res Building Shell | 2048 | CAPITAL | NEW | single-family | USD/housing shell | census division | east south central | 0
residential building shell | Reference Res Building Shell | 2048 | CAPITAL | NEW | single-family | USD/housing shell | census division | middle atlantic | 0
residential building shell | Reference Res Building Shell | 2048 | CAPITAL | NEW | single-family | USD/housing shell | census division | mountain | 0
residential building shell | Reference Res Building Shell | 2048 | CAPITAL | NEW | single-family | USD/housing shell | census division | new england | 0
residential building shell | Reference Res Building Shell | 2048 | CAPITAL | NEW | single-family | USD/housing shell | census division | pacific | 0
residential building shell | Reference Res Building Shell | 2048 | CAPITAL | NEW | single-family | USD/housing shell | census division | south atlantic | 0
residential building shell | Reference Res Building Shell | 2048 | CAPITAL | NEW | single-family | USD/housing shell | census division | west north central | 0
residential building shell | Reference Res Building Shell | 2048 | CAPITAL | NEW | single-family | USD/housing shell | census division | west south central | 0
residential building shell | Reference Res Building Shell | 2048 | CAPITAL | REPLACEMENT | mobile home | USD/housing shell | census division | east north central | 0
residential building shell | Reference Res Building Shell | 2048 | CAPITAL | REPLACEMENT | mobile home | USD/housing shell | census division | east south central | 0
residential building shell | Reference Res Building Shell | 2048 | CAPITAL | REPLACEMENT | mobile home | USD/housing shell | census division | middle atlantic | 0
residential building shell | Reference Res Building Shell | 2048 | CAPITAL | REPLACEMENT | mobile home | USD/housing shell | census division | mountain | 0
residential building shell | Reference Res Building Shell | 2048 | CAPITAL | REPLACEMENT | mobile home | USD/housing shell | census division | new england | 0
residential building shell | Reference Res Building Shell | 2048 | CAPITAL | REPLACEMENT | mobile home | USD/housing shell | census division | pacific | 0
residential building shell | Reference Res Building Shell | 2048 | CAPITAL | REPLACEMENT | mobile home | USD/housing shell | census division | south atlantic | 0
residential building shell | Reference Res Building Shell | 2048 | CAPITAL | REPLACEMENT | mobile home | USD/housing shell | census division | west north central | 0
residential building shell | Reference Res Building Shell | 2048 | CAPITAL | REPLACEMENT | mobile home | USD/housing shell | census division | west south central | 0
residential building shell | Reference Res Building Shell | 2048 | CAPITAL | REPLACEMENT | multi-family | USD/housing shell | census division | east north central | 0
residential building shell | Reference Res Building Shell | 2048 | CAPITAL | REPLACEMENT | multi-family | USD/housing shell | census division | east south central | 0
residential building shell | Reference Res Building Shell | 2048 | CAPITAL | REPLACEMENT | multi-family | USD/housing shell | census division | middle atlantic | 0
residential building shell | Reference Res Building Shell | 2048 | CAPITAL | REPLACEMENT | multi-family | USD/housing shell | census division | mountain | 0
residential building shell | Reference Res Building Shell | 2048 | CAPITAL | REPLACEMENT | multi-family | USD/housing shell | census division | new england | 0
residential building shell | Reference Res Building Shell | 2048 | CAPITAL | REPLACEMENT | multi-family | USD/housing shell | census division | pacific | 0
residential building shell | Reference Res Building Shell | 2048 | CAPITAL | REPLACEMENT | multi-family | USD/housing shell | census division | south atlantic | 0
residential building shell | Reference Res Building Shell | 2048 | CAPITAL | REPLACEMENT | multi-family | USD/housing shell | census division | west north central | 0
residential building shell | Reference Res Building Shell | 2048 | CAPITAL | REPLACEMENT | multi-family | USD/housing shell | census division | west south central | 0
residential building shell | Reference Res Building Shell | 2048 | CAPITAL | REPLACEMENT | single-family | USD/housing shell | census division | east north central | 0
residential building shell | Reference Res Building Shell | 2048 | CAPITAL | REPLACEMENT | single-family | USD/housing shell | census division | east south central | 0
residential building shell | Reference Res Building Shell | 2048 | CAPITAL | REPLACEMENT | single-family | USD/housing shell | census division | middle atlantic | 0
residential building shell | Reference Res Building Shell | 2048 | CAPITAL | REPLACEMENT | single-family | USD/housing shell | census division | mountain | 0
residential building shell | Reference Res Building Shell | 2048 | CAPITAL | REPLACEMENT | single-family | USD/housing shell | census division | new england | 0
residential building shell | Reference Res Building Shell | 2048 | CAPITAL | REPLACEMENT | single-family | USD/housing shell | census division | pacific | 0
residential building shell | Reference Res Building Shell | 2048 | CAPITAL | REPLACEMENT | single-family | USD/housing shell | census division | south atlantic | 0
residential building shell | Reference Res Building Shell | 2048 | CAPITAL | REPLACEMENT | single-family | USD/housing shell | census division | west north central | 0
residential building shell | Reference Res Building Shell | 2048 | CAPITAL | REPLACEMENT | single-family | USD/housing shell | census division | west south central | 0
residential building shell | Reference Res Building Shell | 2049 | CAPITAL | NEW | mobile home | USD/housing shell | census division | east north central | 0
residential building shell | Reference Res Building Shell | 2049 | CAPITAL | NEW | mobile home | USD/housing shell | census division | east south central | 0
residential building shell | Reference Res Building Shell | 2049 | CAPITAL | NEW | mobile home | USD/housing shell | census division | middle atlantic | 0
residential building shell | Reference Res Building Shell | 2049 | CAPITAL | NEW | mobile home | USD/housing shell | census division | mountain | 0
residential building shell | Reference Res Building Shell | 2049 | CAPITAL | NEW | mobile home | USD/housing shell | census division | new england | 0
residential building shell | Reference Res Building Shell | 2049 | CAPITAL | NEW | mobile home | USD/housing shell | census division | pacific | 0
residential building shell | Reference Res Building Shell | 2049 | CAPITAL | NEW | mobile home | USD/housing shell | census division | south atlantic | 0
residential building shell | Reference Res Building Shell | 2049 | CAPITAL | NEW | mobile home | USD/housing shell | census division | west north central | 0
residential building shell | Reference Res Building Shell | 2049 | CAPITAL | NEW | mobile home | USD/housing shell | census division | west south central | 0
residential building shell | Reference Res Building Shell | 2049 | CAPITAL | NEW | multi-family | USD/housing shell | census division | east north central | 0
residential building shell | Reference Res Building Shell | 2049 | CAPITAL | NEW | multi-family | USD/housing shell | census division | east south central | 0
residential building shell | Reference Res Building Shell | 2049 | CAPITAL | NEW | multi-family | USD/housing shell | census division | middle atlantic | 0
residential building shell | Reference Res Building Shell | 2049 | CAPITAL | NEW | multi-family | USD/housing shell | census division | mountain | 0
residential building shell | Reference Res Building Shell | 2049 | CAPITAL | NEW | multi-family | USD/housing shell | census division | new england | 0
residential building shell | Reference Res Building Shell | 2049 | CAPITAL | NEW | multi-family | USD/housing shell | census division | pacific | 0
residential building shell | Reference Res Building Shell | 2049 | CAPITAL | NEW | multi-family | USD/housing shell | census division | south atlantic | 0
residential building shell | Reference Res Building Shell | 2049 | CAPITAL | NEW | multi-family | USD/housing shell | census division | west north central | 0
residential building shell | Reference Res Building Shell | 2049 | CAPITAL | NEW | multi-family | USD/housing shell | census division | west south central | 0
residential building shell | Reference Res Building Shell | 2049 | CAPITAL | NEW | single-family | USD/housing shell | census division | east north central | 0
residential building shell | Reference Res Building Shell | 2049 | CAPITAL | NEW | single-family | USD/housing shell | census division | east south central | 0
residential building shell | Reference Res Building Shell | 2049 | CAPITAL | NEW | single-family | USD/housing shell | census division | middle atlantic | 0
residential building shell | Reference Res Building Shell | 2049 | CAPITAL | NEW | single-family | USD/housing shell | census division | mountain | 0
residential building shell | Reference Res Building Shell | 2049 | CAPITAL | NEW | single-family | USD/housing shell | census division | new england | 0
residential building shell | Reference Res Building Shell | 2049 | CAPITAL | NEW | single-family | USD/housing shell | census division | pacific | 0
residential building shell | Reference Res Building Shell | 2049 | CAPITAL | NEW | single-family | USD/housing shell | census division | south atlantic | 0
residential building shell | Reference Res Building Shell | 2049 | CAPITAL | NEW | single-family | USD/housing shell | census division | west north central | 0
residential building shell | Reference Res Building Shell | 2049 | CAPITAL | NEW | single-family | USD/housing shell | census division | west south central | 0
residential building shell | Reference Res Building Shell | 2049 | CAPITAL | REPLACEMENT | mobile home | USD/housing shell | census division | east north central | 0
residential building shell | Reference Res Building Shell | 2049 | CAPITAL | REPLACEMENT | mobile home | USD/housing shell | census division | east south central | 0
residential building shell | Reference Res Building Shell | 2049 | CAPITAL | REPLACEMENT | mobile home | USD/housing shell | census division | middle atlantic | 0
residential building shell | Reference Res Building Shell | 2049 | CAPITAL | REPLACEMENT | mobile home | USD/housing shell | census division | mountain | 0
residential building shell | Reference Res Building Shell | 2049 | CAPITAL | REPLACEMENT | mobile home | USD/housing shell | census division | new england | 0
residential building shell | Reference Res Building Shell | 2049 | CAPITAL | REPLACEMENT | mobile home | USD/housing shell | census division | pacific | 0
residential building shell | Reference Res Building Shell | 2049 | CAPITAL | REPLACEMENT | mobile home | USD/housing shell | census division | south atlantic | 0
residential building shell | Reference Res Building Shell | 2049 | CAPITAL | REPLACEMENT | mobile home | USD/housing shell | census division | west north central | 0
residential building shell | Reference Res Building Shell | 2049 | CAPITAL | REPLACEMENT | mobile home | USD/housing shell | census division | west south central | 0
residential building shell | Reference Res Building Shell | 2049 | CAPITAL | REPLACEMENT | multi-family | USD/housing shell | census division | east north central | 0
residential building shell | Reference Res Building Shell | 2049 | CAPITAL | REPLACEMENT | multi-family | USD/housing shell | census division | east south central | 0
residential building shell | Reference Res Building Shell | 2049 | CAPITAL | REPLACEMENT | multi-family | USD/housing shell | census division | middle atlantic | 0
residential building shell | Reference Res Building Shell | 2049 | CAPITAL | REPLACEMENT | multi-family | USD/housing shell | census division | mountain | 0
residential building shell | Reference Res Building Shell | 2049 | CAPITAL | REPLACEMENT | multi-family | USD/housing shell | census division | new england | 0
residential building shell | Reference Res Building Shell | 2049 | CAPITAL | REPLACEMENT | multi-family | USD/housing shell | census division | pacific | 0
residential building shell | Reference Res Building Shell | 2049 | CAPITAL | REPLACEMENT | multi-family | USD/housing shell | census division | south atlantic | 0
residential building shell | Reference Res Building Shell | 2049 | CAPITAL | REPLACEMENT | multi-family | USD/housing shell | census division | west north central | 0
residential building shell | Reference Res Building Shell | 2049 | CAPITAL | REPLACEMENT | multi-family | USD/housing shell | census division | west south central | 0
residential building shell | Reference Res Building Shell | 2049 | CAPITAL | REPLACEMENT | single-family | USD/housing shell | census division | east north central | 0
residential building shell | Reference Res Building Shell | 2049 | CAPITAL | REPLACEMENT | single-family | USD/housing shell | census division | east south central | 0
residential building shell | Reference Res Building Shell | 2049 | CAPITAL | REPLACEMENT | single-family | USD/housing shell | census division | middle atlantic | 0
residential building shell | Reference Res Building Shell | 2049 | CAPITAL | REPLACEMENT | single-family | USD/housing shell | census division | mountain | 0
residential building shell | Reference Res Building Shell | 2049 | CAPITAL | REPLACEMENT | single-family | USD/housing shell | census division | new england | 0
residential building shell | Reference Res Building Shell | 2049 | CAPITAL | REPLACEMENT | single-family | USD/housing shell | census division | pacific | 0
residential building shell | Reference Res Building Shell | 2049 | CAPITAL | REPLACEMENT | single-family | USD/housing shell | census division | south atlantic | 0
residential building shell | Reference Res Building Shell | 2049 | CAPITAL | REPLACEMENT | single-family | USD/housing shell | census division | west north central | 0
residential building shell | Reference Res Building Shell | 2049 | CAPITAL | REPLACEMENT | single-family | USD/housing shell | census division | west south central | 0
residential building shell | Reference Res Building Shell | 2050 | CAPITAL | NEW | mobile home | USD/housing shell | census division | east north central | 0
residential building shell | Reference Res Building Shell | 2050 | CAPITAL | NEW | mobile home | USD/housing shell | census division | east south central | 0
residential building shell | Reference Res Building Shell | 2050 | CAPITAL | NEW | mobile home | USD/housing shell | census division | middle atlantic | 0
residential building shell | Reference Res Building Shell | 2050 | CAPITAL | NEW | mobile home | USD/housing shell | census division | mountain | 0
residential building shell | Reference Res Building Shell | 2050 | CAPITAL | NEW | mobile home | USD/housing shell | census division | new england | 0
residential building shell | Reference Res Building Shell | 2050 | CAPITAL | NEW | mobile home | USD/housing shell | census division | pacific | 0
residential building shell | Reference Res Building Shell | 2050 | CAPITAL | NEW | mobile home | USD/housing shell | census division | south atlantic | 0
residential building shell | Reference Res Building Shell | 2050 | CAPITAL | NEW | mobile home | USD/housing shell | census division | west north central | 0
residential building shell | Reference Res Building Shell | 2050 | CAPITAL | NEW | mobile home | USD/housing shell | census division | west south central | 0
residential building shell | Reference Res Building Shell | 2050 | CAPITAL | NEW | multi-family | USD/housing shell | census division | east north central | 0
residential building shell | Reference Res Building Shell | 2050 | CAPITAL | NEW | multi-family | USD/housing shell | census division | east south central | 0
residential building shell | Reference Res Building Shell | 2050 | CAPITAL | NEW | multi-family | USD/housing shell | census division | middle atlantic | 0
residential building shell | Reference Res Building Shell | 2050 | CAPITAL | NEW | multi-family | USD/housing shell | census division | mountain | 0
residential building shell | Reference Res Building Shell | 2050 | CAPITAL | NEW | multi-family | USD/housing shell | census division | new england | 0
residential building shell | Reference Res Building Shell | 2050 | CAPITAL | NEW | multi-family | USD/housing shell | census division | pacific | 0
residential building shell | Reference Res Building Shell | 2050 | CAPITAL | NEW | multi-family | USD/housing shell | census division | south atlantic | 0
residential building shell | Reference Res Building Shell | 2050 | CAPITAL | NEW | multi-family | USD/housing shell | census division | west north central | 0
residential building shell | Reference Res Building Shell | 2050 | CAPITAL | NEW | multi-family | USD/housing shell | census division | west south central | 0
residential building shell | Reference Res Building Shell | 2050 | CAPITAL | NEW | single-family | USD/housing shell | census division | east north central | 0
residential building shell | Reference Res Building Shell | 2050 | CAPITAL | NEW | single-family | USD/housing shell | census division | east south central | 0
residential building shell | Reference Res Building Shell | 2050 | CAPITAL | NEW | single-family | USD/housing shell | census division | middle atlantic | 0
residential building shell | Reference Res Building Shell | 2050 | CAPITAL | NEW | single-family | USD/housing shell | census division | mountain | 0
residential building shell | Reference Res Building Shell | 2050 | CAPITAL | NEW | single-family | USD/housing shell | census division | new england | 0
residential building shell | Reference Res Building Shell | 2050 | CAPITAL | NEW | single-family | USD/housing shell | census division | pacific | 0
residential building shell | Reference Res Building Shell | 2050 | CAPITAL | NEW | single-family | USD/housing shell | census division | south atlantic | 0
residential building shell | Reference Res Building Shell | 2050 | CAPITAL | NEW | single-family | USD/housing shell | census division | west north central | 0
residential building shell | Reference Res Building Shell | 2050 | CAPITAL | NEW | single-family | USD/housing shell | census division | west south central | 0
residential building shell | Reference Res Building Shell | 2050 | CAPITAL | REPLACEMENT | mobile home | USD/housing shell | census division | east north central | 0
residential building shell | Reference Res Building Shell | 2050 | CAPITAL | REPLACEMENT | mobile home | USD/housing shell | census division | east south central | 0
residential building shell | Reference Res Building Shell | 2050 | CAPITAL | REPLACEMENT | mobile home | USD/housing shell | census division | middle atlantic | 0
residential building shell | Reference Res Building Shell | 2050 | CAPITAL | REPLACEMENT | mobile home | USD/housing shell | census division | mountain | 0
residential building shell | Reference Res Building Shell | 2050 | CAPITAL | REPLACEMENT | mobile home | USD/housing shell | census division | new england | 0
residential building shell | Reference Res Building Shell | 2050 | CAPITAL | REPLACEMENT | mobile home | USD/housing shell | census division | pacific | 0
residential building shell | Reference Res Building Shell | 2050 | CAPITAL | REPLACEMENT | mobile home | USD/housing shell | census division | south atlantic | 0
residential building shell | Reference Res Building Shell | 2050 | CAPITAL | REPLACEMENT | mobile home | USD/housing shell | census division | west north central | 0
residential building shell | Reference Res Building Shell | 2050 | CAPITAL | REPLACEMENT | mobile home | USD/housing shell | census division | west south central | 0
residential building shell | Reference Res Building Shell | 2050 | CAPITAL | REPLACEMENT | multi-family | USD/housing shell | census division | east north central | 0
residential building shell | Reference Res Building Shell | 2050 | CAPITAL | REPLACEMENT | multi-family | USD/housing shell | census division | east south central | 0
residential building shell | Reference Res Building Shell | 2050 | CAPITAL | REPLACEMENT | multi-family | USD/housing shell | census division | middle atlantic | 0
residential building shell | Reference Res Building Shell | 2050 | CAPITAL | REPLACEMENT | multi-family | USD/housing shell | census division | mountain | 0
residential building shell | Reference Res Building Shell | 2050 | CAPITAL | REPLACEMENT | multi-family | USD/housing shell | census division | new england | 0
residential building shell | Reference Res Building Shell | 2050 | CAPITAL | REPLACEMENT | multi-family | USD/housing shell | census division | pacific | 0
residential building shell | Reference Res Building Shell | 2050 | CAPITAL | REPLACEMENT | multi-family | USD/housing shell | census division | south atlantic | 0
residential building shell | Reference Res Building Shell | 2050 | CAPITAL | REPLACEMENT | multi-family | USD/housing shell | census division | west north central | 0
residential building shell | Reference Res Building Shell | 2050 | CAPITAL | REPLACEMENT | multi-family | USD/housing shell | census division | west south central | 0
residential building shell | Reference Res Building Shell | 2050 | CAPITAL | REPLACEMENT | single-family | USD/housing shell | census division | east north central | 0
residential building shell | Reference Res Building Shell | 2050 | CAPITAL | REPLACEMENT | single-family | USD/housing shell | census division | east south central | 0
residential building shell | Reference Res Building Shell | 2050 | CAPITAL | REPLACEMENT | single-family | USD/housing shell | census division | middle atlantic | 0
residential building shell | Reference Res Building Shell | 2050 | CAPITAL | REPLACEMENT | single-family | USD/housing shell | census division | mountain | 0
residential building shell | Reference Res Building Shell | 2050 | CAPITAL | REPLACEMENT | single-family | USD/housing shell | census division | new england | 0
residential building shell | Reference Res Building Shell | 2050 | CAPITAL | REPLACEMENT | single-family | USD/housing shell | census division | pacific | 0
residential building shell | Reference Res Building Shell | 2050 | CAPITAL | REPLACEMENT | single-family | USD/housing shell | census division | south atlantic | 0
residential building shell | Reference Res Building Shell | 2050 | CAPITAL | REPLACEMENT | single-family | USD/housing shell | census division | west north central | 0
residential building shell | Reference Res Building Shell | 2050 | CAPITAL | REPLACEMENT | single-family | USD/housing shell | census division | west south central | 0
residential clothes drying | High Efficiency Electric Clothes Dryer | 2020 | CAPITAL | NEW | N/A | USD/clothes dryer | us | us | 750.3193
residential clothes drying | High Efficiency Electric Clothes Dryer | 2020 | CAPITAL | REPLACEMENT | N/A | USD/clothes dryer | us | us | 750.3193
residential clothes drying | High Efficiency Electric Clothes Dryer | 2020 | INSTALLATION | NEW | N/A | USD/clothes dryer | us | us | 117.9073
residential clothes drying | High Efficiency Electric Clothes Dryer | 2020 | INSTALLATION | REPLACEMENT | N/A | USD/clothes dryer | us | us | 117.9073
residential clothes drying | High Efficiency Electric Clothes Dryer | 2021 | CAPITAL | NEW | N/A | USD/clothes dryer | us | us | 750.3193
residential clothes drying | High Efficiency Electric Clothes Dryer | 2021 | CAPITAL | REPLACEMENT | N/A | USD/clothes dryer | us | us | 750.3193
residential clothes drying | High Efficiency Electric Clothes Dryer | 2021 | INSTALLATION | NEW | N/A | USD/clothes dryer | us | us | 117.9073
residential clothes drying | High Efficiency Electric Clothes Dryer | 2021 | INSTALLATION | REPLACEMENT | N/A | USD/clothes dryer | us | us | 117.9073
residential clothes drying | High Efficiency Electric Clothes Dryer | 2022 | CAPITAL | NEW | N/A | USD/clothes dryer | us | us | 750.3193
residential clothes drying | High Efficiency Electric Clothes Dryer | 2022 | CAPITAL | REPLACEMENT | N/A | USD/clothes dryer | us | us | 750.3193
residential clothes drying | High Efficiency Electric Clothes Dryer | 2022 | INSTALLATION | NEW | N/A | USD/clothes dryer | us | us | 117.9073
residential clothes drying | High Efficiency Electric Clothes Dryer | 2022 | INSTALLATION | REPLACEMENT | N/A | USD/clothes dryer | us | us | 117.9073
residential clothes drying | High Efficiency Electric Clothes Dryer | 2023 | CAPITAL | NEW | N/A | USD/clothes dryer | us | us | 750.3193
residential clothes drying | High Efficiency Electric Clothes Dryer | 2023 | CAPITAL | REPLACEMENT | N/A | USD/clothes dryer | us | us | 750.3193
residential clothes drying | High Efficiency Electric Clothes Dryer | 2023 | INSTALLATION | NEW | N/A | USD/clothes dryer | us | us | 117.9073
residential clothes drying | High Efficiency Electric Clothes Dryer | 2023 | INSTALLATION | REPLACEMENT | N/A | USD/clothes dryer | us | us | 117.9073
residential clothes drying | High Efficiency Electric Clothes Dryer | 2024 | CAPITAL | NEW | N/A | USD/clothes dryer | us | us | 750.3193
residential clothes drying | High Efficiency Electric Clothes Dryer | 2024 | CAPITAL | REPLACEMENT | N/A | USD/clothes dryer | us | us | 750.3193
residential clothes drying | High Efficiency Electric Clothes Dryer | 2024 | INSTALLATION | NEW | N/A | USD/clothes dryer | us | us | 117.9073
residential clothes drying | High Efficiency Electric Clothes Dryer | 2024 | INSTALLATION | REPLACEMENT | N/A | USD/clothes dryer | us | us | 117.9073
residential clothes drying | High Efficiency Electric Clothes Dryer | 2025 | CAPITAL | NEW | N/A | USD/clothes dryer | us | us | 750.3193
residential clothes drying | High Efficiency Electric Clothes Dryer | 2025 | CAPITAL | REPLACEMENT | N/A | USD/clothes dryer | us | us | 750.3193
residential clothes drying | High Efficiency Electric Clothes Dryer | 2025 | INSTALLATION | NEW | N/A | USD/clothes dryer | us | us | 117.9073
residential clothes drying | High Efficiency Electric Clothes Dryer | 2025 | INSTALLATION | REPLACEMENT | N/A | USD/clothes dryer | us | us | 117.9073
residential clothes drying | High Efficiency Electric Clothes Dryer | 2026 | CAPITAL | NEW | N/A | USD/clothes dryer | us | us | 750.3193
residential clothes drying | High Efficiency Electric Clothes Dryer | 2026 | CAPITAL | REPLACEMENT | N/A | USD/clothes dryer | us | us | 750.3193
residential clothes drying | High Efficiency Electric Clothes Dryer | 2026 | INSTALLATION | NEW | N/A | USD/clothes dryer | us | us | 117.9073
residential clothes drying | High Efficiency Electric Clothes Dryer | 2026 | INSTALLATION | REPLACEMENT | N/A | USD/clothes dryer | us | us | 117.9073
residential clothes drying | High Efficiency Electric Clothes Dryer | 2027 | CAPITAL | NEW | N/A | USD/clothes dryer | us | us | 750.3193
residential clothes drying | High Efficiency Electric Clothes Dryer | 2027 | CAPITAL | REPLACEMENT | N/A | USD/clothes dryer | us | us | 750.3193
residential clothes drying | High Efficiency Electric Clothes Dryer | 2027 | INSTALLATION | NEW | N/A | USD/clothes dryer | us | us | 117.9073
residential clothes drying | High Efficiency Electric Clothes Dryer | 2027 | INSTALLATION | REPLACEMENT | N/A | USD/clothes dryer | us | us | 117.9073
residential clothes drying | High Efficiency Electric Clothes Dryer | 2028 | CAPITAL | NEW | N/A | USD/clothes dryer | us | us | 750.3193
residential clothes drying | High Efficiency Electric Clothes Dryer | 2028 | CAPITAL | REPLACEMENT | N/A | USD/clothes dryer | us | us | 750.3193
residential clothes drying | High Efficiency Electric Clothes Dryer | 2028 | INSTALLATION | NEW | N/A | USD/clothes dryer | us | us | 117.9073
residential clothes drying | High Efficiency Electric Clothes Dryer | 2028 | INSTALLATION | REPLACEMENT | N/A | USD/clothes dryer | us | us | 117.9073
residential clothes drying | High Efficiency Electric Clothes Dryer | 2029 | CAPITAL | NEW | N/A | USD/clothes dryer | us | us | 750.3193
residential clothes drying | High Efficiency Electric Clothes Dryer | 2029 | CAPITAL | REPLACEMENT | N/A | USD/clothes dryer | us | us | 750.3193
residential clothes drying | High Efficiency Electric Clothes Dryer | 2029 | INSTALLATION | NEW | N/A | USD/clothes dryer | us | us | 117.9073
residential clothes drying | High Efficiency Electric Clothes Dryer | 2029 | INSTALLATION | REPLACEMENT | N/A | USD/clothes dryer | us | us | 117.9073
residential clothes drying | High Efficiency Electric Clothes Dryer | 2030 | CAPITAL | NEW | N/A | USD/clothes dryer | us | us | 750.3193
residential clothes drying | High Efficiency Electric Clothes Dryer | 2030 | CAPITAL | REPLACEMENT | N/A | USD/clothes dryer | us | us | 750.3193
residential clothes drying | High Efficiency Electric Clothes Dryer | 2030 | INSTALLATION | NEW | N/A | USD/clothes dryer | us | us | 117.9073
residential clothes drying | High Efficiency Electric Clothes Dryer | 2030 | INSTALLATION | REPLACEMENT | N/A | USD/clothes dryer | us | us | 117.9073
residential clothes drying | High Efficiency Electric Clothes Dryer | 2031 | CAPITAL | NEW | N/A | USD/clothes dryer | us | us | 750.3193
residential clothes drying | High Efficiency Electric Clothes Dryer | 2031 | CAPITAL | REPLACEMENT | N/A | USD/clothes dryer | us | us | 750.3193
residential clothes drying | High Efficiency Electric Clothes Dryer | 2031 | INSTALLATION | NEW | N/A | USD/clothes dryer | us | us | 117.9073
residential clothes drying | High Efficiency Electric Clothes Dryer | 2031 | INSTALLATION | REPLACEMENT | N/A | USD/clothes dryer | us | us | 117.9073
residential clothes drying | High Efficiency Electric Clothes Dryer | 2032 | CAPITAL | NEW | N/A | USD/clothes dryer | us | us | 750.3193
residential clothes drying | High Efficiency Electric Clothes Dryer | 2032 | CAPITAL | REPLACEMENT | N/A | USD/clothes dryer | us | us | 750.3193
residential clothes drying | High Efficiency Electric Clothes Dryer | 2032 | INSTALLATION | NEW | N/A | USD/clothes dryer | us | us | 117.9073
residential clothes drying | High Efficiency Electric Clothes Dryer | 2032 | INSTALLATION | REPLACEMENT | N/A | USD/clothes dryer | us | us | 117.9073
residential clothes drying | High Efficiency Electric Clothes Dryer | 2033 | CAPITAL | NEW | N/A | USD/clothes dryer | us | us | 750.3193
residential clothes drying | High Efficiency Electric Clothes Dryer | 2033 | CAPITAL | REPLACEMENT | N/A | USD/clothes dryer | us | us | 750.3193
residential clothes drying | High Efficiency Electric Clothes Dryer | 2033 | INSTALLATION | NEW | N/A | USD/clothes dryer | us | us | 117.9073
residential clothes drying | High Efficiency Electric Clothes Dryer | 2033 | INSTALLATION | REPLACEMENT | N/A | USD/clothes dryer | us | us | 117.9073
residential clothes drying | High Efficiency Electric Clothes Dryer | 2034 | CAPITAL | NEW | N/A | USD/clothes dryer | us | us | 750.3193
residential clothes drying | High Efficiency Electric Clothes Dryer | 2034 | CAPITAL | REPLACEMENT | N/A | USD/clothes dryer | us | us | 750.3193
residential clothes drying | High Efficiency Electric Clothes Dryer | 2034 | INSTALLATION | NEW | N/A | USD/clothes dryer | us | us | 117.9073
residential clothes drying | High Efficiency Electric Clothes Dryer | 2034 | INSTALLATION | REPLACEMENT | N/A | USD/clothes dryer | us | us | 117.9073
residential clothes drying | High Efficiency Electric Clothes Dryer | 2035 | CAPITAL | NEW | N/A | USD/clothes dryer | us | us | 750.3193
residential clothes drying | High Efficiency Electric Clothes Dryer | 2035 | CAPITAL | REPLACEMENT | N/A | USD/clothes dryer | us | us | 750.3193
residential clothes drying | High Efficiency Electric Clothes Dryer | 2035 | INSTALLATION | NEW | N/A | USD/clothes dryer | us | us | 117.9073
residential clothes drying | High Efficiency Electric Clothes Dryer | 2035 | INSTALLATION | REPLACEMENT | N/A | USD/clothes dryer | us | us | 117.9073
residential clothes drying | High Efficiency Electric Clothes Dryer | 2036 | CAPITAL | NEW | N/A | USD/clothes dryer | us | us | 750.3193
residential clothes drying | High Efficiency Electric Clothes Dryer | 2036 | CAPITAL | REPLACEMENT | N/A | USD/clothes dryer | us | us | 750.3193
residential clothes drying | High Efficiency Electric Clothes Dryer | 2036 | INSTALLATION | NEW | N/A | USD/clothes dryer | us | us | 117.9073
residential clothes drying | High Efficiency Electric Clothes Dryer | 2036 | INSTALLATION | REPLACEMENT | N/A | USD/clothes dryer | us | us | 117.9073
residential clothes drying | High Efficiency Electric Clothes Dryer | 2037 | CAPITAL | NEW | N/A | USD/clothes dryer | us | us | 750.3193
residential clothes drying | High Efficiency Electric Clothes Dryer | 2037 | CAPITAL | REPLACEMENT | N/A | USD/clothes dryer | us | us | 750.3193
residential clothes drying | High Efficiency Electric Clothes Dryer | 2037 | INSTALLATION | NEW | N/A | USD/clothes dryer | us | us | 117.9073
residential clothes drying | High Efficiency Electric Clothes Dryer | 2037 | INSTALLATION | REPLACEMENT | N/A | USD/clothes dryer | us | us | 117.9073
residential clothes drying | High Efficiency Electric Clothes Dryer | 2038 | CAPITAL | NEW | N/A | USD/clothes dryer | us | us | 750.3193
residential clothes drying | High Efficiency Electric Clothes Dryer | 2038 | CAPITAL | REPLACEMENT | N/A | USD/clothes dryer | us | us | 750.3193
residential clothes drying | High Efficiency Electric Clothes Dryer | 2038 | INSTALLATION | NEW | N/A | USD/clothes dryer | us | us | 117.9073
residential clothes drying | High Efficiency Electric Clothes Dryer | 2038 | INSTALLATION | REPLACEMENT | N/A | USD/clothes dryer | us | us | 117.9073
residential clothes drying | High Efficiency Electric Clothes Dryer | 2039 | CAPITAL | NEW | N/A | USD/clothes dryer | us | us | 750.3193
residential clothes drying | High Efficiency Electric Clothes Dryer | 2039 | CAPITAL | REPLACEMENT | N/A | USD/clothes dryer | us | us | 750.3193
residential clothes drying | High Efficiency Electric Clothes Dryer | 2039 | INSTALLATION | NEW | N/A | USD/clothes dryer | us | us | 117.9073
residential clothes drying | High Efficiency Electric Clothes Dryer | 2039 | INSTALLATION | REPLACEMENT | N/A | USD/clothes dryer | us | us | 117.9073
residential clothes drying | High Efficiency Electric Clothes Dryer | 2040 | CAPITAL | NEW | N/A | USD/clothes dryer | us | us | 750.3193
residential clothes drying | High Efficiency Electric Clothes Dryer | 2040 | CAPITAL | REPLACEMENT | N/A | USD/clothes dryer | us | us | 750.3193
residential clothes drying | High Efficiency Electric Clothes Dryer | 2040 | INSTALLATION | NEW | N/A | USD/clothes dryer | us | us | 117.9073
residential clothes drying | High Efficiency Electric Clothes Dryer | 2040 | INSTALLATION | REPLACEMENT | N/A | USD/clothes dryer | us | us | 117.9073
residential clothes drying | High Efficiency Electric Clothes Dryer | 2041 | CAPITAL | NEW | N/A | USD/clothes dryer | us | us | 750.3193
residential clothes drying | High Efficiency Electric Clothes Dryer | 2041 | CAPITAL | REPLACEMENT | N/A | USD/clothes dryer | us | us | 750.3193
residential clothes drying | High Efficiency Electric Clothes Dryer | 2041 | INSTALLATION | NEW | N/A | USD/clothes dryer | us | us | 117.9073
residential clothes drying | High Efficiency Electric Clothes Dryer | 2041 | INSTALLATION | REPLACEMENT | N/A | USD/clothes dryer | us | us | 117.9073
residential clothes drying | High Efficiency Electric Clothes Dryer | 2042 | CAPITAL | NEW | N/A | USD/clothes dryer | us | us | 750.3193
residential clothes drying | High Efficiency Electric Clothes Dryer | 2042 | CAPITAL | REPLACEMENT | N/A | USD/clothes dryer | us | us | 750.3193
residential clothes drying | High Efficiency Electric Clothes Dryer | 2042 | INSTALLATION | NEW | N/A | USD/clothes dryer | us | us | 117.9073
residential clothes drying | High Efficiency Electric Clothes Dryer | 2042 | INSTALLATION | REPLACEMENT | N/A | USD/clothes dryer | us | us | 117.9073
residential clothes drying | High Efficiency Electric Clothes Dryer | 2043 | CAPITAL | NEW | N/A | USD/clothes dryer | us | us | 750.3193
residential clothes drying | High Efficiency Electric Clothes Dryer | 2043 | CAPITAL | REPLACEMENT | N/A | USD/clothes dryer | us | us | 750.3193
residential clothes drying | High Efficiency Electric Clothes Dryer | 2043 | INSTALLATION | NEW | N/A | USD/clothes dryer | us | us | 117.9073
residential clothes drying | High Efficiency Electric Clothes Dryer | 2043 | INSTALLATION | REPLACEMENT | N/A | USD/clothes dryer | us | us | 117.9073
residential clothes drying | High Efficiency Electric Clothes Dryer | 2044 | CAPITAL | NEW | N/A | USD/clothes dryer | us | us | 750.3193
residential clothes drying | High Efficiency Electric Clothes Dryer | 2044 | CAPITAL | REPLACEMENT | N/A | USD/clothes dryer | us | us | 750.3193
residential clothes drying | High Efficiency Electric Clothes Dryer | 2044 | INSTALLATION | NEW | N/A | USD/clothes dryer | us | us | 117.9073
residential clothes drying | High Efficiency Electric Clothes Dryer | 2044 | INSTALLATION | REPLACEMENT | N/A | USD/clothes dryer | us | us | 117.9073
residential clothes drying | High Efficiency Electric Clothes Dryer | 2045 | CAPITAL | NEW | N/A | USD/clothes dryer | us | us | 750.3193
residential clothes drying | High Efficiency Electric Clothes Dryer | 2045 | CAPITAL | REPLACEMENT | N/A | USD/clothes dryer | us | us | 750.3193
residential clothes drying | High Efficiency Electric Clothes Dryer | 2045 | INSTALLATION | NEW | N/A | USD/clothes dryer | us | us | 117.9073
residential clothes drying | High Efficiency Electric Clothes Dryer | 2045 | INSTALLATION | REPLACEMENT | N/A | USD/clothes dryer | us | us | 117.9073
residential clothes drying | High Efficiency Electric Clothes Dryer | 2046 | CAPITAL | NEW | N/A | USD/clothes dryer | us | us | 750.3193
residential clothes drying | High Efficiency Electric Clothes Dryer | 2046 | CAPITAL | REPLACEMENT | N/A | USD/clothes dryer | us | us | 750.3193
residential clothes drying | High Efficiency Electric Clothes Dryer | 2046 | INSTALLATION | NEW | N/A | USD/clothes dryer | us | us | 117.9073
residential clothes drying | High Efficiency Electric Clothes Dryer | 2046 | INSTALLATION | REPLACEMENT | N/A | USD/clothes dryer | us | us | 117.9073
residential clothes drying | High Efficiency Electric Clothes Dryer | 2047 | CAPITAL | NEW | N/A | USD/clothes dryer | us | us | 750.3193
residential clothes drying | High Efficiency Electric Clothes Dryer | 2047 | CAPITAL | REPLACEMENT | N/A | USD/clothes dryer | us | us | 750.3193
residential clothes drying | High Efficiency Electric Clothes Dryer | 2047 | INSTALLATION | NEW | N/A | USD/clothes dryer | us | us | 117.9073
residential clothes drying | High Efficiency Electric Clothes Dryer | 2047 | INSTALLATION | REPLACEMENT | N/A | USD/clothes dryer | us | us | 117.9073
residential clothes drying | High Efficiency Electric Clothes Dryer | 2048 | CAPITAL | NEW | N/A | USD/clothes dryer | us | us | 750.3193
residential clothes drying | High Efficiency Electric Clothes Dryer | 2048 | CAPITAL | REPLACEMENT | N/A | USD/clothes dryer | us | us | 750.3193
residential clothes drying | High Efficiency Electric Clothes Dryer | 2048 | INSTALLATION | NEW | N/A | USD/clothes dryer | us | us | 117.9073
residential clothes drying | High Efficiency Electric Clothes Dryer | 2048 | INSTALLATION | REPLACEMENT | N/A | USD/clothes dryer | us | us | 117.9073
residential clothes drying | High Efficiency Electric Clothes Dryer | 2049 | CAPITAL | NEW | N/A | USD/clothes dryer | us | us | 750.3193
residential clothes drying | High Efficiency Electric Clothes Dryer | 2049 | CAPITAL | REPLACEMENT | N/A | USD/clothes dryer | us | us | 750.3193
residential clothes drying | High Efficiency Electric Clothes Dryer | 2049 | INSTALLATION | NEW | N/A | USD/clothes dryer | us | us | 117.9073
residential clothes drying | High Efficiency Electric Clothes Dryer | 2049 | INSTALLATION | REPLACEMENT | N/A | USD/clothes dryer | us | us | 117.9073
residential clothes drying | High Efficiency Electric Clothes Dryer | 2050 | CAPITAL | NEW | N/A | USD/clothes dryer | us | us | 750.3193
residential clothes drying | High Efficiency Electric Clothes Dryer | 2050 | CAPITAL | REPLACEMENT | N/A | USD/clothes dryer | us | us | 750.3193
residential clothes drying | High Efficiency Electric Clothes Dryer | 2050 | INSTALLATION | NEW | N/A | USD/clothes dryer | us | us | 117.9073
residential clothes drying | High Efficiency Electric Clothes Dryer | 2050 | INSTALLATION | REPLACEMENT | N/A | USD/clothes dryer | us | us | 117.9073
residential clothes drying | Reference Electric Clothes Dryer | 2020 | CAPITAL | NEW | N/A | USD/clothes dryer | us | us | 535.9423
residential clothes drying | Reference Electric Clothes Dryer | 2020 | CAPITAL | REPLACEMENT | N/A | USD/clothes dryer | us | us | 535.9423
residential clothes drying | Reference Electric Clothes Dryer | 2020 | FUEL_SWITCHING | NEW | N/A | USD/clothes dryer | us | us | 0
residential clothes drying | Reference Electric Clothes Dryer | 2020 | FUEL_SWITCHING | REPLACEMENT | N/A | USD/clothes dryer | us | us | 0
residential clothes drying | Reference Electric Clothes Dryer | 2020 | INSTALLATION | NEW | N/A | USD/clothes dryer | us | us | 117.9073
residential clothes drying | Reference Electric Clothes Dryer | 2020 | INSTALLATION | REPLACEMENT | N/A | USD/clothes dryer | us | us | 117.9073
residential clothes drying | Reference Electric Clothes Dryer | 2021 | CAPITAL | NEW | N/A | USD/clothes dryer | us | us | 541.3018
residential clothes drying | Reference Electric Clothes Dryer | 2021 | CAPITAL | REPLACEMENT | N/A | USD/clothes dryer | us | us | 541.3018
residential clothes drying | Reference Electric Clothes Dryer | 2021 | FUEL_SWITCHING | NEW | N/A | USD/clothes dryer | us | us | 0
residential clothes drying | Reference Electric Clothes Dryer | 2021 | FUEL_SWITCHING | REPLACEMENT | N/A | USD/clothes dryer | us | us | 0
residential clothes drying | Reference Electric Clothes Dryer | 2021 | INSTALLATION | NEW | N/A | USD/clothes dryer | us | us | 117.9073
residential clothes drying | Reference Electric Clothes Dryer | 2021 | INSTALLATION | REPLACEMENT | N/A | USD/clothes dryer | us | us | 117.9073
residential clothes drying | Reference Electric Clothes Dryer | 2022 | CAPITAL | NEW | N/A | USD/clothes dryer | us | us | 546.6612
residential clothes drying | Reference Electric Clothes Dryer | 2022 | CAPITAL | REPLACEMENT | N/A | USD/clothes dryer | us | us | 546.6612
residential clothes drying | Reference Electric Clothes Dryer | 2022 | FUEL_SWITCHING | NEW | N/A | USD/clothes dryer | us | us | 0
residential clothes drying | Reference Electric Clothes Dryer | 2022 | FUEL_SWITCHING | REPLACEMENT | N/A | USD/clothes dryer | us | us | 0
residential clothes drying | Reference Electric Clothes Dryer | 2022 | INSTALLATION | NEW | N/A | USD/clothes dryer | us | us | 117.9073
residential clothes drying | Reference Electric Clothes Dryer | 2022 | INSTALLATION | REPLACEMENT | N/A | USD/clothes dryer | us | us | 117.9073
residential clothes drying | Reference Electric Clothes Dryer | 2023 | CAPITAL | NEW | N/A | USD/clothes dryer | us | us | 552.0206
residential clothes drying | Reference Electric Clothes Dryer | 2023 | CAPITAL | REPLACEMENT | N/A | USD/clothes dryer | us | us | 552.0206
residential clothes drying | Reference Electric Clothes Dryer | 2023 | FUEL_SWITCHING | NEW | N/A | USD/clothes dryer | us | us | 0
residential clothes drying | Reference Electric Clothes Dryer | 2023 | FUEL_SWITCHING | REPLACEMENT | N/A | USD/clothes dryer | us | us | 0
residential clothes drying | Reference Electric Clothes Dryer | 2023 | INSTALLATION | NEW | N/A | USD/clothes dryer | us | us | 117.9073
residential clothes drying | Reference Electric Clothes Dryer | 2023 | INSTALLATION | REPLACEMENT | N/A | USD/clothes dryer | us | us | 117.9073
residential clothes drying | Reference Electric Clothes Dryer | 2024 | CAPITAL | NEW | N/A | USD/clothes dryer | us | us | 557.38
residential clothes drying | Reference Electric Clothes Dryer | 2024 | CAPITAL | REPLACEMENT | N/A | USD/clothes dryer | us | us | 557.38
residential clothes drying | Reference Electric Clothes Dryer | 2024 | FUEL_SWITCHING | NEW | N/A | USD/clothes dryer | us | us | 0
residential clothes drying | Reference Electric Clothes Dryer | 2024 | FUEL_SWITCHING | REPLACEMENT | N/A | USD/clothes dryer | us | us | 0
residential clothes drying | Reference Electric Clothes Dryer | 2024 | INSTALLATION | NEW | N/A | USD/clothes dryer | us | us | 117.9073
residential clothes drying | Reference Electric Clothes Dryer | 2024 | INSTALLATION | REPLACEMENT | N/A | USD/clothes dryer | us | us | 117.9073
residential clothes drying | Reference Electric Clothes Dryer | 2025 | CAPITAL | NEW | N/A | USD/clothes dryer | us | us | 562.7395
residential clothes drying | Reference Electric Clothes Dryer | 2025 | CAPITAL | REPLACEMENT | N/A | USD/clothes dryer | us | us | 562.7395
residential clothes drying | Reference Electric Clothes Dryer | 2025 | FUEL_SWITCHING | NEW | N/A | USD/clothes dryer | us | us | 0
residential clothes drying | Reference Electric Clothes Dryer | 2025 | FUEL_SWITCHING | REPLACEMENT | N/A | USD/clothes dryer | us | us | 0
residential clothes drying | Reference Electric Clothes Dryer | 2025 | INSTALLATION | NEW | N/A | USD/clothes dryer | us | us | 117.9073
residential clothes drying | Reference Electric Clothes Dryer | 2025 | INSTALLATION | REPLACEMENT | N/A | USD/clothes dryer | us | us | 117.9073
residential clothes drying | Reference Electric Clothes Dryer | 2026 | CAPITAL | NEW | N/A | USD/clothes dryer | us | us | 568.0989
residential clothes drying | Reference Electric Clothes Dryer | 2026 | CAPITAL | REPLACEMENT | N/A | USD/clothes dryer | us | us | 568.0989
residential clothes drying | Reference Electric Clothes Dryer | 2026 | FUEL_SWITCHING | NEW | N/A | USD/clothes dryer | us | us | 0
residential clothes drying | Reference Electric Clothes Dryer | 2026 | FUEL_SWITCHING | REPLACEMENT | N/A | USD/clothes dryer | us | us | 0
residential clothes drying | Reference Electric Clothes Dryer | 2026 | INSTALLATION | NEW | N/A | USD/clothes dryer | us | us | 117.9073
residential clothes drying | Reference Electric Clothes Dryer | 2026 | INSTALLATION | REPLACEMENT | N/A | USD/clothes dryer | us | us | 117.9073
residential clothes drying | Reference Electric Clothes Dryer | 2027 | CAPITAL | NEW | N/A | USD/clothes dryer | us | us | 573.4583
residential clothes drying | Reference Electric Clothes Dryer | 2027 | CAPITAL | REPLACEMENT | N/A | USD/clothes dryer | us | us | 573.4583
residential clothes drying | Reference Electric Clothes Dryer | 2027 | FUEL_SWITCHING | NEW | N/A | USD/clothes dryer | us | us | 0
residential clothes drying | Reference Electric Clothes Dryer | 2027 | FUEL_SWITCHING | REPLACEMENT | N/A | USD/clothes dryer | us | us | 0
residential clothes drying | Reference Electric Clothes Dryer | 2027 | INSTALLATION | NEW | N/A | USD/clothes dryer | us | us | 117.9073
residential clothes drying | Reference Electric Clothes Dryer | 2027 | INSTALLATION | REPLACEMENT | N/A | USD/clothes dryer | us | us | 117.9073
residential clothes drying | Reference Electric Clothes Dryer | 2028 | CAPITAL | NEW | N/A | USD/clothes dryer | us | us | 578.8177
residential clothes drying | Reference Electric Clothes Dryer | 2028 | CAPITAL | REPLACEMENT | N/A | USD/clothes dryer | us | us | 578.8177
residential clothes drying | Reference Electric Clothes Dryer | 2028 | FUEL_SWITCHING | NEW | N/A | USD/clothes dryer | us | us | 0
residential clothes drying | Reference Electric Clothes Dryer | 2028 | FUEL_SWITCHING | REPLACEMENT | N/A | USD/clothes dryer | us | us | 0
residential clothes drying | Reference Electric Clothes Dryer | 2028 | INSTALLATION | NEW | N/A | USD/clothes dryer | us | us | 117.9073
residential clothes drying | Reference Electric Clothes Dryer | 2028 | INSTALLATION | REPLACEMENT | N/A | USD/clothes dryer | us | us | 117.9073
residential clothes drying | Reference Electric Clothes Dryer | 2029 | CAPITAL | NEW | N/A | USD/clothes dryer | us | us | 584.1772
residential clothes drying | Reference Electric Clothes Dryer | 2029 | CAPITAL | REPLACEMENT | N/A | USD/clothes dryer | us | us | 584.1772
residential clothes drying | Reference Electric Clothes Dryer | 2029 | FUEL_SWITCHING | NEW | N/A | USD/clothes dryer | us | us | 0
residential clothes drying | Reference Electric Clothes Dryer | 2029 | FUEL_SWITCHING | REPLACEMENT | N/A | USD/clothes dryer | us | us | 0
residential clothes drying | Reference Electric Clothes Dryer | 2029 | INSTALLATION | NEW | N/A | USD/clothes dryer | us | us | 117.9073
residential clothes drying | Reference Electric Clothes Dryer | 2029 | INSTALLATION | REPLACEMENT | N/A | USD/clothes dryer | us | us | 117.9073
residential clothes drying | Reference Electric Clothes Dryer | 2030 | CAPITAL | NEW | N/A | USD/clothes dryer | us | us | 589.5366
residential clothes drying | Reference Electric Clothes Dryer | 2030 | CAPITAL | REPLACEMENT | N/A | USD/clothes dryer | us | us | 589.5366
residential clothes drying | Reference Electric Clothes Dryer | 2030 | FUEL_SWITCHING | NEW | N/A | USD/clothes dryer | us | us | 0
residential clothes drying | Reference Electric Clothes Dryer | 2030 | FUEL_SWITCHING | REPLACEMENT | N/A | USD/clothes dryer | us | us | 0
residential clothes drying | Reference Electric Clothes Dryer | 2030 | INSTALLATION | NEW | N/A | USD/clothes dryer | us | us | 117.9073
residential clothes drying | Reference Electric Clothes Dryer | 2030 | INSTALLATION | REPLACEMENT | N/A | USD/clothes dryer | us | us | 117.9073
residential clothes drying | Reference Electric Clothes Dryer | 2031 | CAPITAL | NEW | N/A | USD/clothes dryer | us | us | 589.5366
residential clothes drying | Reference Electric Clothes Dryer | 2031 | CAPITAL | REPLACEMENT | N/A | USD/clothes dryer | us | us | 589.5366
residential clothes drying | Reference Electric Clothes Dryer | 2031 | FUEL_SWITCHING | NEW | N/A | USD/clothes dryer | us | us | 0
residential clothes drying | Reference Electric Clothes Dryer | 2031 | FUEL_SWITCHING | REPLACEMENT | N/A | USD/clothes dryer | us | us | 0
residential clothes drying | Reference Electric Clothes Dryer | 2031 | INSTALLATION | NEW | N/A | USD/clothes dryer | us | us | 117.9073
residential clothes drying | Reference Electric Clothes Dryer | 2031 | INSTALLATION | REPLACEMENT | N/A | USD/clothes dryer | us | us | 117.9073
residential clothes drying | Reference Electric Clothes Dryer | 2032 | CAPITAL | NEW | N/A | USD/clothes dryer | us | us | 589.5366
residential clothes drying | Reference Electric Clothes Dryer | 2032 | CAPITAL | REPLACEMENT | N/A | USD/clothes dryer | us | us | 589.5366
residential clothes drying | Reference Electric Clothes Dryer | 2032 | FUEL_SWITCHING | NEW | N/A | USD/clothes dryer | us | us | 0
residential clothes drying | Reference Electric Clothes Dryer | 2032 | FUEL_SWITCHING | REPLACEMENT | N/A | USD/clothes dryer | us | us | 0
residential clothes drying | Reference Electric Clothes Dryer | 2032 | INSTALLATION | NEW | N/A | USD/clothes dryer | us | us | 117.9073
residential clothes drying | Reference Electric Clothes Dryer | 2032 | INSTALLATION | REPLACEMENT | N/A | USD/clothes dryer | us | us | 117.9073
residential clothes drying | Reference Electric Clothes Dryer | 2033 | CAPITAL | NEW | N/A | USD/clothes dryer | us | us | 589.5366
residential clothes drying | Reference Electric Clothes Dryer | 2033 | CAPITAL | REPLACEMENT | N/A | USD/clothes dryer | us | us | 589.5366
residential clothes drying | Reference Electric Clothes Dryer | 2033 | FUEL_SWITCHING | NEW | N/A | USD/clothes dryer | us | us | 0
residential clothes drying | Reference Electric Clothes Dryer | 2033 | FUEL_SWITCHING | REPLACEMENT | N/A | USD/clothes dryer | us | us | 0
residential clothes drying | Reference Electric Clothes Dryer | 2033 | INSTALLATION | NEW | N/A | USD/clothes dryer | us | us | 117.9073
residential clothes drying | Reference Electric Clothes Dryer | 2033 | INSTALLATION | REPLACEMENT | N/A | USD/clothes dryer | us | us | 117.9073
residential clothes drying | Reference Electric Clothes Dryer | 2034 | CAPITAL | NEW | N/A | USD/clothes dryer | us | us | 589.5366
residential clothes drying | Reference Electric Clothes Dryer | 2034 | CAPITAL | REPLACEMENT | N/A | USD/clothes dryer | us | us | 589.5366
residential clothes drying | Reference Electric Clothes Dryer | 2034 | FUEL_SWITCHING | NEW | N/A | USD/clothes dryer | us | us | 0
residential clothes drying | Reference Electric Clothes Dryer | 2034 | FUEL_SWITCHING | REPLACEMENT | N/A | USD/clothes dryer | us | us | 0
residential clothes drying | Reference Electric Clothes Dryer | 2034 | INSTALLATION | NEW | N/A | USD/clothes dryer | us | us | 117.9073
residential clothes drying | Reference Electric Clothes Dryer | 2034 | INSTALLATION | REPLACEMENT | N/A | USD/clothes dryer | us | us | 117.9073
residential clothes drying | Reference Electric Clothes Dryer | 2035 | CAPITAL | NEW | N/A | USD/clothes dryer | us | us | 589.5366
residential clothes drying | Reference Electric Clothes Dryer | 2035 | CAPITAL | REPLACEMENT | N/A | USD/clothes dryer | us | us | 589.5366
residential clothes drying | Reference Electric Clothes Dryer | 2035 | FUEL_SWITCHING | NEW | N/A | USD/clothes dryer | us | us | 0
residential clothes drying | Reference Electric Clothes Dryer | 2035 | FUEL_SWITCHING | REPLACEMENT | N/A | USD/clothes dryer | us | us | 0
residential clothes drying | Reference Electric Clothes Dryer | 2035 | INSTALLATION | NEW | N/A | USD/clothes dryer | us | us | 117.9073
residential clothes drying | Reference Electric Clothes Dryer | 2035 | INSTALLATION | REPLACEMENT | N/A | USD/clothes dryer | us | us | 117.9073
residential clothes drying | Reference Electric Clothes Dryer | 2036 | CAPITAL | NEW | N/A | USD/clothes dryer | us | us | 589.5366
residential clothes drying | Reference Electric Clothes Dryer | 2036 | CAPITAL | REPLACEMENT | N/A | USD/clothes dryer | us | us | 589.5366
residential clothes drying | Reference Electric Clothes Dryer | 2036 | FUEL_SWITCHING | NEW | N/A | USD/clothes dryer | us | us | 0
residential clothes drying | Reference Electric Clothes Dryer | 2036 | FUEL_SWITCHING | REPLACEMENT | N/A | USD/clothes dryer | us | us | 0
residential clothes drying | Reference Electric Clothes Dryer | 2036 | INSTALLATION | NEW | N/A | USD/clothes dryer | us | us | 117.9073
residential clothes drying | Reference Electric Clothes Dryer | 2036 | INSTALLATION | REPLACEMENT | N/A | USD/clothes dryer | us | us | 117.9073
residential clothes drying | Reference Electric Clothes Dryer | 2037 | CAPITAL | NEW | N/A | USD/clothes dryer | us | us | 589.5366
residential clothes drying | Reference Electric Clothes Dryer | 2037 | CAPITAL | REPLACEMENT | N/A | USD/clothes dryer | us | us | 589.5366
residential clothes drying | Reference Electric Clothes Dryer | 2037 | FUEL_SWITCHING | NEW | N/A | USD/clothes dryer | us | us | 0
residential clothes drying | Reference Electric Clothes Dryer | 2037 | FUEL_SWITCHING | REPLACEMENT | N/A | USD/clothes dryer | us | us | 0
residential clothes drying | Reference Electric Clothes Dryer | 2037 | INSTALLATION | NEW | N/A | USD/clothes dryer | us | us | 117.9073
residential clothes drying | Reference Electric Clothes Dryer | 2037 | INSTALLATION | REPLACEMENT | N/A | USD/clothes dryer | us | us | 117.9073
residential clothes drying | Reference Electric Clothes Dryer | 2038 | CAPITAL | NEW | N/A | USD/clothes dryer | us | us | 589.5366
residential clothes drying | Reference Electric Clothes Dryer | 2038 | CAPITAL | REPLACEMENT | N/A | USD/clothes dryer | us | us | 589.5366
residential clothes drying | Reference Electric Clothes Dryer | 2038 | FUEL_SWITCHING | NEW | N/A | USD/clothes dryer | us | us | 0
residential clothes drying | Reference Electric Clothes Dryer | 2038 | FUEL_SWITCHING | REPLACEMENT | N/A | USD/clothes dryer | us | us | 0
residential clothes drying | Reference Electric Clothes Dryer | 2038 | INSTALLATION | NEW | N/A | USD/clothes dryer | us | us | 117.9073
residential clothes drying | Reference Electric Clothes Dryer | 2038 | INSTALLATION | REPLACEMENT | N/A | USD/clothes dryer | us | us | 117.9073
residential clothes drying | Reference Electric Clothes Dryer | 2039 | CAPITAL | NEW | N/A | USD/clothes dryer | us | us | 589.5366
residential clothes drying | Reference Electric Clothes Dryer | 2039 | CAPITAL | REPLACEMENT | N/A | USD/clothes dryer | us | us | 589.5366
residential clothes drying | Reference Electric Clothes Dryer | 2039 | FUEL_SWITCHING | NEW | N/A | USD/clothes dryer | us | us | 0
residential clothes drying | Reference Electric Clothes Dryer | 2039 | FUEL_SWITCHING | REPLACEMENT | N/A | USD/clothes dryer | us | us | 0
residential clothes drying | Reference Electric Clothes Dryer | 2039 | INSTALLATION | NEW | N/A | USD/clothes dryer | us | us | 117.9073
residential clothes drying | Reference Electric Clothes Dryer | 2039 | INSTALLATION | REPLACEMENT | N/A | USD/clothes dryer | us | us | 117.9073
residential clothes drying | Reference Electric Clothes Dryer | 2040 | CAPITAL | NEW | N/A | USD/clothes dryer | us | us | 589.5366
residential clothes drying | Reference Electric Clothes Dryer | 2040 | CAPITAL | REPLACEMENT | N/A | USD/clothes dryer | us | us | 589.5366
residential clothes drying | Reference Electric Clothes Dryer | 2040 | FUEL_SWITCHING | NEW | N/A | USD/clothes dryer | us | us | 0
residential clothes drying | Reference Electric Clothes Dryer | 2040 | FUEL_SWITCHING | REPLACEMENT | N/A | USD/clothes dryer | us | us | 0
residential clothes drying | Reference Electric Clothes Dryer | 2040 | INSTALLATION | NEW | N/A | USD/clothes dryer | us | us | 117.9073
residential clothes drying | Reference Electric Clothes Dryer | 2040 | INSTALLATION | REPLACEMENT | N/A | USD/clothes dryer | us | us | 117.9073
residential clothes drying | Reference Electric Clothes Dryer | 2041 | CAPITAL | NEW | N/A | USD/clothes dryer | us | us | 589.5366
residential clothes drying | Reference Electric Clothes Dryer | 2041 | CAPITAL | REPLACEMENT | N/A | USD/clothes dryer | us | us | 589.5366
residential clothes drying | Reference Electric Clothes Dryer | 2041 | FUEL_SWITCHING | NEW | N/A | USD/clothes dryer | us | us | 0
residential clothes drying | Reference Electric Clothes Dryer | 2041 | FUEL_SWITCHING | REPLACEMENT | N/A | USD/clothes dryer | us | us | 0
residential clothes drying | Reference Electric Clothes Dryer | 2041 | INSTALLATION | NEW | N/A | USD/clothes dryer | us | us | 117.9073
residential clothes drying | Reference Electric Clothes Dryer | 2041 | INSTALLATION | REPLACEMENT | N/A | USD/clothes dryer | us | us | 117.9073
residential clothes drying | Reference Electric Clothes Dryer | 2042 | CAPITAL | NEW | N/A | USD/clothes dryer | us | us | 589.5366
residential clothes drying | Reference Electric Clothes Dryer | 2042 | CAPITAL | REPLACEMENT | N/A | USD/clothes dryer | us | us | 589.5366
residential clothes drying | Reference Electric Clothes Dryer | 2042 | FUEL_SWITCHING | NEW | N/A | USD/clothes dryer | us | us | 0
residential clothes drying | Reference Electric Clothes Dryer | 2042 | FUEL_SWITCHING | REPLACEMENT | N/A | USD/clothes dryer | us | us | 0
residential clothes drying | Reference Electric Clothes Dryer | 2042 | INSTALLATION | NEW | N/A | USD/clothes dryer | us | us | 117.9073
residential clothes drying | Reference Electric Clothes Dryer | 2042 | INSTALLATION | REPLACEMENT | N/A | USD/clothes dryer | us | us | 117.9073
residential clothes drying | Reference Electric Clothes Dryer | 2043 | CAPITAL | NEW | N/A | USD/clothes dryer | us | us | 589.5366
residential clothes drying | Reference Electric Clothes Dryer | 2043 | CAPITAL | REPLACEMENT | N/A | USD/clothes dryer | us | us | 589.5366
residential clothes drying | Reference Electric Clothes Dryer | 2043 | FUEL_SWITCHING | NEW | N/A | USD/clothes dryer | us | us | 0
residential clothes drying | Reference Electric Clothes Dryer | 2043 | FUEL_SWITCHING | REPLACEMENT | N/A | USD/clothes dryer | us | us | 0
residential clothes drying | Reference Electric Clothes Dryer | 2043 | INSTALLATION | NEW | N/A | USD/clothes dryer | us | us | 117.9073
residential clothes drying | Reference Electric Clothes Dryer | 2043 | INSTALLATION | REPLACEMENT | N/A | USD/clothes dryer | us | us | 117.9073
residential clothes drying | Reference Electric Clothes Dryer | 2044 | CAPITAL | NEW | N/A | USD/clothes dryer | us | us | 589.5366
residential clothes drying | Reference Electric Clothes Dryer | 2044 | CAPITAL | REPLACEMENT | N/A | USD/clothes dryer | us | us | 589.5366
residential clothes drying | Reference Electric Clothes Dryer | 2044 | FUEL_SWITCHING | NEW | N/A | USD/clothes dryer | us | us | 0
residential clothes drying | Reference Electric Clothes Dryer | 2044 | FUEL_SWITCHING | REPLACEMENT | N/A | USD/clothes dryer | us | us | 0
residential clothes drying | Reference Electric Clothes Dryer | 2044 | INSTALLATION | NEW | N/A | USD/clothes dryer | us | us | 117.9073
residential clothes drying | Reference Electric Clothes Dryer | 2044 | INSTALLATION | REPLACEMENT | N/A | USD/clothes dryer | us | us | 117.9073
residential clothes drying | Reference Electric Clothes Dryer | 2045 | CAPITAL | NEW | N/A | USD/clothes dryer | us | us | 589.5366
residential clothes drying | Reference Electric Clothes Dryer | 2045 | CAPITAL | REPLACEMENT | N/A | USD/clothes dryer | us | us | 589.5366
residential clothes drying | Reference Electric Clothes Dryer | 2045 | FUEL_SWITCHING | NEW | N/A | USD/clothes dryer | us | us | 0
residential clothes drying | Reference Electric Clothes Dryer | 2045 | FUEL_SWITCHING | REPLACEMENT | N/A | USD/clothes dryer | us | us | 0
residential clothes drying | Reference Electric Clothes Dryer | 2045 | INSTALLATION | NEW | N/A | USD/clothes dryer | us | us | 117.9073
residential clothes drying | Reference Electric Clothes Dryer | 2045 | INSTALLATION | REPLACEMENT | N/A | USD/clothes dryer | us | us | 117.9073
residential clothes drying | Reference Electric Clothes Dryer | 2046 | CAPITAL | NEW | N/A | USD/clothes dryer | us | us | 589.5366
residential clothes drying | Reference Electric Clothes Dryer | 2046 | CAPITAL | REPLACEMENT | N/A | USD/clothes dryer | us | us | 589.5366
residential clothes drying | Reference Electric Clothes Dryer | 2046 | FUEL_SWITCHING | NEW | N/A | USD/clothes dryer | us | us | 0
residential clothes drying | Reference Electric Clothes Dryer | 2046 | FUEL_SWITCHING | REPLACEMENT | N/A | USD/clothes dryer | us | us | 0
residential clothes drying | Reference Electric Clothes Dryer | 2046 | INSTALLATION | NEW | N/A | USD/clothes dryer | us | us | 117.9073
residential clothes drying | Reference Electric Clothes Dryer | 2046 | INSTALLATION | REPLACEMENT | N/A | USD/clothes dryer | us | us | 117.9073
residential clothes drying | Reference Electric Clothes Dryer | 2047 | CAPITAL | NEW | N/A | USD/clothes dryer | us | us | 589.5366
residential clothes drying | Reference Electric Clothes Dryer | 2047 | CAPITAL | REPLACEMENT | N/A | USD/clothes dryer | us | us | 589.5366
residential clothes drying | Reference Electric Clothes Dryer | 2047 | FUEL_SWITCHING | NEW | N/A | USD/clothes dryer | us | us | 0
residential clothes drying | Reference Electric Clothes Dryer | 2047 | FUEL_SWITCHING | REPLACEMENT | N/A | USD/clothes dryer | us | us | 0
residential clothes drying | Reference Electric Clothes Dryer | 2047 | INSTALLATION | NEW | N/A | USD/clothes dryer | us | us | 117.9073
residential clothes drying | Reference Electric Clothes Dryer | 2047 | INSTALLATION | REPLACEMENT | N/A | USD/clothes dryer | us | us | 117.9073
residential clothes drying | Reference Electric Clothes Dryer | 2048 | CAPITAL | NEW | N/A | USD/clothes dryer | us | us | 589.5366
residential clothes drying | Reference Electric Clothes Dryer | 2048 | CAPITAL | REPLACEMENT | N/A | USD/clothes dryer | us | us | 589.5366
residential clothes drying | Reference Electric Clothes Dryer | 2048 | FUEL_SWITCHING | NEW | N/A | USD/clothes dryer | us | us | 0
residential clothes drying | Reference Electric Clothes Dryer | 2048 | FUEL_SWITCHING | REPLACEMENT | N/A | USD/clothes dryer | us | us | 0
residential clothes drying | Reference Electric Clothes Dryer | 2048 | INSTALLATION | NEW | N/A | USD/clothes dryer | us | us | 117.9073
residential clothes drying | Reference Electric Clothes Dryer | 2048 | INSTALLATION | REPLACEMENT | N/A | USD/clothes dryer | us | us | 117.9073
residential clothes drying | Reference Electric Clothes Dryer | 2049 | CAPITAL | NEW | N/A | USD/clothes dryer | us | us | 589.5366
residential clothes drying | Reference Electric Clothes Dryer | 2049 | CAPITAL | REPLACEMENT | N/A | USD/clothes dryer | us | us | 589.5366
residential clothes drying | Reference Electric Clothes Dryer | 2049 | FUEL_SWITCHING | NEW | N/A | USD/clothes dryer | us | us | 0
residential clothes drying | Reference Electric Clothes Dryer | 2049 | FUEL_SWITCHING | REPLACEMENT | N/A | USD/clothes dryer | us | us | 0
residential clothes drying | Reference Electric Clothes Dryer | 2049 | INSTALLATION | NEW | N/A | USD/clothes dryer | us | us | 117.9073
residential clothes drying | Reference Electric Clothes Dryer | 2049 | INSTALLATION | REPLACEMENT | N/A | USD/clothes dryer | us | us | 117.9073
residential clothes drying | Reference Electric Clothes Dryer | 2050 | CAPITAL | NEW | N/A | USD/clothes dryer | us | us | 589.5366
residential clothes drying | Reference Electric Clothes Dryer | 2050 | CAPITAL | REPLACEMENT | N/A | USD/clothes dryer | us | us | 589.5366
residential clothes drying | Reference Electric Clothes Dryer | 2050 | FUEL_SWITCHING | NEW | N/A | USD/clothes dryer | us | us | 0
residential clothes drying | Reference Electric Clothes Dryer | 2050 | FUEL_SWITCHING | REPLACEMENT | N/A | USD/clothes dryer | us | us | 0
residential clothes drying | Reference Electric Clothes Dryer | 2050 | INSTALLATION | NEW | N/A | USD/clothes dryer | us | us | 117.9073
residential clothes drying | Reference Electric Clothes Dryer | 2050 | INSTALLATION | REPLACEMENT | N/A | USD/clothes dryer | us | us | 117.9073
residential clothes drying | Reference Gas Clothes Dryer | 2020 | CAPITAL | NEW | N/A | USD/clothes dryer | us | us | 482.3481
residential clothes drying | Reference Gas Clothes Dryer | 2020 | CAPITAL | REPLACEMENT | N/A | USD/clothes dryer | us | us | 482.3481
residential clothes drying | Reference Gas Clothes Dryer | 2020 | INSTALLATION | NEW | N/A | USD/clothes dryer | us | us | 171.5016
residential clothes drying | Reference Gas Clothes Dryer | 2020 | INSTALLATION | REPLACEMENT | N/A | USD/clothes dryer | us | us | 171.5016
residential clothes drying | Reference Gas Clothes Dryer | 2021 | CAPITAL | NEW | N/A | USD/clothes dryer | us | us | 482.3481
residential clothes drying | Reference Gas Clothes Dryer | 2021 | CAPITAL | REPLACEMENT | N/A | USD/clothes dryer | us | us | 482.3481
residential clothes drying | Reference Gas Clothes Dryer | 2021 | INSTALLATION | NEW | N/A | USD/clothes dryer | us | us | 171.5016
residential clothes drying | Reference Gas Clothes Dryer | 2021 | INSTALLATION | REPLACEMENT | N/A | USD/clothes dryer | us | us | 171.5016
residential clothes drying | Reference Gas Clothes Dryer | 2022 | CAPITAL | NEW | N/A | USD/clothes dryer | us | us | 482.3481
residential clothes drying | Reference Gas Clothes Dryer | 2022 | CAPITAL | REPLACEMENT | N/A | USD/clothes dryer | us | us | 482.3481
residential clothes drying | Reference Gas Clothes Dryer | 2022 | INSTALLATION | NEW | N/A | USD/clothes dryer | us | us | 171.5016
residential clothes drying | Reference Gas Clothes Dryer | 2022 | INSTALLATION | REPLACEMENT | N/A | USD/clothes dryer | us | us | 171.5016
residential clothes drying | Reference Gas Clothes Dryer | 2023 | CAPITAL | NEW | N/A | USD/clothes dryer | us | us | 482.3481
residential clothes drying | Reference Gas Clothes Dryer | 2023 | CAPITAL | REPLACEMENT | N/A | USD/clothes dryer | us | us | 482.3481
residential clothes drying | Reference Gas Clothes Dryer | 2023 | INSTALLATION | NEW | N/A | USD/clothes dryer | us | us | 171.5016
residential clothes drying | Reference Gas Clothes Dryer | 2023 | INSTALLATION | REPLACEMENT | N/A | USD/clothes dryer | us | us | 171.5016
residential clothes drying | Reference Gas Clothes Dryer | 2024 | CAPITAL | NEW | N/A | USD/clothes dryer | us | us | 482.3481
residential clothes drying | Reference Gas Clothes Dryer | 2024 | CAPITAL | REPLACEMENT | N/A | USD/clothes dryer | us | us | 482.3481
residential clothes drying | Reference Gas Clothes Dryer | 2024 | INSTALLATION | NEW | N/A | USD/clothes dryer | us | us | 171.5016
residential clothes drying | Reference Gas Clothes Dryer | 2024 | INSTALLATION | REPLACEMENT | N/A | USD/clothes dryer | us | us | 171.5016
residential clothes drying | Reference Gas Clothes Dryer | 2025 | CAPITAL | NEW | N/A | USD/clothes dryer | us | us | 482.3481
residential clothes drying | Reference Gas Clothes Dryer | 2025 | CAPITAL | REPLACEMENT | N/A | USD/clothes dryer | us | us | 482.3481
residential clothes drying | Reference Gas Clothes Dryer | 2025 | INSTALLATION | NEW | N/A | USD/clothes dryer | us | us | 171.5016
residential clothes drying | Reference Gas Clothes Dryer | 2025 | INSTALLATION | REPLACEMENT | N/A | USD/clothes dryer | us | us | 171.5016
residential clothes drying | Reference Gas Clothes Dryer | 2026 | CAPITAL | NEW | N/A | USD/clothes dryer | us | us | 482.3481
residential clothes drying | Reference Gas Clothes Dryer | 2026 | CAPITAL | REPLACEMENT | N/A | USD/clothes dryer | us | us | 482.3481
residential clothes drying | Reference Gas Clothes Dryer | 2026 | INSTALLATION | NEW | N/A | USD/clothes dryer | us | us | 171.5016
residential clothes drying | Reference Gas Clothes Dryer | 2026 | INSTALLATION | REPLACEMENT | N/A | USD/clothes dryer | us | us | 171.5016
residential clothes drying | Reference Gas Clothes Dryer | 2027 | CAPITAL | NEW | N/A | USD/clothes dryer | us | us | 482.3481
residential clothes drying | Reference Gas Clothes Dryer | 2027 | CAPITAL | REPLACEMENT | N/A | USD/clothes dryer | us | us | 482.3481
residential clothes drying | Reference Gas Clothes Dryer | 2027 | INSTALLATION | NEW | N/A | USD/clothes dryer | us | us | 171.5016
residential clothes drying | Reference Gas Clothes Dryer | 2027 | INSTALLATION | REPLACEMENT | N/A | USD/clothes dryer | us | us | 171.5016
residential clothes drying | Reference Gas Clothes Dryer | 2028 | CAPITAL | NEW | N/A | USD/clothes dryer | us | us | 482.3481
residential clothes drying | Reference Gas Clothes Dryer | 2028 | CAPITAL | REPLACEMENT | N/A | USD/clothes dryer | us | us | 482.3481
residential clothes drying | Reference Gas Clothes Dryer | 2028 | INSTALLATION | NEW | N/A | USD/clothes dryer | us | us | 171.5016
residential clothes drying | Reference Gas Clothes Dryer | 2028 | INSTALLATION | REPLACEMENT | N/A | USD/clothes dryer | us | us | 171.5016
residential clothes drying | Reference Gas Clothes Dryer | 2029 | CAPITAL | NEW | N/A | USD/clothes dryer | us | us | 482.3481
residential clothes drying | Reference Gas Clothes Dryer | 2029 | CAPITAL | REPLACEMENT | N/A | USD/clothes dryer | us | us | 482.3481
residential clothes drying | Reference Gas Clothes Dryer | 2029 | INSTALLATION | NEW | N/A | USD/clothes dryer | us | us | 171.5016
residential clothes drying | Reference Gas Clothes Dryer | 2029 | INSTALLATION | REPLACEMENT | N/A | USD/clothes dryer | us | us | 171.5016
residential clothes drying | Reference Gas Clothes Dryer | 2030 | CAPITAL | NEW | N/A | USD/clothes dryer | us | us | 482.3481
residential clothes drying | Reference Gas Clothes Dryer | 2030 | CAPITAL | REPLACEMENT | N/A | USD/clothes dryer | us | us | 482.3481
residential clothes drying | Reference Gas Clothes Dryer | 2030 | INSTALLATION | NEW | N/A | USD/clothes dryer | us | us | 171.5016
residential clothes drying | Reference Gas Clothes Dryer | 2030 | INSTALLATION | REPLACEMENT | N/A | USD/clothes dryer | us | us | 171.5016
residential clothes drying | Reference Gas Clothes Dryer | 2031 | CAPITAL | NEW | N/A | USD/clothes dryer | us | us | 482.3481
residential clothes drying | Reference Gas Clothes Dryer | 2031 | CAPITAL | REPLACEMENT | N/A | USD/clothes dryer | us | us | 482.3481
residential clothes drying | Reference Gas Clothes Dryer | 2031 | INSTALLATION | NEW | N/A | USD/clothes dryer | us | us | 171.5016
residential clothes drying | Reference Gas Clothes Dryer | 2031 | INSTALLATION | REPLACEMENT | N/A | USD/clothes dryer | us | us | 171.5016
residential clothes drying | Reference Gas Clothes Dryer | 2032 | CAPITAL | NEW | N/A | USD/clothes dryer | us | us | 482.3481
residential clothes drying | Reference Gas Clothes Dryer | 2032 | CAPITAL | REPLACEMENT | N/A | USD/clothes dryer | us | us | 482.3481
residential clothes drying | Reference Gas Clothes Dryer | 2032 | INSTALLATION | NEW | N/A | USD/clothes dryer | us | us | 171.5016
residential clothes drying | Reference Gas Clothes Dryer | 2032 | INSTALLATION | REPLACEMENT | N/A | USD/clothes dryer | us | us | 171.5016
residential clothes drying | Reference Gas Clothes Dryer | 2033 | CAPITAL | NEW | N/A | USD/clothes dryer | us | us | 482.3481
residential clothes drying | Reference Gas Clothes Dryer | 2033 | CAPITAL | REPLACEMENT | N/A | USD/clothes dryer | us | us | 482.3481
residential clothes drying | Reference Gas Clothes Dryer | 2033 | INSTALLATION | NEW | N/A | USD/clothes dryer | us | us | 171.5016
residential clothes drying | Reference Gas Clothes Dryer | 2033 | INSTALLATION | REPLACEMENT | N/A | USD/clothes dryer | us | us | 171.5016
residential clothes drying | Reference Gas Clothes Dryer | 2034 | CAPITAL | NEW | N/A | USD/clothes dryer | us | us | 482.3481
residential clothes drying | Reference Gas Clothes Dryer | 2034 | CAPITAL | REPLACEMENT | N/A | USD/clothes dryer | us | us | 482.3481
residential clothes drying | Reference Gas Clothes Dryer | 2034 | INSTALLATION | NEW | N/A | USD/clothes dryer | us | us | 171.5016
residential clothes drying | Reference Gas Clothes Dryer | 2034 | INSTALLATION | REPLACEMENT | N/A | USD/clothes dryer | us | us | 171.5016
residential clothes drying | Reference Gas Clothes Dryer | 2035 | CAPITAL | NEW | N/A | USD/clothes dryer | us | us | 482.3481
residential clothes drying | Reference Gas Clothes Dryer | 2035 | CAPITAL | REPLACEMENT | N/A | USD/clothes dryer | us | us | 482.3481
residential clothes drying | Reference Gas Clothes Dryer | 2035 | INSTALLATION | NEW | N/A | USD/clothes dryer | us | us | 171.5016
residential clothes drying | Reference Gas Clothes Dryer | 2035 | INSTALLATION | REPLACEMENT | N/A | USD/clothes dryer | us | us | 171.5016
residential clothes drying | Reference Gas Clothes Dryer | 2036 | CAPITAL | NEW | N/A | USD/clothes dryer | us | us | 482.3481
residential clothes drying | Reference Gas Clothes Dryer | 2036 | CAPITAL | REPLACEMENT | N/A | USD/clothes dryer | us | us | 482.3481
residential clothes drying | Reference Gas Clothes Dryer | 2036 | INSTALLATION | NEW | N/A | USD/clothes dryer | us | us | 171.5016
residential clothes drying | Reference Gas Clothes Dryer | 2036 | INSTALLATION | REPLACEMENT | N/A | USD/clothes dryer | us | us | 171.5016
residential clothes drying | Reference Gas Clothes Dryer | 2037 | CAPITAL | NEW | N/A | USD/clothes dryer | us | us | 482.3481
residential clothes drying | Reference Gas Clothes Dryer | 2037 | CAPITAL | REPLACEMENT | N/A | USD/clothes dryer | us | us | 482.3481
residential clothes drying | Reference Gas Clothes Dryer | 2037 | INSTALLATION | NEW | N/A | USD/clothes dryer | us | us | 171.5016
residential clothes drying | Reference Gas Clothes Dryer | 2037 | INSTALLATION | REPLACEMENT | N/A | USD/clothes dryer | us | us | 171.5016
residential clothes drying | Reference Gas Clothes Dryer | 2038 | CAPITAL | NEW | N/A | USD/clothes dryer | us | us | 482.3481
residential clothes drying | Reference Gas Clothes Dryer | 2038 | CAPITAL | REPLACEMENT | N/A | USD/clothes dryer | us | us | 482.3481
residential clothes drying | Reference Gas Clothes Dryer | 2038 | INSTALLATION | NEW | N/A | USD/clothes dryer | us | us | 171.5016
residential clothes drying | Reference Gas Clothes Dryer | 2038 | INSTALLATION | REPLACEMENT | N/A | USD/clothes dryer | us | us | 171.5016
residential clothes drying | Reference Gas Clothes Dryer | 2039 | CAPITAL | NEW | N/A | USD/clothes dryer | us | us | 482.3481
residential clothes drying | Reference Gas Clothes Dryer | 2039 | CAPITAL | REPLACEMENT | N/A | USD/clothes dryer | us | us | 482.3481
residential clothes drying | Reference Gas Clothes Dryer | 2039 | INSTALLATION | NEW | N/A | USD/clothes dryer | us | us | 171.5016
residential clothes drying | Reference Gas Clothes Dryer | 2039 | INSTALLATION | REPLACEMENT | N/A | USD/clothes dryer | us | us | 171.5016
residential clothes drying | Reference Gas Clothes Dryer | 2040 | CAPITAL | NEW | N/A | USD/clothes dryer | us | us | 482.3481
residential clothes drying | Reference Gas Clothes Dryer | 2040 | CAPITAL | REPLACEMENT | N/A | USD/clothes dryer | us | us | 482.3481
residential clothes drying | Reference Gas Clothes Dryer | 2040 | INSTALLATION | NEW | N/A | USD/clothes dryer | us | us | 171.5016
residential clothes drying | Reference Gas Clothes Dryer | 2040 | INSTALLATION | REPLACEMENT | N/A | USD/clothes dryer | us | us | 171.5016
residential clothes drying | Reference Gas Clothes Dryer | 2041 | CAPITAL | NEW | N/A | USD/clothes dryer | us | us | 482.3481
residential clothes drying | Reference Gas Clothes Dryer | 2041 | CAPITAL | REPLACEMENT | N/A | USD/clothes dryer | us | us | 482.3481
residential clothes drying | Reference Gas Clothes Dryer | 2041 | INSTALLATION | NEW | N/A | USD/clothes dryer | us | us | 171.5016
residential clothes drying | Reference Gas Clothes Dryer | 2041 | INSTALLATION | REPLACEMENT | N/A | USD/clothes dryer | us | us | 171.5016
residential clothes drying | Reference Gas Clothes Dryer | 2042 | CAPITAL | NEW | N/A | USD/clothes dryer | us | us | 482.3481
residential clothes drying | Reference Gas Clothes Dryer | 2042 | CAPITAL | REPLACEMENT | N/A | USD/clothes dryer | us | us | 482.3481
residential clothes drying | Reference Gas Clothes Dryer | 2042 | INSTALLATION | NEW | N/A | USD/clothes dryer | us | us | 171.5016
residential clothes drying | Reference Gas Clothes Dryer | 2042 | INSTALLATION | REPLACEMENT | N/A | USD/clothes dryer | us | us | 171.5016
residential clothes drying | Reference Gas Clothes Dryer | 2043 | CAPITAL | NEW | N/A | USD/clothes dryer | us | us | 482.3481
residential clothes drying | Reference Gas Clothes Dryer | 2043 | CAPITAL | REPLACEMENT | N/A | USD/clothes dryer | us | us | 482.3481
residential clothes drying | Reference Gas Clothes Dryer | 2043 | INSTALLATION | NEW | N/A | USD/clothes dryer | us | us | 171.5016
residential clothes drying | Reference Gas Clothes Dryer | 2043 | INSTALLATION | REPLACEMENT | N/A | USD/clothes dryer | us | us | 171.5016
residential clothes drying | Reference Gas Clothes Dryer | 2044 | CAPITAL | NEW | N/A | USD/clothes dryer | us | us | 482.3481
residential clothes drying | Reference Gas Clothes Dryer | 2044 | CAPITAL | REPLACEMENT | N/A | USD/clothes dryer | us | us | 482.3481
residential clothes drying | Reference Gas Clothes Dryer | 2044 | INSTALLATION | NEW | N/A | USD/clothes dryer | us | us | 171.5016
residential clothes drying | Reference Gas Clothes Dryer | 2044 | INSTALLATION | REPLACEMENT | N/A | USD/clothes dryer | us | us | 171.5016
residential clothes drying | Reference Gas Clothes Dryer | 2045 | CAPITAL | NEW | N/A | USD/clothes dryer | us | us | 482.3481
residential clothes drying | Reference Gas Clothes Dryer | 2045 | CAPITAL | REPLACEMENT | N/A | USD/clothes dryer | us | us | 482.3481
residential clothes drying | Reference Gas Clothes Dryer | 2045 | INSTALLATION | NEW | N/A | USD/clothes dryer | us | us | 171.5016
residential clothes drying | Reference Gas Clothes Dryer | 2045 | INSTALLATION | REPLACEMENT | N/A | USD/clothes dryer | us | us | 171.5016
residential clothes drying | Reference Gas Clothes Dryer | 2046 | CAPITAL | NEW | N/A | USD/clothes dryer | us | us | 482.3481
residential clothes drying | Reference Gas Clothes Dryer | 2046 | CAPITAL | REPLACEMENT | N/A | USD/clothes dryer | us | us | 482.3481
residential clothes drying | Reference Gas Clothes Dryer | 2046 | INSTALLATION | NEW | N/A | USD/clothes dryer | us | us | 171.5016
residential clothes drying | Reference Gas Clothes Dryer | 2046 | INSTALLATION | REPLACEMENT | N/A | USD/clothes dryer | us | us | 171.5016
residential clothes drying | Reference Gas Clothes Dryer | 2047 | CAPITAL | NEW | N/A | USD/clothes dryer | us | us | 482.3481
residential clothes drying | Reference Gas Clothes Dryer | 2047 | CAPITAL | REPLACEMENT | N/A | USD/clothes dryer | us | us | 482.3481
residential clothes drying | Reference Gas Clothes Dryer | 2047 | INSTALLATION | NEW | N/A | USD/clothes dryer | us | us | 171.5016
residential clothes drying | Reference Gas Clothes Dryer | 2047 | INSTALLATION | REPLACEMENT | N/A | USD/clothes dryer | us | us | 171.5016
residential clothes drying | Reference Gas Clothes Dryer | 2048 | CAPITAL | NEW | N/A | USD/clothes dryer | us | us | 482.3481
residential clothes drying | Reference Gas Clothes Dryer | 2048 | CAPITAL | REPLACEMENT | N/A | USD/clothes dryer | us | us | 482.3481
residential clothes drying | Reference Gas Clothes Dryer | 2048 | INSTALLATION | NEW | N/A | USD/clothes dryer | us | us | 171.5016
residential clothes drying | Reference Gas Clothes Dryer | 2048 | INSTALLATION | REPLACEMENT | N/A | USD/clothes dryer | us | us | 171.5016
residential clothes drying | Reference Gas Clothes Dryer | 2049 | CAPITAL | NEW | N/A | USD/clothes dryer | us | us | 482.3481
residential clothes drying | Reference Gas Clothes Dryer | 2049 | CAPITAL | REPLACEMENT | N/A | USD/clothes dryer | us | us | 482.3481
residential clothes drying | Reference Gas Clothes Dryer | 2049 | INSTALLATION | NEW | N/A | USD/clothes dryer | us | us | 171.5016
residential clothes drying | Reference Gas Clothes Dryer | 2049 | INSTALLATION | REPLACEMENT | N/A | USD/clothes dryer | us | us | 171.5016
residential clothes drying | Reference Gas Clothes Dryer | 2050 | CAPITAL | NEW | N/A | USD/clothes dryer | us | us | 482.3481
residential clothes drying | Reference Gas Clothes Dryer | 2050 | CAPITAL | REPLACEMENT | N/A | USD/clothes dryer | us | us | 482.3481
residential clothes drying | Reference Gas Clothes Dryer | 2050 | INSTALLATION | NEW | N/A | USD/clothes dryer | us | us | 171.5016
residential clothes drying | Reference Gas Clothes Dryer | 2050 | INSTALLATION | REPLACEMENT | N/A | USD/clothes dryer | us | us | 171.5016
residential clothes washing | High Efficiency Clothes Washer - Front Loading | 2020 | CAPITAL | NEW | N/A | USD/clothes washer | us | us | 1447.0443
residential clothes washing | High Efficiency Clothes Washer - Front Loading | 2020 | CAPITAL | REPLACEMENT | N/A | USD/clothes washer | us | us | 1447.0443
residential clothes washing | High Efficiency Clothes Washer - Front Loading | 2020 | INSTALLATION | NEW | N/A | USD/clothes washer | us | us | 107.1885
residential clothes washing | High Efficiency Clothes Washer - Front Loading | 2020 | INSTALLATION | REPLACEMENT | N/A | USD/clothes washer | us | us | 107.1885
residential clothes washing | High Efficiency Clothes Washer - Front Loading | 2021 | CAPITAL | NEW | N/A | USD/clothes washer | us | us | 1447.0443
residential clothes washing | High Efficiency Clothes Washer - Front Loading | 2021 | CAPITAL | REPLACEMENT | N/A | USD/clothes washer | us | us | 1447.0443
residential clothes washing | High Efficiency Clothes Washer - Front Loading | 2021 | INSTALLATION | NEW | N/A | USD/clothes washer | us | us | 107.1885
residential clothes washing | High Efficiency Clothes Washer - Front Loading | 2021 | INSTALLATION | REPLACEMENT | N/A | USD/clothes washer | us | us | 107.1885
residential clothes washing | High Efficiency Clothes Washer - Front Loading | 2022 | CAPITAL | NEW | N/A | USD/clothes washer | us | us | 1447.0443
residential clothes washing | High Efficiency Clothes Washer - Front Loading | 2022 | CAPITAL | REPLACEMENT | N/A | USD/clothes washer | us | us | 1447.0443
residential clothes washing | High Efficiency Clothes Washer - Front Loading | 2022 | INSTALLATION | NEW | N/A | USD/clothes washer | us | us | 107.1885
residential clothes washing | High Efficiency Clothes Washer - Front Loading | 2022 | INSTALLATION | REPLACEMENT | N/A | USD/clothes washer | us | us | 107.1885
residential clothes washing | High Efficiency Clothes Washer - Front Loading | 2023 | CAPITAL | NEW | N/A | USD/clothes washer | us | us | 1447.0443
residential clothes washing | High Efficiency Clothes Washer - Front Loading | 2023 | CAPITAL | REPLACEMENT | N/A | USD/clothes washer | us | us | 1447.0443
residential clothes washing | High Efficiency Clothes Washer - Front Loading | 2023 | INSTALLATION | NEW | N/A | USD/clothes washer | us | us | 107.1885
residential clothes washing | High Efficiency Clothes Washer - Front Loading | 2023 | INSTALLATION | REPLACEMENT | N/A | USD/clothes washer | us | us | 107.1885
residential clothes washing | High Efficiency Clothes Washer - Front Loading | 2024 | CAPITAL | NEW | N/A | USD/clothes washer | us | us | 1447.0443
residential clothes washing | High Efficiency Clothes Washer - Front Loading | 2024 | CAPITAL | REPLACEMENT | N/A | USD/clothes washer | us | us | 1447.0443
residential clothes washing | High Efficiency Clothes Washer - Front Loading | 2024 | INSTALLATION | NEW | N/A | USD/clothes washer | us | us | 107.1885
residential clothes washing | High Efficiency Clothes Washer - Front Loading | 2024 | INSTALLATION | REPLACEMENT | N/A | USD/clothes washer | us | us | 107.1885
residential clothes washing | High Efficiency Clothes Washer - Front Loading | 2025 | CAPITAL | NEW | N/A | USD/clothes washer | us | us | 1447.0443
residential clothes washing | High Efficiency Clothes Washer - Front Loading | 2025 | CAPITAL | REPLACEMENT | N/A | USD/clothes washer | us | us | 1447.0443
residential clothes washing | High Efficiency Clothes Washer - Front Loading | 2025 | INSTALLATION | NEW | N/A | USD/clothes washer | us | us | 107.1885
residential clothes washing | High Efficiency Clothes Washer - Front Loading | 2025 | INSTALLATION | REPLACEMENT | N/A | USD/clothes washer | us | us | 107.1885
residential clothes washing | High Efficiency Clothes Washer - Front Loading | 2026 | CAPITAL | NEW | N/A | USD/clothes washer | us | us | 1447.0443
residential clothes washing | High Efficiency Clothes Washer - Front Loading | 2026 | CAPITAL | REPLACEMENT | N/A | USD/clothes washer | us | us | 1447.0443
residential clothes washing | High Efficiency Clothes Washer - Front Loading | 2026 | INSTALLATION | NEW | N/A | USD/clothes washer | us | us | 107.1885
residential clothes washing | High Efficiency Clothes Washer - Front Loading | 2026 | INSTALLATION | REPLACEMENT | N/A | USD/clothes washer | us | us | 107.1885
residential clothes washing | High Efficiency Clothes Washer - Front Loading | 2027 | CAPITAL | NEW | N/A | USD/clothes washer | us | us | 1447.0443
residential clothes washing | High Efficiency Clothes Washer - Front Loading | 2027 | CAPITAL | REPLACEMENT | N/A | USD/clothes washer | us | us | 1447.0443
residential clothes washing | High Efficiency Clothes Washer - Front Loading | 2027 | INSTALLATION | NEW | N/A | USD/clothes washer | us | us | 107.1885
residential clothes washing | High Efficiency Clothes Washer - Front Loading | 2027 | INSTALLATION | REPLACEMENT | N/A | USD/clothes washer | us | us | 107.1885
residential clothes washing | High Efficiency Clothes Washer - Front Loading | 2028 | CAPITAL | NEW | N/A | USD/clothes washer | us | us | 1447.0443
residential clothes washing | High Efficiency Clothes Washer - Front Loading | 2028 | CAPITAL | REPLACEMENT | N/A | USD/clothes washer | us | us | 1447.0443
residential clothes washing | High Efficiency Clothes Washer - Front Loading | 2028 | INSTALLATION | NEW | N/A | USD/clothes washer | us | us | 107.1885
residential clothes washing | High Efficiency Clothes Washer - Front Loading | 2028 | INSTALLATION | REPLACEMENT | N/A | USD/clothes washer | us | us | 107.1885
residential clothes washing | High Efficiency Clothes Washer - Front Loading | 2029 | CAPITAL | NEW | N/A | USD/clothes washer | us | us | 1447.0443
residential clothes washing | High Efficiency Clothes Washer - Front Loading | 2029 | CAPITAL | REPLACEMENT | N/A | USD/clothes washer | us | us | 1447.0443
residential clothes washing | High Efficiency Clothes Washer - Front Loading | 2029 | INSTALLATION | NEW | N/A | USD/clothes washer | us | us | 107.1885
residential clothes washing | High Efficiency Clothes Washer - Front Loading | 2029 | INSTALLATION | REPLACEMENT | N/A | USD/clothes washer | us | us | 107.1885
residential clothes washing | High Efficiency Clothes Washer - Front Loading | 2030 | CAPITAL | NEW | N/A | USD/clothes washer | us | us | 1447.0443
residential clothes washing | High Efficiency Clothes Washer - Front Loading | 2030 | CAPITAL | REPLACEMENT | N/A | USD/clothes washer | us | us | 1447.0443
residential clothes washing | High Efficiency Clothes Washer - Front Loading | 2030 | INSTALLATION | NEW | N/A | USD/clothes washer | us | us | 107.1885
residential clothes washing | High Efficiency Clothes Washer - Front Loading | 2030 | INSTALLATION | REPLACEMENT | N/A | USD/clothes washer | us | us | 107.1885
residential clothes washing | High Efficiency Clothes Washer - Front Loading | 2031 | CAPITAL | NEW | N/A | USD/clothes washer | us | us | 1447.0443
residential clothes washing | High Efficiency Clothes Washer - Front Loading | 2031 | CAPITAL | REPLACEMENT | N/A | USD/clothes washer | us | us | 1447.0443
residential clothes washing | High Efficiency Clothes Washer - Front Loading | 2031 | INSTALLATION | NEW | N/A | USD/clothes washer | us | us | 107.1885
residential clothes washing | High Efficiency Clothes Washer - Front Loading | 2031 | INSTALLATION | REPLACEMENT | N/A | USD/clothes washer | us | us | 107.1885
residential clothes washing | High Efficiency Clothes Washer - Front Loading | 2032 | CAPITAL | NEW | N/A | USD/clothes washer | us | us | 1447.0443
residential clothes washing | High Efficiency Clothes Washer - Front Loading | 2032 | CAPITAL | REPLACEMENT | N/A | USD/clothes washer | us | us | 1447.0443
residential clothes washing | High Efficiency Clothes Washer - Front Loading | 2032 | INSTALLATION | NEW | N/A | USD/clothes washer | us | us | 107.1885
residential clothes washing | High Efficiency Clothes Washer - Front Loading | 2032 | INSTALLATION | REPLACEMENT | N/A | USD/clothes washer | us | us | 107.1885
residential clothes washing | High Efficiency Clothes Washer - Front Loading | 2033 | CAPITAL | NEW | N/A | USD/clothes washer | us | us | 1447.0443
residential clothes washing | High Efficiency Clothes Washer - Front Loading | 2033 | CAPITAL | REPLACEMENT | N/A | USD/clothes washer | us | us | 1447.0443
residential clothes washing | High Efficiency Clothes Washer - Front Loading | 2033 | INSTALLATION | NEW | N/A | USD/clothes washer | us | us | 107.1885
residential clothes washing | High Efficiency Clothes Washer - Front Loading | 2033 | INSTALLATION | REPLACEMENT | N/A | USD/clothes washer | us | us | 107.1885
residential clothes washing | High Efficiency Clothes Washer - Front Loading | 2034 | CAPITAL | NEW | N/A | USD/clothes washer | us | us | 1447.0443
residential clothes washing | High Efficiency Clothes Washer - Front Loading | 2034 | CAPITAL | REPLACEMENT | N/A | USD/clothes washer | us | us | 1447.0443
residential clothes washing | High Efficiency Clothes Washer - Front Loading | 2034 | INSTALLATION | NEW | N/A | USD/clothes washer | us | us | 107.1885
residential clothes washing | High Efficiency Clothes Washer - Front Loading | 2034 | INSTALLATION | REPLACEMENT | N/A | USD/clothes washer | us | us | 107.1885
residential clothes washing | High Efficiency Clothes Washer - Front Loading | 2035 | CAPITAL | NEW | N/A | USD/clothes washer | us | us | 1447.0443
residential clothes washing | High Efficiency Clothes Washer - Front Loading | 2035 | CAPITAL | REPLACEMENT | N/A | USD/clothes washer | us | us | 1447.0443
residential clothes washing | High Efficiency Clothes Washer - Front Loading | 2035 | INSTALLATION | NEW | N/A | USD/clothes washer | us | us | 107.1885
residential clothes washing | High Efficiency Clothes Washer - Front Loading | 2035 | INSTALLATION | REPLACEMENT | N/A | USD/clothes washer | us | us | 107.1885
residential clothes washing | High Efficiency Clothes Washer - Front Loading | 2036 | CAPITAL | NEW | N/A | USD/clothes washer | us | us | 1447.0443
residential clothes washing | High Efficiency Clothes Washer - Front Loading | 2036 | CAPITAL | REPLACEMENT | N/A | USD/clothes washer | us | us | 1447.0443
residential clothes washing | High Efficiency Clothes Washer - Front Loading | 2036 | INSTALLATION | NEW | N/A | USD/clothes washer | us | us | 107.1885
residential clothes washing | High Efficiency Clothes Washer - Front Loading | 2036 | INSTALLATION | REPLACEMENT | N/A | USD/clothes washer | us | us | 107.1885
residential clothes washing | High Efficiency Clothes Washer - Front Loading | 2037 | CAPITAL | NEW | N/A | USD/clothes washer | us | us | 1447.0443
residential clothes washing | High Efficiency Clothes Washer - Front Loading | 2037 | CAPITAL | REPLACEMENT | N/A | USD/clothes washer | us | us | 1447.0443
residential clothes washing | High Efficiency Clothes Washer - Front Loading | 2037 | INSTALLATION | NEW | N/A | USD/clothes washer | us | us | 107.1885
residential clothes washing | High Efficiency Clothes Washer - Front Loading | 2037 | INSTALLATION | REPLACEMENT | N/A | USD/clothes washer | us | us | 107.1885
residential clothes washing | High Efficiency Clothes Washer - Front Loading | 2038 | CAPITAL | NEW | N/A | USD/clothes washer | us | us | 1447.0443
residential clothes washing | High Efficiency Clothes Washer - Front Loading | 2038 | CAPITAL | REPLACEMENT | N/A | USD/clothes washer | us | us | 1447.0443
residential clothes washing | High Efficiency Clothes Washer - Front Loading | 2038 | INSTALLATION | NEW | N/A | USD/clothes washer | us | us | 107.1885
residential clothes washing | High Efficiency Clothes Washer - Front Loading | 2038 | INSTALLATION | REPLACEMENT | N/A | USD/clothes washer | us | us | 107.1885
residential clothes washing | High Efficiency Clothes Washer - Front Loading | 2039 | CAPITAL | NEW | N/A | USD/clothes washer | us | us | 1447.0443
residential clothes washing | High Efficiency Clothes Washer - Front Loading | 2039 | CAPITAL | REPLACEMENT | N/A | USD/clothes washer | us | us | 1447.0443
residential clothes washing | High Efficiency Clothes Washer - Front Loading | 2039 | INSTALLATION | NEW | N/A | USD/clothes washer | us | us | 107.1885
residential clothes washing | High Efficiency Clothes Washer - Front Loading | 2039 | INSTALLATION | REPLACEMENT | N/A | USD/clothes washer | us | us | 107.1885
residential clothes washing | High Efficiency Clothes Washer - Front Loading | 2040 | CAPITAL | NEW | N/A | USD/clothes washer | us | us | 1447.0443
residential clothes washing | High Efficiency Clothes Washer - Front Loading | 2040 | CAPITAL | REPLACEMENT | N/A | USD/clothes washer | us | us | 1447.0443
residential clothes washing | High Efficiency Clothes Washer - Front Loading | 2040 | INSTALLATION | NEW | N/A | USD/clothes washer | us | us | 107.1885
residential clothes washing | High Efficiency Clothes Washer - Front Loading | 2040 | INSTALLATION | REPLACEMENT | N/A | USD/clothes washer | us | us | 107.1885
residential clothes washing | High Efficiency Clothes Washer - Front Loading | 2041 | CAPITAL | NEW | N/A | USD/clothes washer | us | us | 1447.0443
residential clothes washing | High Efficiency Clothes Washer - Front Loading | 2041 | CAPITAL | REPLACEMENT | N/A | USD/clothes washer | us | us | 1447.0443
residential clothes washing | High Efficiency Clothes Washer - Front Loading | 2041 | INSTALLATION | NEW | N/A | USD/clothes washer | us | us | 107.1885
residential clothes washing | High Efficiency Clothes Washer - Front Loading | 2041 | INSTALLATION | REPLACEMENT | N/A | USD/clothes washer | us | us | 107.1885
residential clothes washing | High Efficiency Clothes Washer - Front Loading | 2042 | CAPITAL | NEW | N/A | USD/clothes washer | us | us | 1447.0443
residential clothes washing | High Efficiency Clothes Washer - Front Loading | 2042 | CAPITAL | REPLACEMENT | N/A | USD/clothes washer | us | us | 1447.0443
residential clothes washing | High Efficiency Clothes Washer - Front Loading | 2042 | INSTALLATION | NEW | N/A | USD/clothes washer | us | us | 107.1885
residential clothes washing | High Efficiency Clothes Washer - Front Loading | 2042 | INSTALLATION | REPLACEMENT | N/A | USD/clothes washer | us | us | 107.1885
residential clothes washing | High Efficiency Clothes Washer - Front Loading | 2043 | CAPITAL | NEW | N/A | USD/clothes washer | us | us | 1447.0443
residential clothes washing | High Efficiency Clothes Washer - Front Loading | 2043 | CAPITAL | REPLACEMENT | N/A | USD/clothes washer | us | us | 1447.0443
residential clothes washing | High Efficiency Clothes Washer - Front Loading | 2043 | INSTALLATION | NEW | N/A | USD/clothes washer | us | us | 107.1885
residential clothes washing | High Efficiency Clothes Washer - Front Loading | 2043 | INSTALLATION | REPLACEMENT | N/A | USD/clothes washer | us | us | 107.1885
residential clothes washing | High Efficiency Clothes Washer - Front Loading | 2044 | CAPITAL | NEW | N/A | USD/clothes washer | us | us | 1447.0443
residential clothes washing | High Efficiency Clothes Washer - Front Loading | 2044 | CAPITAL | REPLACEMENT | N/A | USD/clothes washer | us | us | 1447.0443
residential clothes washing | High Efficiency Clothes Washer - Front Loading | 2044 | INSTALLATION | NEW | N/A | USD/clothes washer | us | us | 107.1885
residential clothes washing | High Efficiency Clothes Washer - Front Loading | 2044 | INSTALLATION | REPLACEMENT | N/A | USD/clothes washer | us | us | 107.1885
residential clothes washing | High Efficiency Clothes Washer - Front Loading | 2045 | CAPITAL | NEW | N/A | USD/clothes washer | us | us | 1447.0443
residential clothes washing | High Efficiency Clothes Washer - Front Loading | 2045 | CAPITAL | REPLACEMENT | N/A | USD/clothes washer | us | us | 1447.0443
residential clothes washing | High Efficiency Clothes Washer - Front Loading | 2045 | INSTALLATION | NEW | N/A | USD/clothes washer | us | us | 107.1885
residential clothes washing | High Efficiency Clothes Washer - Front Loading | 2045 | INSTALLATION | REPLACEMENT | N/A | USD/clothes washer | us | us | 107.1885
residential clothes washing | High Efficiency Clothes Washer - Front Loading | 2046 | CAPITAL | NEW | N/A | USD/clothes washer | us | us | 1447.0443
residential clothes washing | High Efficiency Clothes Washer - Front Loading | 2046 | CAPITAL | REPLACEMENT | N/A | USD/clothes washer | us | us | 1447.0443
residential clothes washing | High Efficiency Clothes Washer - Front Loading | 2046 | INSTALLATION | NEW | N/A | USD/clothes washer | us | us | 107.1885
residential clothes washing | High Efficiency Clothes Washer - Front Loading | 2046 | INSTALLATION | REPLACEMENT | N/A | USD/clothes washer | us | us | 107.1885
residential clothes washing | High Efficiency Clothes Washer - Front Loading | 2047 | CAPITAL | NEW | N/A | USD/clothes washer | us | us | 1447.0443
residential clothes washing | High Efficiency Clothes Washer - Front Loading | 2047 | CAPITAL | REPLACEMENT | N/A | USD/clothes washer | us | us | 1447.0443
residential clothes washing | High Efficiency Clothes Washer - Front Loading | 2047 | INSTALLATION | NEW | N/A | USD/clothes washer | us | us | 107.1885
residential clothes washing | High Efficiency Clothes Washer - Front Loading | 2047 | INSTALLATION | REPLACEMENT | N/A | USD/clothes washer | us | us | 107.1885
residential clothes washing | High Efficiency Clothes Washer - Front Loading | 2048 | CAPITAL | NEW | N/A | USD/clothes washer | us | us | 1447.0443
residential clothes washing | High Efficiency Clothes Washer - Front Loading | 2048 | CAPITAL | REPLACEMENT | N/A | USD/clothes washer | us | us | 1447.0443
residential clothes washing | High Efficiency Clothes Washer - Front Loading | 2048 | INSTALLATION | NEW | N/A | USD/clothes washer | us | us | 107.1885
residential clothes washing | High Efficiency Clothes Washer - Front Loading | 2048 | INSTALLATION | REPLACEMENT | N/A | USD/clothes washer | us | us | 107.1885
residential clothes washing | High Efficiency Clothes Washer - Front Loading | 2049 | CAPITAL | NEW | N/A | USD/clothes washer | us | us | 1447.0443
residential clothes washing | High Efficiency Clothes Washer - Front Loading | 2049 | CAPITAL | REPLACEMENT | N/A | USD/clothes washer | us | us | 1447.0443
residential clothes washing | High Efficiency Clothes Washer - Front Loading | 2049 | INSTALLATION | NEW | N/A | USD/clothes washer | us | us | 107.1885
residential clothes washing | High Efficiency Clothes Washer - Front Loading | 2049 | INSTALLATION | REPLACEMENT | N/A | USD/clothes washer | us | us | 107.1885
residential clothes washing | High Efficiency Clothes Washer - Front Loading | 2050 | CAPITAL | NEW | N/A | USD/clothes washer | us | us | 1447.0443
residential clothes washing | High Efficiency Clothes Washer - Front Loading | 2050 | CAPITAL | REPLACEMENT | N/A | USD/clothes washer | us | us | 1447.0443
residential clothes washing | High Efficiency Clothes Washer - Front Loading | 2050 | INSTALLATION | NEW | N/A | USD/clothes washer | us | us | 107.1885
residential clothes washing | High Efficiency Clothes Washer - Front Loading | 2050 | INSTALLATION | REPLACEMENT | N/A | USD/clothes washer | us | us | 107.1885
residential clothes washing | High Efficiency Clothes Washer - Top Loading | 2020 | CAPITAL | NEW | N/A | USD/clothes washer | us | us | 964.6962
residential clothes washing | High Efficiency Clothes Washer - Top Loading | 2020 | CAPITAL | REPLACEMENT | N/A | USD/clothes washer | us | us | 964.6962
residential clothes washing | High Efficiency Clothes Washer - Top Loading | 2020 | INSTALLATION | NEW | N/A | USD/clothes washer | us | us | 107.1885
residential clothes washing | High Efficiency Clothes Washer - Top Loading | 2020 | INSTALLATION | REPLACEMENT | N/A | USD/clothes washer | us | us | 107.1885
residential clothes washing | High Efficiency Clothes Washer - Top Loading | 2021 | CAPITAL | NEW | N/A | USD/clothes washer | us | us | 964.6962
residential clothes washing | High Efficiency Clothes Washer - Top Loading | 2021 | CAPITAL | REPLACEMENT | N/A | USD/clothes washer | us | us | 964.6962
residential clothes washing | High Efficiency Clothes Washer - Top Loading | 2021 | INSTALLATION | NEW | N/A | USD/clothes washer | us | us | 107.1885
residential clothes washing | High Efficiency Clothes Washer - Top Loading | 2021 | INSTALLATION | REPLACEMENT | N/A | USD/clothes washer | us | us | 107.1885
residential clothes washing | High Efficiency Clothes Washer - Top Loading | 2022 | CAPITAL | NEW | N/A | USD/clothes washer | us | us | 964.6962
residential clothes washing | High Efficiency Clothes Washer - Top Loading | 2022 | CAPITAL | REPLACEMENT | N/A | USD/clothes washer | us | us | 964.6962
residential clothes washing | High Efficiency Clothes Washer - Top Loading | 2022 | INSTALLATION | NEW | N/A | USD/clothes washer | us | us | 107.1885
residential clothes washing | High Efficiency Clothes Washer - Top Loading | 2022 | INSTALLATION | REPLACEMENT | N/A | USD/clothes washer | us | us | 107.1885
residential clothes washing | High Efficiency Clothes Washer - Top Loading | 2023 | CAPITAL | NEW | N/A | USD/clothes washer | us | us | 964.6962
residential clothes washing | High Efficiency Clothes Washer - Top Loading | 2023 | CAPITAL | REPLACEMENT | N/A | USD/clothes washer | us | us | 964.6962
residential clothes washing | High Efficiency Clothes Washer - Top Loading | 2023 | INSTALLATION | NEW | N/A | USD/clothes washer | us | us | 107.1885
residential clothes washing | High Efficiency Clothes Washer - Top Loading | 2023 | INSTALLATION | REPLACEMENT | N/A | USD/clothes washer | us | us | 107.1885
residential clothes washing | High Efficiency Clothes Washer - Top Loading | 2024 | CAPITAL | NEW | N/A | USD/clothes washer | us | us | 964.6962
residential clothes washing | High Efficiency Clothes Washer - Top Loading | 2024 | CAPITAL | REPLACEMENT | N/A | USD/clothes washer | us | us | 964.6962
residential clothes washing | High Efficiency Clothes Washer - Top Loading | 2024 | INSTALLATION | NEW | N/A | USD/clothes washer | us | us | 107.1885
residential clothes washing | High Efficiency Clothes Washer - Top Loading | 2024 | INSTALLATION | REPLACEMENT | N/A | USD/clothes washer | us | us | 107.1885
residential clothes washing | High Efficiency Clothes Washer - Top Loading | 2025 | CAPITAL | NEW | N/A | USD/clothes washer | us | us | 964.6962
residential clothes washing | High Efficiency Clothes Washer - Top Loading | 2025 | CAPITAL | REPLACEMENT | N/A | USD/clothes washer | us | us | 964.6962
residential clothes washing | High Efficiency Clothes Washer - Top Loading | 2025 | INSTALLATION | NEW | N/A | USD/clothes washer | us | us | 107.1885
residential clothes washing | High Efficiency Clothes Washer - Top Loading | 2025 | INSTALLATION | REPLACEMENT | N/A | USD/clothes washer | us | us | 107.1885
residential clothes washing | High Efficiency Clothes Washer - Top Loading | 2026 | CAPITAL | NEW | N/A | USD/clothes washer | us | us | 964.6962
residential clothes washing | High Efficiency Clothes Washer - Top Loading | 2026 | CAPITAL | REPLACEMENT | N/A | USD/clothes washer | us | us | 964.6962
residential clothes washing | High Efficiency Clothes Washer - Top Loading | 2026 | INSTALLATION | NEW | N/A | USD/clothes washer | us | us | 107.1885
residential clothes washing | High Efficiency Clothes Washer - Top Loading | 2026 | INSTALLATION | REPLACEMENT | N/A | USD/clothes washer | us | us | 107.1885
residential clothes washing | High Efficiency Clothes Washer - Top Loading | 2027 | CAPITAL | NEW | N/A | USD/clothes washer | us | us | 964.6962
residential clothes washing | High Efficiency Clothes Washer - Top Loading | 2027 | CAPITAL | REPLACEMENT | N/A | USD/clothes washer | us | us | 964.6962
residential clothes washing | High Efficiency Clothes Washer - Top Loading | 2027 | INSTALLATION | NEW | N/A | USD/clothes washer | us | us | 107.1885
residential clothes washing | High Efficiency Clothes Washer - Top Loading | 2027 | INSTALLATION | REPLACEMENT | N/A | USD/clothes washer | us | us | 107.1885
residential clothes washing | High Efficiency Clothes Washer - Top Loading | 2028 | CAPITAL | NEW | N/A | USD/clothes washer | us | us | 964.6962
residential clothes washing | High Efficiency Clothes Washer - Top Loading | 2028 | CAPITAL | REPLACEMENT | N/A | USD/clothes washer | us | us | 964.6962
residential clothes washing | High Efficiency Clothes Washer - Top Loading | 2028 | INSTALLATION | NEW | N/A | USD/clothes washer | us | us | 107.1885
residential clothes washing | High Efficiency Clothes Washer - Top Loading | 2028 | INSTALLATION | REPLACEMENT | N/A | USD/clothes washer | us | us | 107.1885
residential clothes washing | High Efficiency Clothes Washer - Top Loading | 2029 | CAPITAL | NEW | N/A | USD/clothes washer | us | us | 964.6962
residential clothes washing | High Efficiency Clothes Washer - Top Loading | 2029 | CAPITAL | REPLACEMENT | N/A | USD/clothes washer | us | us | 964.6962
residential clothes washing | High Efficiency Clothes Washer - Top Loading | 2029 | INSTALLATION | NEW | N/A | USD/clothes washer | us | us | 107.1885
residential clothes washing | High Efficiency Clothes Washer - Top Loading | 2029 | INSTALLATION | REPLACEMENT | N/A | USD/clothes washer | us | us | 107.1885
residential clothes washing | High Efficiency Clothes Washer - Top Loading | 2030 | CAPITAL | NEW | N/A | USD/clothes washer | us | us | 964.6962
residential clothes washing | High Efficiency Clothes Washer - Top Loading | 2030 | CAPITAL | REPLACEMENT | N/A | USD/clothes washer | us | us | 964.6962
residential clothes washing | High Efficiency Clothes Washer - Top Loading | 2030 | INSTALLATION | NEW | N/A | USD/clothes washer | us | us | 107.1885
residential clothes washing | High Efficiency Clothes Washer - Top Loading | 2030 | INSTALLATION | REPLACEMENT | N/A | USD/clothes washer | us | us | 107.1885
residential clothes washing | High Efficiency Clothes Washer - Top Loading | 2031 | CAPITAL | NEW | N/A | USD/clothes washer | us | us | 964.6962
residential clothes washing | High Efficiency Clothes Washer - Top Loading | 2031 | CAPITAL | REPLACEMENT | N/A | USD/clothes washer | us | us | 964.6962
residential clothes washing | High Efficiency Clothes Washer - Top Loading | 2031 | INSTALLATION | NEW | N/A | USD/clothes washer | us | us | 107.1885
residential clothes washing | High Efficiency Clothes Washer - Top Loading | 2031 | INSTALLATION | REPLACEMENT | N/A | USD/clothes washer | us | us | 107.1885
residential clothes washing | High Efficiency Clothes Washer - Top Loading | 2032 | CAPITAL | NEW | N/A | USD/clothes washer | us | us | 964.6962
residential clothes washing | High Efficiency Clothes Washer - Top Loading | 2032 | CAPITAL | REPLACEMENT | N/A | USD/clothes washer | us | us | 964.6962
residential clothes washing | High Efficiency Clothes Washer - Top Loading | 2032 | INSTALLATION | NEW | N/A | USD/clothes washer | us | us | 107.1885
residential clothes washing | High Efficiency Clothes Washer - Top Loading | 2032 | INSTALLATION | REPLACEMENT | N/A | USD/clothes washer | us | us | 107.1885
residential clothes washing | High Efficiency Clothes Washer - Top Loading | 2033 | CAPITAL | NEW | N/A | USD/clothes washer | us | us | 964.6962
residential clothes washing | High Efficiency Clothes Washer - Top Loading | 2033 | CAPITAL | REPLACEMENT | N/A | USD/clothes washer | us | us | 964.6962
residential clothes washing | High Efficiency Clothes Washer - Top Loading | 2033 | INSTALLATION | NEW | N/A | USD/clothes washer | us | us | 107.1885
residential clothes washing | High Efficiency Clothes Washer - Top Loading | 2033 | INSTALLATION | REPLACEMENT | N/A | USD/clothes washer | us | us | 107.1885
residential clothes washing | High Efficiency Clothes Washer - Top Loading | 2034 | CAPITAL | NEW | N/A | USD/clothes washer | us | us | 964.6962
residential clothes washing | High Efficiency Clothes Washer - Top Loading | 2034 | CAPITAL | REPLACEMENT | N/A | USD/clothes washer | us | us | 964.6962
residential clothes washing | High Efficiency Clothes Washer - Top Loading | 2034 | INSTALLATION | NEW | N/A | USD/clothes washer | us | us | 107.1885
residential clothes washing | High Efficiency Clothes Washer - Top Loading | 2034 | INSTALLATION | REPLACEMENT | N/A | USD/clothes washer | us | us | 107.1885
residential clothes washing | High Efficiency Clothes Washer - Top Loading | 2035 | CAPITAL | NEW | N/A | USD/clothes washer | us | us | 964.6962
residential clothes washing | High Efficiency Clothes Washer - Top Loading | 2035 | CAPITAL | REPLACEMENT | N/A | USD/clothes washer | us | us | 964.6962
residential clothes washing | High Efficiency Clothes Washer - Top Loading | 2035 | INSTALLATION | NEW | N/A | USD/clothes washer | us | us | 107.1885
residential clothes washing | High Efficiency Clothes Washer - Top Loading | 2035 | INSTALLATION | REPLACEMENT | N/A | USD/clothes washer | us | us | 107.1885
residential clothes washing | High Efficiency Clothes Washer - Top Loading | 2036 | CAPITAL | NEW | N/A | USD/clothes washer | us | us | 964.6962
residential clothes washing | High Efficiency Clothes Washer - Top Loading | 2036 | CAPITAL | REPLACEMENT | N/A | USD/clothes washer | us | us | 964.6962
residential clothes washing | High Efficiency Clothes Washer - Top Loading | 2036 | INSTALLATION | NEW | N/A | USD/clothes washer | us | us | 107.1885
residential clothes washing | High Efficiency Clothes Washer - Top Loading | 2036 | INSTALLATION | REPLACEMENT | N/A | USD/clothes washer | us | us | 107.1885
residential clothes washing | High Efficiency Clothes Washer - Top Loading | 2037 | CAPITAL | NEW | N/A | USD/clothes washer | us | us | 964.6962
residential clothes washing | High Efficiency Clothes Washer - Top Loading | 2037 | CAPITAL | REPLACEMENT | N/A | USD/clothes washer | us | us | 964.6962
residential clothes washing | High Efficiency Clothes Washer - Top Loading | 2037 | INSTALLATION | NEW | N/A | USD/clothes washer | us | us | 107.1885
residential clothes washing | High Efficiency Clothes Washer - Top Loading | 2037 | INSTALLATION | REPLACEMENT | N/A | USD/clothes washer | us | us | 107.1885
residential clothes washing | High Efficiency Clothes Washer - Top Loading | 2038 | CAPITAL | NEW | N/A | USD/clothes washer | us | us | 964.6962
residential clothes washing | High Efficiency Clothes Washer - Top Loading | 2038 | CAPITAL | REPLACEMENT | N/A | USD/clothes washer | us | us | 964.6962
residential clothes washing | High Efficiency Clothes Washer - Top Loading | 2038 | INSTALLATION | NEW | N/A | USD/clothes washer | us | us | 107.1885
residential clothes washing | High Efficiency Clothes Washer - Top Loading | 2038 | INSTALLATION | REPLACEMENT | N/A | USD/clothes washer | us | us | 107.1885
residential clothes washing | High Efficiency Clothes Washer - Top Loading | 2039 | CAPITAL | NEW | N/A | USD/clothes washer | us | us | 964.6962
residential clothes washing | High Efficiency Clothes Washer - Top Loading | 2039 | CAPITAL | REPLACEMENT | N/A | USD/clothes washer | us | us | 964.6962
residential clothes washing | High Efficiency Clothes Washer - Top Loading | 2039 | INSTALLATION | NEW | N/A | USD/clothes washer | us | us | 107.1885
residential clothes washing | High Efficiency Clothes Washer - Top Loading | 2039 | INSTALLATION | REPLACEMENT | N/A | USD/clothes washer | us | us | 107.1885
residential clothes washing | High Efficiency Clothes Washer - Top Loading | 2040 | CAPITAL | NEW | N/A | USD/clothes washer | us | us | 964.6962
residential clothes washing | High Efficiency Clothes Washer - Top Loading | 2040 | CAPITAL | REPLACEMENT | N/A | USD/clothes washer | us | us | 964.6962
residential clothes washing | High Efficiency Clothes Washer - Top Loading | 2040 | INSTALLATION | NEW | N/A | USD/clothes washer | us | us | 107.1885
residential clothes washing | High Efficiency Clothes Washer - Top Loading | 2040 | INSTALLATION | REPLACEMENT | N/A | USD/clothes washer | us | us | 107.1885
residential clothes washing | High Efficiency Clothes Washer - Top Loading | 2041 | CAPITAL | NEW | N/A | USD/clothes washer | us | us | 964.6962
residential clothes washing | High Efficiency Clothes Washer - Top Loading | 2041 | CAPITAL | REPLACEMENT | N/A | USD/clothes washer | us | us | 964.6962
residential clothes washing | High Efficiency Clothes Washer - Top Loading | 2041 | INSTALLATION | NEW | N/A | USD/clothes washer | us | us | 107.1885
residential clothes washing | High Efficiency Clothes Washer - Top Loading | 2041 | INSTALLATION | REPLACEMENT | N/A | USD/clothes washer | us | us | 107.1885
residential clothes washing | High Efficiency Clothes Washer - Top Loading | 2042 | CAPITAL | NEW | N/A | USD/clothes washer | us | us | 964.6962
residential clothes washing | High Efficiency Clothes Washer - Top Loading | 2042 | CAPITAL | REPLACEMENT | N/A | USD/clothes washer | us | us | 964.6962
residential clothes washing | High Efficiency Clothes Washer - Top Loading | 2042 | INSTALLATION | NEW | N/A | USD/clothes washer | us | us | 107.1885
residential clothes washing | High Efficiency Clothes Washer - Top Loading | 2042 | INSTALLATION | REPLACEMENT | N/A | USD/clothes washer | us | us | 107.1885
residential clothes washing | High Efficiency Clothes Washer - Top Loading | 2043 | CAPITAL | NEW | N/A | USD/clothes washer | us | us | 964.6962
residential clothes washing | High Efficiency Clothes Washer - Top Loading | 2043 | CAPITAL | REPLACEMENT | N/A | USD/clothes washer | us | us | 964.6962
residential clothes washing | High Efficiency Clothes Washer - Top Loading | 2043 | INSTALLATION | NEW | N/A | USD/clothes washer | us | us | 107.1885
residential clothes washing | High Efficiency Clothes Washer - Top Loading | 2043 | INSTALLATION | REPLACEMENT | N/A | USD/clothes washer | us | us | 107.1885
residential clothes washing | High Efficiency Clothes Washer - Top Loading | 2044 | CAPITAL | NEW | N/A | USD/clothes washer | us | us | 964.6962
residential clothes washing | High Efficiency Clothes Washer - Top Loading | 2044 | CAPITAL | REPLACEMENT | N/A | USD/clothes washer | us | us | 964.6962
residential clothes washing | High Efficiency Clothes Washer - Top Loading | 2044 | INSTALLATION | NEW | N/A | USD/clothes washer | us | us | 107.1885
residential clothes washing | High Efficiency Clothes Washer - Top Loading | 2044 | INSTALLATION | REPLACEMENT | N/A | USD/clothes washer | us | us | 107.1885
residential clothes washing | High Efficiency Clothes Washer - Top Loading | 2045 | CAPITAL | NEW | N/A | USD/clothes washer | us | us | 964.6962
residential clothes washing | High Efficiency Clothes Washer - Top Loading | 2045 | CAPITAL | REPLACEMENT | N/A | USD/clothes washer | us | us | 964.6962
residential clothes washing | High Efficiency Clothes Washer - Top Loading | 2045 | INSTALLATION | NEW | N/A | USD/clothes washer | us | us | 107.1885
residential clothes washing | High Efficiency Clothes Washer - Top Loading | 2045 | INSTALLATION | REPLACEMENT | N/A | USD/clothes washer | us | us | 107.1885
residential clothes washing | High Efficiency Clothes Washer - Top Loading | 2046 | CAPITAL | NEW | N/A | USD/clothes washer | us | us | 964.6962
residential clothes washing | High Efficiency Clothes Washer - Top Loading | 2046 | CAPITAL | REPLACEMENT | N/A | USD/clothes washer | us | us | 964.6962
residential clothes washing | High Efficiency Clothes Washer - Top Loading | 2046 | INSTALLATION | NEW | N/A | USD/clothes washer | us | us | 107.1885
residential clothes washing | High Efficiency Clothes Washer - Top Loading | 2046 | INSTALLATION | REPLACEMENT | N/A | USD/clothes washer | us | us | 107.1885
residential clothes washing | High Efficiency Clothes Washer - Top Loading | 2047 | CAPITAL | NEW | N/A | USD/clothes washer | us | us | 964.6962
residential clothes washing | High Efficiency Clothes Washer - Top Loading | 2047 | CAPITAL | REPLACEMENT | N/A | USD/clothes washer | us | us | 964.6962
residential clothes washing | High Efficiency Clothes Washer - Top Loading | 2047 | INSTALLATION | NEW | N/A | USD/clothes washer | us | us | 107.1885
residential clothes washing | High Efficiency Clothes Washer - Top Loading | 2047 | INSTALLATION | REPLACEMENT | N/A | USD/clothes washer | us | us | 107.1885
residential clothes washing | High Efficiency Clothes Washer - Top Loading | 2048 | CAPITAL | NEW | N/A | USD/clothes washer | us | us | 964.6962
residential clothes washing | High Efficiency Clothes Washer - Top Loading | 2048 | CAPITAL | REPLACEMENT | N/A | USD/clothes washer | us | us | 964.6962
residential clothes washing | High Efficiency Clothes Washer - Top Loading | 2048 | INSTALLATION | NEW | N/A | USD/clothes washer | us | us | 107.1885
residential clothes washing | High Efficiency Clothes Washer - Top Loading | 2048 | INSTALLATION | REPLACEMENT | N/A | USD/clothes washer | us | us | 107.1885
residential clothes washing | High Efficiency Clothes Washer - Top Loading | 2049 | CAPITAL | NEW | N/A | USD/clothes washer | us | us | 964.6962
residential clothes washing | High Efficiency Clothes Washer - Top Loading | 2049 | CAPITAL | REPLACEMENT | N/A | USD/clothes washer | us | us | 964.6962
residential clothes washing | High Efficiency Clothes Washer - Top Loading | 2049 | INSTALLATION | NEW | N/A | USD/clothes washer | us | us | 107.1885
residential clothes washing | High Efficiency Clothes Washer - Top Loading | 2049 | INSTALLATION | REPLACEMENT | N/A | USD/clothes washer | us | us | 107.1885
residential clothes washing | High Efficiency Clothes Washer - Top Loading | 2050 | CAPITAL | NEW | N/A | USD/clothes washer | us | us | 964.6962
residential clothes washing | High Efficiency Clothes Washer - Top Loading | 2050 | CAPITAL | REPLACEMENT | N/A | USD/clothes washer | us | us | 964.6962
residential clothes washing | High Efficiency Clothes Washer - Top Loading | 2050 | INSTALLATION | NEW | N/A | USD/clothes washer | us | us | 107.1885
residential clothes washing | High Efficiency Clothes Washer - Top Loading | 2050 | INSTALLATION | REPLACEMENT | N/A | USD/clothes washer | us | us | 107.1885
residential clothes washing | Reference Clothes Washer - Front Loading | 2020 | CAPITAL | NEW | N/A | USD/clothes washer | us | us | 1018.2905
residential clothes washing | Reference Clothes Washer - Front Loading | 2020 | CAPITAL | REPLACEMENT | N/A | USD/clothes washer | us | us | 1018.2905
residential clothes washing | Reference Clothes Washer - Front Loading | 2020 | INSTALLATION | NEW | N/A | USD/clothes washer | us | us | 107.1885
residential clothes washing | Reference Clothes Washer - Front Loading | 2020 | INSTALLATION | REPLACEMENT | N/A | USD/clothes washer | us | us | 107.1885
residential clothes washing | Reference Clothes Washer - Front Loading | 2021 | CAPITAL | NEW | N/A | USD/clothes washer | us | us | 1018.2905
residential clothes washing | Reference Clothes Washer - Front Loading | 2021 | CAPITAL | REPLACEMENT | N/A | USD/clothes washer | us | us | 1018.2905
residential clothes washing | Reference Clothes Washer - Front Loading | 2021 | INSTALLATION | NEW | N/A | USD/clothes washer | us | us | 107.1885
residential clothes washing | Reference Clothes Washer - Front Loading | 2021 | INSTALLATION | REPLACEMENT | N/A | USD/clothes washer | us | us | 107.1885
residential clothes washing | Reference Clothes Washer - Front Loading | 2022 | CAPITAL | NEW | N/A | USD/clothes washer | us | us | 1018.2905
residential clothes washing | Reference Clothes Washer - Front Loading | 2022 | CAPITAL | REPLACEMENT | N/A | USD/clothes washer | us | us | 1018.2905
residential clothes washing | Reference Clothes Washer - Front Loading | 2022 | INSTALLATION | NEW | N/A | USD/clothes washer | us | us | 107.1885
residential clothes washing | Reference Clothes Washer - Front Loading | 2022 | INSTALLATION | REPLACEMENT | N/A | USD/clothes washer | us | us | 107.1885
residential clothes washing | Reference Clothes Washer - Front Loading | 2023 | CAPITAL | NEW | N/A | USD/clothes washer | us | us | 1018.2905
residential clothes washing | Reference Clothes Washer - Front Loading | 2023 | CAPITAL | REPLACEMENT | N/A | USD/clothes washer | us | us | 1018.2905
residential clothes washing | Reference Clothes Washer - Front Loading | 2023 | INSTALLATION | NEW | N/A | USD/clothes washer | us | us | 107.1885
residential clothes washing | Reference Clothes Washer - Front Loading | 2023 | INSTALLATION | REPLACEMENT | N/A | USD/clothes washer | us | us | 107.1885
residential clothes washing | Reference Clothes Washer - Front Loading | 2024 | CAPITAL | NEW | N/A | USD/clothes washer | us | us | 1018.2905
residential clothes washing | Reference Clothes Washer - Front Loading | 2024 | CAPITAL | REPLACEMENT | N/A | USD/clothes washer | us | us | 1018.2905
residential clothes washing | Reference Clothes Washer - Front Loading | 2024 | INSTALLATION | NEW | N/A | USD/clothes washer | us | us | 107.1885
residential clothes washing | Reference Clothes Washer - Front Loading | 2024 | INSTALLATION | REPLACEMENT | N/A | USD/clothes washer | us | us | 107.1885
residential clothes washing | Reference Clothes Washer - Front Loading | 2025 | CAPITAL | NEW | N/A | USD/clothes washer | us | us | 1018.2905
residential clothes washing | Reference Clothes Washer - Front Loading | 2025 | CAPITAL | REPLACEMENT | N/A | USD/clothes washer | us | us | 1018.2905
residential clothes washing | Reference Clothes Washer - Front Loading | 2025 | INSTALLATION | NEW | N/A | USD/clothes washer | us | us | 107.1885
residential clothes washing | Reference Clothes Washer - Front Loading | 2025 | INSTALLATION | REPLACEMENT | N/A | USD/clothes washer | us | us | 107.1885
residential clothes washing | Reference Clothes Washer - Front Loading | 2026 | CAPITAL | NEW | N/A | USD/clothes washer | us | us | 1018.2905
residential clothes washing | Reference Clothes Washer - Front Loading | 2026 | CAPITAL | REPLACEMENT | N/A | USD/clothes washer | us | us | 1018.2905
residential clothes washing | Reference Clothes Washer - Front Loading | 2026 | INSTALLATION | NEW | N/A | USD/clothes washer | us | us | 107.1885
residential clothes washing | Reference Clothes Washer - Front Loading | 2026 | INSTALLATION | REPLACEMENT | N/A | USD/clothes washer | us | us | 107.1885
residential clothes washing | Reference Clothes Washer - Front Loading | 2027 | CAPITAL | NEW | N/A | USD/clothes washer | us | us | 1018.2905
residential clothes washing | Reference Clothes Washer - Front Loading | 2027 | CAPITAL | REPLACEMENT | N/A | USD/clothes washer | us | us | 1018.2905
residential clothes washing | Reference Clothes Washer - Front Loading | 2027 | INSTALLATION | NEW | N/A | USD/clothes washer | us | us | 107.1885
residential clothes washing | Reference Clothes Washer - Front Loading | 2027 | INSTALLATION | REPLACEMENT | N/A | USD/clothes washer | us | us | 107.1885
residential clothes washing | Reference Clothes Washer - Front Loading | 2028 | CAPITAL | NEW | N/A | USD/clothes washer | us | us | 1018.2905
residential clothes washing | Reference Clothes Washer - Front Loading | 2028 | CAPITAL | REPLACEMENT | N/A | USD/clothes washer | us | us | 1018.2905
residential clothes washing | Reference Clothes Washer - Front Loading | 2028 | INSTALLATION | NEW | N/A | USD/clothes washer | us | us | 107.1885
residential clothes washing | Reference Clothes Washer - Front Loading | 2028 | INSTALLATION | REPLACEMENT | N/A | USD/clothes washer | us | us | 107.1885
residential clothes washing | Reference Clothes Washer - Front Loading | 2029 | CAPITAL | NEW | N/A | USD/clothes washer | us | us | 1018.2905
residential clothes washing | Reference Clothes Washer - Front Loading | 2029 | CAPITAL | REPLACEMENT | N/A | USD/clothes washer | us | us | 1018.2905
residential clothes washing | Reference Clothes Washer - Front Loading | 2029 | INSTALLATION | NEW | N/A | USD/clothes washer | us | us | 107.1885
residential clothes washing | Reference Clothes Washer - Front Loading | 2029 | INSTALLATION | REPLACEMENT | N/A | USD/clothes washer | us | us | 107.1885
residential clothes washing | Reference Clothes Washer - Front Loading | 2030 | CAPITAL | NEW | N/A | USD/clothes washer | us | us | 1018.2905
residential clothes washing | Reference Clothes Washer - Front Loading | 2030 | CAPITAL | REPLACEMENT | N/A | USD/clothes washer | us | us | 1018.2905
residential clothes washing | Reference Clothes Washer - Front Loading | 2030 | INSTALLATION | NEW | N/A | USD/clothes washer | us | us | 107.1885
residential clothes washing | Reference Clothes Washer - Front Loading | 2030 | INSTALLATION | REPLACEMENT | N/A | USD/clothes washer | us | us | 107.1885
residential clothes washing | Reference Clothes Washer - Front Loading | 2031 | CAPITAL | NEW | N/A | USD/clothes washer | us | us | 1018.2905
residential clothes washing | Reference Clothes Washer - Front Loading | 2031 | CAPITAL | REPLACEMENT | N/A | USD/clothes washer | us | us | 1018.2905
residential clothes washing | Reference Clothes Washer - Front Loading | 2031 | INSTALLATION | NEW | N/A | USD/clothes washer | us | us | 107.1885
residential clothes washing | Reference Clothes Washer - Front Loading | 2031 | INSTALLATION | REPLACEMENT | N/A | USD/clothes washer | us | us | 107.1885
residential clothes washing | Reference Clothes Washer - Front Loading | 2032 | CAPITAL | NEW | N/A | USD/clothes washer | us | us | 1018.2905
residential clothes washing | Reference Clothes Washer - Front Loading | 2032 | CAPITAL | REPLACEMENT | N/A | USD/clothes washer | us | us | 1018.2905
residential clothes washing | Reference Clothes Washer - Front Loading | 2032 | INSTALLATION | NEW | N/A | USD/clothes washer | us | us | 107.1885
residential clothes washing | Reference Clothes Washer - Front Loading | 2032 | INSTALLATION | REPLACEMENT | N/A | USD/clothes washer | us | us | 107.1885
residential clothes washing | Reference Clothes Washer - Front Loading | 2033 | CAPITAL | NEW | N/A | USD/clothes washer | us | us | 1018.2905
residential clothes washing | Reference Clothes Washer - Front Loading | 2033 | CAPITAL | REPLACEMENT | N/A | USD/clothes washer | us | us | 1018.2905
residential clothes washing | Reference Clothes Washer - Front Loading | 2033 | INSTALLATION | NEW | N/A | USD/clothes washer | us | us | 107.1885
residential clothes washing | Reference Clothes Washer - Front Loading | 2033 | INSTALLATION | REPLACEMENT | N/A | USD/clothes washer | us | us | 107.1885
residential clothes washing | Reference Clothes Washer - Front Loading | 2034 | CAPITAL | NEW | N/A | USD/clothes washer | us | us | 1018.2905
residential clothes washing | Reference Clothes Washer - Front Loading | 2034 | CAPITAL | REPLACEMENT | N/A | USD/clothes washer | us | us | 1018.2905
residential clothes washing | Reference Clothes Washer - Front Loading | 2034 | INSTALLATION | NEW | N/A | USD/clothes washer | us | us | 107.1885
residential clothes washing | Reference Clothes Washer - Front Loading | 2034 | INSTALLATION | REPLACEMENT | N/A | USD/clothes washer | us | us | 107.1885
residential clothes washing | Reference Clothes Washer - Front Loading | 2035 | CAPITAL | NEW | N/A | USD/clothes washer | us | us | 1018.2905
residential clothes washing | Reference Clothes Washer - Front Loading | 2035 | CAPITAL | REPLACEMENT | N/A | USD/clothes washer | us | us | 1018.2905
residential clothes washing | Reference Clothes Washer - Front Loading | 2035 | INSTALLATION | NEW | N/A | USD/clothes washer | us | us | 107.1885
residential clothes washing | Reference Clothes Washer - Front Loading | 2035 | INSTALLATION | REPLACEMENT | N/A | USD/clothes washer | us | us | 107.1885
residential clothes washing | Reference Clothes Washer - Front Loading | 2036 | CAPITAL | NEW | N/A | USD/clothes washer | us | us | 1018.2905
residential clothes washing | Reference Clothes Washer - Front Loading | 2036 | CAPITAL | REPLACEMENT | N/A | USD/clothes washer | us | us | 1018.2905
residential clothes washing | Reference Clothes Washer - Front Loading | 2036 | INSTALLATION | NEW | N/A | USD/clothes washer | us | us | 107.1885
residential clothes washing | Reference Clothes Washer - Front Loading | 2036 | INSTALLATION | REPLACEMENT | N/A | USD/clothes washer | us | us | 107.1885
residential clothes washing | Reference Clothes Washer - Front Loading | 2037 | CAPITAL | NEW | N/A | USD/clothes washer | us | us | 1018.2905
residential clothes washing | Reference Clothes Washer - Front Loading | 2037 | CAPITAL | REPLACEMENT | N/A | USD/clothes washer | us | us | 1018.2905
residential clothes washing | Reference Clothes Washer - Front Loading | 2037 | INSTALLATION | NEW | N/A | USD/clothes washer | us | us | 107.1885
residential clothes washing | Reference Clothes Washer - Front Loading | 2037 | INSTALLATION | REPLACEMENT | N/A | USD/clothes washer | us | us | 107.1885
residential clothes washing | Reference Clothes Washer - Front Loading | 2038 | CAPITAL | NEW | N/A | USD/clothes washer | us | us | 1018.2905
residential clothes washing | Reference Clothes Washer - Front Loading | 2038 | CAPITAL | REPLACEMENT | N/A | USD/clothes washer | us | us | 1018.2905
residential clothes washing | Reference Clothes Washer - Front Loading | 2038 | INSTALLATION | NEW | N/A | USD/clothes washer | us | us | 107.1885
residential clothes washing | Reference Clothes Washer - Front Loading | 2038 | INSTALLATION | REPLACEMENT | N/A | USD/clothes washer | us | us | 107.1885
residential clothes washing | Reference Clothes Washer - Front Loading | 2039 | CAPITAL | NEW | N/A | USD/clothes washer | us | us | 1018.2905
residential clothes washing | Reference Clothes Washer - Front Loading | 2039 | CAPITAL | REPLACEMENT | N/A | USD/clothes washer | us | us | 1018.2905
residential clothes washing | Reference Clothes Washer - Front Loading | 2039 | INSTALLATION | NEW | N/A | USD/clothes washer | us | us | 107.1885
residential clothes washing | Reference Clothes Washer - Front Loading | 2039 | INSTALLATION | REPLACEMENT | N/A | USD/clothes washer | us | us | 107.1885
residential clothes washing | Reference Clothes Washer - Front Loading | 2040 | CAPITAL | NEW | N/A | USD/clothes washer | us | us | 1018.2905
residential clothes washing | Reference Clothes Washer - Front Loading | 2040 | CAPITAL | REPLACEMENT | N/A | USD/clothes washer | us | us | 1018.2905
residential clothes washing | Reference Clothes Washer - Front Loading | 2040 | INSTALLATION | NEW | N/A | USD/clothes washer | us | us | 107.1885
residential clothes washing | Reference Clothes Washer - Front Loading | 2040 | INSTALLATION | REPLACEMENT | N/A | USD/clothes washer | us | us | 107.1885
residential clothes washing | Reference Clothes Washer - Front Loading | 2041 | CAPITAL | NEW | N/A | USD/clothes washer | us | us | 1018.2905
residential clothes washing | Reference Clothes Washer - Front Loading | 2041 | CAPITAL | REPLACEMENT | N/A | USD/clothes washer | us | us | 1018.2905
residential clothes washing | Reference Clothes Washer - Front Loading | 2041 | INSTALLATION | NEW | N/A | USD/clothes washer | us | us | 107.1885
residential clothes washing | Reference Clothes Washer - Front Loading | 2041 | INSTALLATION | REPLACEMENT | N/A | USD/clothes washer | us | us | 107.1885
residential clothes washing | Reference Clothes Washer - Front Loading | 2042 | CAPITAL | NEW | N/A | USD/clothes washer | us | us | 1018.2905
residential clothes washing | Reference Clothes Washer - Front Loading | 2042 | CAPITAL | REPLACEMENT | N/A | USD/clothes washer | us | us | 1018.2905
residential clothes washing | Reference Clothes Washer - Front Loading | 2042 | INSTALLATION | NEW | N/A | USD/clothes washer | us | us | 107.1885
residential clothes washing | Reference Clothes Washer - Front Loading | 2042 | INSTALLATION | REPLACEMENT | N/A | USD/clothes washer | us | us | 107.1885
residential clothes washing | Reference Clothes Washer - Front Loading | 2043 | CAPITAL | NEW | N/A | USD/clothes washer | us | us | 1018.2905
residential clothes washing | Reference Clothes Washer - Front Loading | 2043 | CAPITAL | REPLACEMENT | N/A | USD/clothes washer | us | us | 1018.2905
residential clothes washing | Reference Clothes Washer - Front Loading | 2043 | INSTALLATION | NEW | N/A | USD/clothes washer | us | us | 107.1885
residential clothes washing | Reference Clothes Washer - Front Loading | 2043 | INSTALLATION | REPLACEMENT | N/A | USD/clothes washer | us | us | 107.1885
residential clothes washing | Reference Clothes Washer - Front Loading | 2044 | CAPITAL | NEW | N/A | USD/clothes washer | us | us | 1018.2905
residential clothes washing | Reference Clothes Washer - Front Loading | 2044 | CAPITAL | REPLACEMENT | N/A | USD/clothes washer | us | us | 1018.2905
residential clothes washing | Reference Clothes Washer - Front Loading | 2044 | INSTALLATION | NEW | N/A | USD/clothes washer | us | us | 107.1885
residential clothes washing | Reference Clothes Washer - Front Loading | 2044 | INSTALLATION | REPLACEMENT | N/A | USD/clothes washer | us | us | 107.1885
residential clothes washing | Reference Clothes Washer - Front Loading | 2045 | CAPITAL | NEW | N/A | USD/clothes washer | us | us | 1018.2905
residential clothes washing | Reference Clothes Washer - Front Loading | 2045 | CAPITAL | REPLACEMENT | N/A | USD/clothes washer | us | us | 1018.2905
residential clothes washing | Reference Clothes Washer - Front Loading | 2045 | INSTALLATION | NEW | N/A | USD/clothes washer | us | us | 107.1885
residential clothes washing | Reference Clothes Washer - Front Loading | 2045 | INSTALLATION | REPLACEMENT | N/A | USD/clothes washer | us | us | 107.1885
residential clothes washing | Reference Clothes Washer - Front Loading | 2046 | CAPITAL | NEW | N/A | USD/clothes washer | us | us | 1018.2905
residential clothes washing | Reference Clothes Washer - Front Loading | 2046 | CAPITAL | REPLACEMENT | N/A | USD/clothes washer | us | us | 1018.2905
residential clothes washing | Reference Clothes Washer - Front Loading | 2046 | INSTALLATION | NEW | N/A | USD/clothes washer | us | us | 107.1885
residential clothes washing | Reference Clothes Washer - Front Loading | 2046 | INSTALLATION | REPLACEMENT | N/A | USD/clothes washer | us | us | 107.1885
residential clothes washing | Reference Clothes Washer - Front Loading | 2047 | CAPITAL | NEW | N/A | USD/clothes washer | us | us | 1018.2905
residential clothes washing | Reference Clothes Washer - Front Loading | 2047 | CAPITAL | REPLACEMENT | N/A | USD/clothes washer | us | us | 1018.2905
residential clothes washing | Reference Clothes Washer - Front Loading | 2047 | INSTALLATION | NEW | N/A | USD/clothes washer | us | us | 107.1885
residential clothes washing | Reference Clothes Washer - Front Loading | 2047 | INSTALLATION | REPLACEMENT | N/A | USD/clothes washer | us | us | 107.1885
residential clothes washing | Reference Clothes Washer - Front Loading | 2048 | CAPITAL | NEW | N/A | USD/clothes washer | us | us | 1018.2905
residential clothes washing | Reference Clothes Washer - Front Loading | 2048 | CAPITAL | REPLACEMENT | N/A | USD/clothes washer | us | us | 1018.2905
residential clothes washing | Reference Clothes Washer - Front Loading | 2048 | INSTALLATION | NEW | N/A | USD/clothes washer | us | us | 107.1885
residential clothes washing | Reference Clothes Washer - Front Loading | 2048 | INSTALLATION | REPLACEMENT | N/A | USD/clothes washer | us | us | 107.1885
residential clothes washing | Reference Clothes Washer - Front Loading | 2049 | CAPITAL | NEW | N/A | USD/clothes washer | us | us | 1018.2905
residential clothes washing | Reference Clothes Washer - Front Loading | 2049 | CAPITAL | REPLACEMENT | N/A | USD/clothes washer | us | us | 1018.2905
residential clothes washing | Reference Clothes Washer - Front Loading | 2049 | INSTALLATION | NEW | N/A | USD/clothes washer | us | us | 107.1885
residential clothes washing | Reference Clothes Washer - Front Loading | 2049 | INSTALLATION | REPLACEMENT | N/A | USD/clothes washer | us | us | 107.1885
residential clothes washing | Reference Clothes Washer - Front Loading | 2050 | CAPITAL | NEW | N/A | USD/clothes washer | us | us | 1018.2905
residential clothes washing | Reference Clothes Washer - Front Loading | 2050 | CAPITAL | REPLACEMENT | N/A | USD/clothes washer | us | us | 1018.2905
residential clothes washing | Reference Clothes Washer - Front Loading | 2050 | INSTALLATION | NEW | N/A | USD/clothes washer | us | us | 107.1885
residential clothes washing | Reference Clothes Washer - Front Loading | 2050 | INSTALLATION | REPLACEMENT | N/A | USD/clothes washer | us | us | 107.1885
residential clothes washing | Reference Clothes Washer - Top Loading | 2020 | CAPITAL | NEW | N/A | USD/clothes washer | us | us | 643.1308
residential clothes washing | Reference Clothes Washer - Top Loading | 2020 | CAPITAL | REPLACEMENT | N/A | USD/clothes washer | us | us | 643.1308
residential clothes washing | Reference Clothes Washer - Top Loading | 2020 | INSTALLATION | NEW | N/A | USD/clothes washer | us | us | 107.1885
residential clothes washing | Reference Clothes Washer - Top Loading | 2020 | INSTALLATION | REPLACEMENT | N/A | USD/clothes washer | us | us | 107.1885
residential clothes washing | Reference Clothes Washer - Top Loading | 2021 | CAPITAL | NEW | N/A | USD/clothes washer | us | us | 643.1308
residential clothes washing | Reference Clothes Washer - Top Loading | 2021 | CAPITAL | REPLACEMENT | N/A | USD/clothes washer | us | us | 643.1308
residential clothes washing | Reference Clothes Washer - Top Loading | 2021 | INSTALLATION | NEW | N/A | USD/clothes washer | us | us | 107.1885
residential clothes washing | Reference Clothes Washer - Top Loading | 2021 | INSTALLATION | REPLACEMENT | N/A | USD/clothes washer | us | us | 107.1885
residential clothes washing | Reference Clothes Washer - Top Loading | 2022 | CAPITAL | NEW | N/A | USD/clothes washer | us | us | 643.1308
residential clothes washing | Reference Clothes Washer - Top Loading | 2022 | CAPITAL | REPLACEMENT | N/A | USD/clothes washer | us | us | 643.1308
residential clothes washing | Reference Clothes Washer - Top Loading | 2022 | INSTALLATION | NEW | N/A | USD/clothes washer | us | us | 107.1885
residential clothes washing | Reference Clothes Washer - Top Loading | 2022 | INSTALLATION | REPLACEMENT | N/A | USD/clothes washer | us | us | 107.1885
residential clothes washing | Reference Clothes Washer - Top Loading | 2023 | CAPITAL | NEW | N/A | USD/clothes washer | us | us | 643.1308
residential clothes washing | Reference Clothes Washer - Top Loading | 2023 | CAPITAL | REPLACEMENT | N/A | USD/clothes washer | us | us | 643.1308
residential clothes washing | Reference Clothes Washer - Top Loading | 2023 | INSTALLATION | NEW | N/A | USD/clothes washer | us | us | 107.1885
residential clothes washing | Reference Clothes Washer - Top Loading | 2023 | INSTALLATION | REPLACEMENT | N/A | USD/clothes washer | us | us | 107.1885
residential clothes washing | Reference Clothes Washer - Top Loading | 2024 | CAPITAL | NEW | N/A | USD/clothes washer | us | us | 643.1308
residential clothes washing | Reference Clothes Washer - Top Loading | 2024 | CAPITAL | REPLACEMENT | N/A | USD/clothes washer | us | us | 643.1308
residential clothes washing | Reference Clothes Washer - Top Loading | 2024 | INSTALLATION | NEW | N/A | USD/clothes washer | us | us | 107.1885
residential clothes washing | Reference Clothes Washer - Top Loading | 2024 | INSTALLATION | REPLACEMENT | N/A | USD/clothes washer | us | us | 107.1885
residential clothes washing | Reference Clothes Washer - Top Loading | 2025 | CAPITAL | NEW | N/A | USD/clothes washer | us | us | 643.1308
residential clothes washing | Reference Clothes Washer - Top Loading | 2025 | CAPITAL | REPLACEMENT | N/A | USD/clothes washer | us | us | 643.1308
residential clothes washing | Reference Clothes Washer - Top Loading | 2025 | INSTALLATION | NEW | N/A | USD/clothes washer | us | us | 107.1885
residential clothes washing | Reference Clothes Washer - Top Loading | 2025 | INSTALLATION | REPLACEMENT | N/A | USD/clothes washer | us | us | 107.1885
residential clothes washing | Reference Clothes Washer - Top Loading | 2026 | CAPITAL | NEW | N/A | USD/clothes washer | us | us | 643.1308
residential clothes washing | Reference Clothes Washer - Top Loading | 2026 | CAPITAL | REPLACEMENT | N/A | USD/clothes washer | us | us | 643.1308
residential clothes washing | Reference Clothes Washer - Top Loading | 2026 | INSTALLATION | NEW | N/A | USD/clothes washer | us | us | 107.1885
residential clothes washing | Reference Clothes Washer - Top Loading | 2026 | INSTALLATION | REPLACEMENT | N/A | USD/clothes washer | us | us | 107.1885
residential clothes washing | Reference Clothes Washer - Top Loading | 2027 | CAPITAL | NEW | N/A | USD/clothes washer | us | us | 643.1308
residential clothes washing | Reference Clothes Washer - Top Loading | 2027 | CAPITAL | REPLACEMENT | N/A | USD/clothes washer | us | us | 643.1308
residential clothes washing | Reference Clothes Washer - Top Loading | 2027 | INSTALLATION | NEW | N/A | USD/clothes washer | us | us | 107.1885
residential clothes washing | Reference Clothes Washer - Top Loading | 2027 | INSTALLATION | REPLACEMENT | N/A | USD/clothes washer | us | us | 107.1885
residential clothes washing | Reference Clothes Washer - Top Loading | 2028 | CAPITAL | NEW | N/A | USD/clothes washer | us | us | 643.1308
residential clothes washing | Reference Clothes Washer - Top Loading | 2028 | CAPITAL | REPLACEMENT | N/A | USD/clothes washer | us | us | 643.1308
residential clothes washing | Reference Clothes Washer - Top Loading | 2028 | INSTALLATION | NEW | N/A | USD/clothes washer | us | us | 107.1885
residential clothes washing | Reference Clothes Washer - Top Loading | 2028 | INSTALLATION | REPLACEMENT | N/A | USD/clothes washer | us | us | 107.1885
residential clothes washing | Reference Clothes Washer - Top Loading | 2029 | CAPITAL | NEW | N/A | USD/clothes washer | us | us | 643.1308
residential clothes washing | Reference Clothes Washer - Top Loading | 2029 | CAPITAL | REPLACEMENT | N/A | USD/clothes washer | us | us | 643.1308
residential clothes washing | Reference Clothes Washer - Top Loading | 2029 | INSTALLATION | NEW | N/A | USD/clothes washer | us | us | 107.1885
residential clothes washing | Reference Clothes Washer - Top Loading | 2029 | INSTALLATION | REPLACEMENT | N/A | USD/clothes washer | us | us | 107.1885
residential clothes washing | Reference Clothes Washer - Top Loading | 2030 | CAPITAL | NEW | N/A | USD/clothes washer | us | us | 643.1308
residential clothes washing | Reference Clothes Washer - Top Loading | 2030 | CAPITAL | REPLACEMENT | N/A | USD/clothes washer | us | us | 643.1308
residential clothes washing | Reference Clothes Washer - Top Loading | 2030 | INSTALLATION | NEW | N/A | USD/clothes washer | us | us | 107.1885
residential clothes washing | Reference Clothes Washer - Top Loading | 2030 | INSTALLATION | REPLACEMENT | N/A | USD/clothes washer | us | us | 107.1885
residential clothes washing | Reference Clothes Washer - Top Loading | 2031 | CAPITAL | NEW | N/A | USD/clothes washer | us | us | 643.1308
residential clothes washing | Reference Clothes Washer - Top Loading | 2031 | CAPITAL | REPLACEMENT | N/A | USD/clothes washer | us | us | 643.1308
residential clothes washing | Reference Clothes Washer - Top Loading | 2031 | INSTALLATION | NEW | N/A | USD/clothes washer | us | us | 107.1885
residential clothes washing | Reference Clothes Washer - Top Loading | 2031 | INSTALLATION | REPLACEMENT | N/A | USD/clothes washer | us | us | 107.1885
residential clothes washing | Reference Clothes Washer - Top Loading | 2032 | CAPITAL | NEW | N/A | USD/clothes washer | us | us | 643.1308
residential clothes washing | Reference Clothes Washer - Top Loading | 2032 | CAPITAL | REPLACEMENT | N/A | USD/clothes washer | us | us | 643.1308
residential clothes washing | Reference Clothes Washer - Top Loading | 2032 | INSTALLATION | NEW | N/A | USD/clothes washer | us | us | 107.1885
residential clothes washing | Reference Clothes Washer - Top Loading | 2032 | INSTALLATION | REPLACEMENT | N/A | USD/clothes washer | us | us | 107.1885
residential clothes washing | Reference Clothes Washer - Top Loading | 2033 | CAPITAL | NEW | N/A | USD/clothes washer | us | us | 643.1308
residential clothes washing | Reference Clothes Washer - Top Loading | 2033 | CAPITAL | REPLACEMENT | N/A | USD/clothes washer | us | us | 643.1308
residential clothes washing | Reference Clothes Washer - Top Loading | 2033 | INSTALLATION | NEW | N/A | USD/clothes washer | us | us | 107.1885
residential clothes washing | Reference Clothes Washer - Top Loading | 2033 | INSTALLATION | REPLACEMENT | N/A | USD/clothes washer | us | us | 107.1885
residential clothes washing | Reference Clothes Washer - Top Loading | 2034 | CAPITAL | NEW | N/A | USD/clothes washer | us | us | 643.1308
residential clothes washing | Reference Clothes Washer - Top Loading | 2034 | CAPITAL | REPLACEMENT | N/A | USD/clothes washer | us | us | 643.1308
residential clothes washing | Reference Clothes Washer - Top Loading | 2034 | INSTALLATION | NEW | N/A | USD/clothes washer | us | us | 107.1885
residential clothes washing | Reference Clothes Washer - Top Loading | 2034 | INSTALLATION | REPLACEMENT | N/A | USD/clothes washer | us | us | 107.1885
residential clothes washing | Reference Clothes Washer - Top Loading | 2035 | CAPITAL | NEW | N/A | USD/clothes washer | us | us | 643.1308
residential clothes washing | Reference Clothes Washer - Top Loading | 2035 | CAPITAL | REPLACEMENT | N/A | USD/clothes washer | us | us | 643.1308
residential clothes washing | Reference Clothes Washer - Top Loading | 2035 | INSTALLATION | NEW | N/A | USD/clothes washer | us | us | 107.1885
residential clothes washing | Reference Clothes Washer - Top Loading | 2035 | INSTALLATION | REPLACEMENT | N/A | USD/clothes washer | us | us | 107.1885
residential clothes washing | Reference Clothes Washer - Top Loading | 2036 | CAPITAL | NEW | N/A | USD/clothes washer | us | us | 643.1308
residential clothes washing | Reference Clothes Washer - Top Loading | 2036 | CAPITAL | REPLACEMENT | N/A | USD/clothes washer | us | us | 643.1308
residential clothes washing | Reference Clothes Washer - Top Loading | 2036 | INSTALLATION | NEW | N/A | USD/clothes washer | us | us | 107.1885
residential clothes washing | Reference Clothes Washer - Top Loading | 2036 | INSTALLATION | REPLACEMENT | N/A | USD/clothes washer | us | us | 107.1885
residential clothes washing | Reference Clothes Washer - Top Loading | 2037 | CAPITAL | NEW | N/A | USD/clothes washer | us | us | 643.1308
residential clothes washing | Reference Clothes Washer - Top Loading | 2037 | CAPITAL | REPLACEMENT | N/A | USD/clothes washer | us | us | 643.1308
residential clothes washing | Reference Clothes Washer - Top Loading | 2037 | INSTALLATION | NEW | N/A | USD/clothes washer | us | us | 107.1885
residential clothes washing | Reference Clothes Washer - Top Loading | 2037 | INSTALLATION | REPLACEMENT | N/A | USD/clothes washer | us | us | 107.1885
residential clothes washing | Reference Clothes Washer - Top Loading | 2038 | CAPITAL | NEW | N/A | USD/clothes washer | us | us | 643.1308
residential clothes washing | Reference Clothes Washer - Top Loading | 2038 | CAPITAL | REPLACEMENT | N/A | USD/clothes washer | us | us | 643.1308
residential clothes washing | Reference Clothes Washer - Top Loading | 2038 | INSTALLATION | NEW | N/A | USD/clothes washer | us | us | 107.1885
residential clothes washing | Reference Clothes Washer - Top Loading | 2038 | INSTALLATION | REPLACEMENT | N/A | USD/clothes washer | us | us | 107.1885
residential clothes washing | Reference Clothes Washer - Top Loading | 2039 | CAPITAL | NEW | N/A | USD/clothes washer | us | us | 643.1308
residential clothes washing | Reference Clothes Washer - Top Loading | 2039 | CAPITAL | REPLACEMENT | N/A | USD/clothes washer | us | us | 643.1308
residential clothes washing | Reference Clothes Washer - Top Loading | 2039 | INSTALLATION | NEW | N/A | USD/clothes washer | us | us | 107.1885
residential clothes washing | Reference Clothes Washer - Top Loading | 2039 | INSTALLATION | REPLACEMENT | N/A | USD/clothes washer | us | us | 107.1885
residential clothes washing | Reference Clothes Washer - Top Loading | 2040 | CAPITAL | NEW | N/A | USD/clothes washer | us | us | 643.1308
residential clothes washing | Reference Clothes Washer - Top Loading | 2040 | CAPITAL | REPLACEMENT | N/A | USD/clothes washer | us | us | 643.1308
residential clothes washing | Reference Clothes Washer - Top Loading | 2040 | INSTALLATION | NEW | N/A | USD/clothes washer | us | us | 107.1885
residential clothes washing | Reference Clothes Washer - Top Loading | 2040 | INSTALLATION | REPLACEMENT | N/A | USD/clothes washer | us | us | 107.1885
residential clothes washing | Reference Clothes Washer - Top Loading | 2041 | CAPITAL | NEW | N/A | USD/clothes washer | us | us | 643.1308
residential clothes washing | Reference Clothes Washer - Top Loading | 2041 | CAPITAL | REPLACEMENT | N/A | USD/clothes washer | us | us | 643.1308
residential clothes washing | Reference Clothes Washer - Top Loading | 2041 | INSTALLATION | NEW | N/A | USD/clothes washer | us | us | 107.1885
residential clothes washing | Reference Clothes Washer - Top Loading | 2041 | INSTALLATION | REPLACEMENT | N/A | USD/clothes washer | us | us | 107.1885
residential clothes washing | Reference Clothes Washer - Top Loading | 2042 | CAPITAL | NEW | N/A | USD/clothes washer | us | us | 643.1308
residential clothes washing | Reference Clothes Washer - Top Loading | 2042 | CAPITAL | REPLACEMENT | N/A | USD/clothes washer | us | us | 643.1308
residential clothes washing | Reference Clothes Washer - Top Loading | 2042 | INSTALLATION | NEW | N/A | USD/clothes washer | us | us | 107.1885
residential clothes washing | Reference Clothes Washer - Top Loading | 2042 | INSTALLATION | REPLACEMENT | N/A | USD/clothes washer | us | us | 107.1885
residential clothes washing | Reference Clothes Washer - Top Loading | 2043 | CAPITAL | NEW | N/A | USD/clothes washer | us | us | 643.1308
residential clothes washing | Reference Clothes Washer - Top Loading | 2043 | CAPITAL | REPLACEMENT | N/A | USD/clothes washer | us | us | 643.1308
residential clothes washing | Reference Clothes Washer - Top Loading | 2043 | INSTALLATION | NEW | N/A | USD/clothes washer | us | us | 107.1885
residential clothes washing | Reference Clothes Washer - Top Loading | 2043 | INSTALLATION | REPLACEMENT | N/A | USD/clothes washer | us | us | 107.1885
residential clothes washing | Reference Clothes Washer - Top Loading | 2044 | CAPITAL | NEW | N/A | USD/clothes washer | us | us | 643.1308
residential clothes washing | Reference Clothes Washer - Top Loading | 2044 | CAPITAL | REPLACEMENT | N/A | USD/clothes washer | us | us | 643.1308
residential clothes washing | Reference Clothes Washer - Top Loading | 2044 | INSTALLATION | NEW | N/A | USD/clothes washer | us | us | 107.1885
residential clothes washing | Reference Clothes Washer - Top Loading | 2044 | INSTALLATION | REPLACEMENT | N/A | USD/clothes washer | us | us | 107.1885
residential clothes washing | Reference Clothes Washer - Top Loading | 2045 | CAPITAL | NEW | N/A | USD/clothes washer | us | us | 643.1308
residential clothes washing | Reference Clothes Washer - Top Loading | 2045 | CAPITAL | REPLACEMENT | N/A | USD/clothes washer | us | us | 643.1308
residential clothes washing | Reference Clothes Washer - Top Loading | 2045 | INSTALLATION | NEW | N/A | USD/clothes washer | us | us | 107.1885
residential clothes washing | Reference Clothes Washer - Top Loading | 2045 | INSTALLATION | REPLACEMENT | N/A | USD/clothes washer | us | us | 107.1885
residential clothes washing | Reference Clothes Washer - Top Loading | 2046 | CAPITAL | NEW | N/A | USD/clothes washer | us | us | 643.1308
residential clothes washing | Reference Clothes Washer - Top Loading | 2046 | CAPITAL | REPLACEMENT | N/A | USD/clothes washer | us | us | 643.1308
residential clothes washing | Reference Clothes Washer - Top Loading | 2046 | INSTALLATION | NEW | N/A | USD/clothes washer | us | us | 107.1885
residential clothes washing | Reference Clothes Washer - Top Loading | 2046 | INSTALLATION | REPLACEMENT | N/A | USD/clothes washer | us | us | 107.1885
residential clothes washing | Reference Clothes Washer - Top Loading | 2047 | CAPITAL | NEW | N/A | USD/clothes washer | us | us | 643.1308
residential clothes washing | Reference Clothes Washer - Top Loading | 2047 | CAPITAL | REPLACEMENT | N/A | USD/clothes washer | us | us | 643.1308
residential clothes washing | Reference Clothes Washer - Top Loading | 2047 | INSTALLATION | NEW | N/A | USD/clothes washer | us | us | 107.1885
residential clothes washing | Reference Clothes Washer - Top Loading | 2047 | INSTALLATION | REPLACEMENT | N/A | USD/clothes washer | us | us | 107.1885
residential clothes washing | Reference Clothes Washer - Top Loading | 2048 | CAPITAL | NEW | N/A | USD/clothes washer | us | us | 643.1308
residential clothes washing | Reference Clothes Washer - Top Loading | 2048 | CAPITAL | REPLACEMENT | N/A | USD/clothes washer | us | us | 643.1308
residential clothes washing | Reference Clothes Washer - Top Loading | 2048 | INSTALLATION | NEW | N/A | USD/clothes washer | us | us | 107.1885
residential clothes washing | Reference Clothes Washer - Top Loading | 2048 | INSTALLATION | REPLACEMENT | N/A | USD/clothes washer | us | us | 107.1885
residential clothes washing | Reference Clothes Washer - Top Loading | 2049 | CAPITAL | NEW | N/A | USD/clothes washer | us | us | 643.1308
residential clothes washing | Reference Clothes Washer - Top Loading | 2049 | CAPITAL | REPLACEMENT | N/A | USD/clothes washer | us | us | 643.1308
residential clothes washing | Reference Clothes Washer - Top Loading | 2049 | INSTALLATION | NEW | N/A | USD/clothes washer | us | us | 107.1885
residential clothes washing | Reference Clothes Washer - Top Loading | 2049 | INSTALLATION | REPLACEMENT | N/A | USD/clothes washer | us | us | 107.1885
residential clothes washing | Reference Clothes Washer - Top Loading | 2050 | CAPITAL | NEW | N/A | USD/clothes washer | us | us | 643.1308
residential clothes washing | Reference Clothes Washer - Top Loading | 2050 | CAPITAL | REPLACEMENT | N/A | USD/clothes washer | us | us | 643.1308
residential clothes washing | Reference Clothes Washer - Top Loading | 2050 | INSTALLATION | NEW | N/A | USD/clothes washer | us | us | 107.1885
residential clothes washing | Reference Clothes Washer - Top Loading | 2050 | INSTALLATION | REPLACEMENT | N/A | USD/clothes washer | us | us | 107.1885
residential cooking | Electric Cooktop/Stove | 2020 | CAPITAL | NEW | N/A | USD/cooktop | us | us | 321.5654
residential cooking | Electric Cooktop/Stove | 2020 | CAPITAL | REPLACEMENT | N/A | USD/cooktop | us | us | 321.5654
residential cooking | Electric Cooktop/Stove | 2020 | FUEL_SWITCHING | NEW | N/A | USD/cooktop | us | us | 0
residential cooking | Electric Cooktop/Stove | 2020 | FUEL_SWITCHING | REPLACEMENT | N/A | USD/cooktop | us | us | 0
residential cooking | Electric Cooktop/Stove | 2020 | INSTALLATION | NEW | N/A | USD/cooktop | us | us | 53.5942
residential cooking | Electric Cooktop/Stove | 2020 | INSTALLATION | REPLACEMENT | N/A | USD/cooktop | us | us | 53.5942
residential cooking | Electric Cooktop/Stove | 2021 | CAPITAL | NEW | N/A | USD/cooktop | us | us | 321.5654
residential cooking | Electric Cooktop/Stove | 2021 | CAPITAL | REPLACEMENT | N/A | USD/cooktop | us | us | 321.5654
residential cooking | Electric Cooktop/Stove | 2021 | FUEL_SWITCHING | NEW | N/A | USD/cooktop | us | us | 0
residential cooking | Electric Cooktop/Stove | 2021 | FUEL_SWITCHING | REPLACEMENT | N/A | USD/cooktop | us | us | 0
residential cooking | Electric Cooktop/Stove | 2021 | INSTALLATION | NEW | N/A | USD/cooktop | us | us | 53.5942
residential cooking | Electric Cooktop/Stove | 2021 | INSTALLATION | REPLACEMENT | N/A | USD/cooktop | us | us | 53.5942
residential cooking | Electric Cooktop/Stove | 2022 | CAPITAL | NEW | N/A | USD/cooktop | us | us | 321.5654
residential cooking | Electric Cooktop/Stove | 2022 | CAPITAL | REPLACEMENT | N/A | USD/cooktop | us | us | 321.5654
residential cooking | Electric Cooktop/Stove | 2022 | FUEL_SWITCHING | NEW | N/A | USD/cooktop | us | us | 0
residential cooking | Electric Cooktop/Stove | 2022 | FUEL_SWITCHING | REPLACEMENT | N/A | USD/cooktop | us | us | 0
residential cooking | Electric Cooktop/Stove | 2022 | INSTALLATION | NEW | N/A | USD/cooktop | us | us | 53.5942
residential cooking | Electric Cooktop/Stove | 2022 | INSTALLATION | REPLACEMENT | N/A | USD/cooktop | us | us | 53.5942
residential cooking | Electric Cooktop/Stove | 2023 | CAPITAL | NEW | N/A | USD/cooktop | us | us | 321.5654
residential cooking | Electric Cooktop/Stove | 2023 | CAPITAL | REPLACEMENT | N/A | USD/cooktop | us | us | 321.5654
residential cooking | Electric Cooktop/Stove | 2023 | FUEL_SWITCHING | NEW | N/A | USD/cooktop | us | us | 0
residential cooking | Electric Cooktop/Stove | 2023 | FUEL_SWITCHING | REPLACEMENT | N/A | USD/cooktop | us | us | 0
residential cooking | Electric Cooktop/Stove | 2023 | INSTALLATION | NEW | N/A | USD/cooktop | us | us | 53.5942
residential cooking | Electric Cooktop/Stove | 2023 | INSTALLATION | REPLACEMENT | N/A | USD/cooktop | us | us | 53.5942
residential cooking | Electric Cooktop/Stove | 2024 | CAPITAL | NEW | N/A | USD/cooktop | us | us | 321.5654
residential cooking | Electric Cooktop/Stove | 2024 | CAPITAL | REPLACEMENT | N/A | USD/cooktop | us | us | 321.5654
residential cooking | Electric Cooktop/Stove | 2024 | FUEL_SWITCHING | NEW | N/A | USD/cooktop | us | us | 0
residential cooking | Electric Cooktop/Stove | 2024 | FUEL_SWITCHING | REPLACEMENT | N/A | USD/cooktop | us | us | 0
residential cooking | Electric Cooktop/Stove | 2024 | INSTALLATION | NEW | N/A | USD/cooktop | us | us | 53.5942
residential cooking | Electric Cooktop/Stove | 2024 | INSTALLATION | REPLACEMENT | N/A | USD/cooktop | us | us | 53.5942
residential cooking | Electric Cooktop/Stove | 2025 | CAPITAL | NEW | N/A | USD/cooktop | us | us | 321.5654
residential cooking | Electric Cooktop/Stove | 2025 | CAPITAL | REPLACEMENT | N/A | USD/cooktop | us | us | 321.5654
residential cooking | Electric Cooktop/Stove | 2025 | FUEL_SWITCHING | NEW | N/A | USD/cooktop | us | us | 0
residential cooking | Electric Cooktop/Stove | 2025 | FUEL_SWITCHING | REPLACEMENT | N/A | USD/cooktop | us | us | 0
residential cooking | Electric Cooktop/Stove | 2025 | INSTALLATION | NEW | N/A | USD/cooktop | us | us | 53.5942
residential cooking | Electric Cooktop/Stove | 2025 | INSTALLATION | REPLACEMENT | N/A | USD/cooktop | us | us | 53.5942
residential cooking | Electric Cooktop/Stove | 2026 | CAPITAL | NEW | N/A | USD/cooktop | us | us | 321.5654
residential cooking | Electric Cooktop/Stove | 2026 | CAPITAL | REPLACEMENT | N/A | USD/cooktop | us | us | 321.5654
residential cooking | Electric Cooktop/Stove | 2026 | FUEL_SWITCHING | NEW | N/A | USD/cooktop | us | us | 0
residential cooking | Electric Cooktop/Stove | 2026 | FUEL_SWITCHING | REPLACEMENT | N/A | USD/cooktop | us | us | 0
residential cooking | Electric Cooktop/Stove | 2026 | INSTALLATION | NEW | N/A | USD/cooktop | us | us | 53.5942
residential cooking | Electric Cooktop/Stove | 2026 | INSTALLATION | REPLACEMENT | N/A | USD/cooktop | us | us | 53.5942
residential cooking | Electric Cooktop/Stove | 2027 | CAPITAL | NEW | N/A | USD/cooktop | us | us | 321.5654
residential cooking | Electric Cooktop/Stove | 2027 | CAPITAL | REPLACEMENT | N/A | USD/cooktop | us | us | 321.5654
residential cooking | Electric Cooktop/Stove | 2027 | FUEL_SWITCHING | NEW | N/A | USD/cooktop | us | us | 0
residential cooking | Electric Cooktop/Stove | 2027 | FUEL_SWITCHING | REPLACEMENT | N/A | USD/cooktop | us | us | 0
residential cooking | Electric Cooktop/Stove | 2027 | INSTALLATION | NEW | N/A | USD/cooktop | us | us | 53.5942
residential cooking | Electric Cooktop/Stove | 2027 | INSTALLATION | REPLACEMENT | N/A | USD/cooktop | us | us | 53.5942
residential cooking | Electric Cooktop/Stove | 2028 | CAPITAL | NEW | N/A | USD/cooktop | us | us | 321.5654
residential cooking | Electric Cooktop/Stove | 2028 | CAPITAL | REPLACEMENT | N/A | USD/cooktop | us | us | 321.5654
residential cooking | Electric Cooktop/Stove | 2028 | FUEL_SWITCHING | NEW | N/A | USD/cooktop | us | us | 0
residential cooking | Electric Cooktop/Stove | 2028 | FUEL_SWITCHING | REPLACEMENT | N/A | USD/cooktop | us | us | 0
residential cooking | Electric Cooktop/Stove | 2028 | INSTALLATION | NEW | N/A | USD/cooktop | us | us | 53.5942
residential cooking | Electric Cooktop/Stove | 2028 | INSTALLATION | REPLACEMENT | N/A | USD/cooktop | us | us | 53.5942
residential cooking | Electric Cooktop/Stove | 2029 | CAPITAL | NEW | N/A | USD/cooktop | us | us | 321.5654
residential cooking | Electric Cooktop/Stove | 2029 | CAPITAL | REPLACEMENT | N/A | USD/cooktop | us | us | 321.5654
residential cooking | Electric Cooktop/Stove | 2029 | FUEL_SWITCHING | NEW | N/A | USD/cooktop | us | us | 0
residential cooking | Electric Cooktop/Stove | 2029 | FUEL_SWITCHING | REPLACEMENT | N/A | USD/cooktop | us | us | 0
residential cooking | Electric Cooktop/Stove | 2029 | INSTALLATION | NEW | N/A | USD/cooktop | us | us | 53.5942
residential cooking | Electric Cooktop/Stove | 2029 | INSTALLATION | REPLACEMENT | N/A | USD/cooktop | us | us | 53.5942
residential cooking | Electric Cooktop/Stove | 2030 | CAPITAL | NEW | N/A | USD/cooktop | us | us | 321.5654
residential cooking | Electric Cooktop/Stove | 2030 | CAPITAL | REPLACEMENT | N/A | USD/cooktop | us | us | 321.5654
residential cooking | Electric Cooktop/Stove | 2030 | FUEL_SWITCHING | NEW | N/A | USD/cooktop | us | us | 0
residential cooking | Electric Cooktop/Stove | 2030 | FUEL_SWITCHING | REPLACEMENT | N/A | USD/cooktop | us | us | 0
residential cooking | Electric Cooktop/Stove | 2030 | INSTALLATION | NEW | N/A | USD/cooktop | us | us | 53.5942
residential cooking | Electric Cooktop/Stove | 2030 | INSTALLATION | REPLACEMENT | N/A | USD/cooktop | us | us | 53.5942
residential cooking | Electric Cooktop/Stove | 2031 | CAPITAL | NEW | N/A | USD/cooktop | us | us | 321.5654
residential cooking | Electric Cooktop/Stove | 2031 | CAPITAL | REPLACEMENT | N/A | USD/cooktop | us | us | 321.5654
residential cooking | Electric Cooktop/Stove | 2031 | FUEL_SWITCHING | NEW | N/A | USD/cooktop | us | us | 0
residential cooking | Electric Cooktop/Stove | 2031 | FUEL_SWITCHING | REPLACEMENT | N/A | USD/cooktop | us | us | 0
residential cooking | Electric Cooktop/Stove | 2031 | INSTALLATION | NEW | N/A | USD/cooktop | us | us | 53.5942
residential cooking | Electric Cooktop/Stove | 2031 | INSTALLATION | REPLACEMENT | N/A | USD/cooktop | us | us | 53.5942
residential cooking | Electric Cooktop/Stove | 2032 | CAPITAL | NEW | N/A | USD/cooktop | us | us | 321.5654
residential cooking | Electric Cooktop/Stove | 2032 | CAPITAL | REPLACEMENT | N/A | USD/cooktop | us | us | 321.5654
residential cooking | Electric Cooktop/Stove | 2032 | FUEL_SWITCHING | NEW | N/A | USD/cooktop | us | us | 0
residential cooking | Electric Cooktop/Stove | 2032 | FUEL_SWITCHING | REPLACEMENT | N/A | USD/cooktop | us | us | 0
residential cooking | Electric Cooktop/Stove | 2032 | INSTALLATION | NEW | N/A | USD/cooktop | us | us | 53.5942
residential cooking | Electric Cooktop/Stove | 2032 | INSTALLATION | REPLACEMENT | N/A | USD/cooktop | us | us | 53.5942
residential cooking | Electric Cooktop/Stove | 2033 | CAPITAL | NEW | N/A | USD/cooktop | us | us | 321.5654
residential cooking | Electric Cooktop/Stove | 2033 | CAPITAL | REPLACEMENT | N/A | USD/cooktop | us | us | 321.5654
residential cooking | Electric Cooktop/Stove | 2033 | FUEL_SWITCHING | NEW | N/A | USD/cooktop | us | us | 0
residential cooking | Electric Cooktop/Stove | 2033 | FUEL_SWITCHING | REPLACEMENT | N/A | USD/cooktop | us | us | 0
residential cooking | Electric Cooktop/Stove | 2033 | INSTALLATION | NEW | N/A | USD/cooktop | us | us | 53.5942
residential cooking | Electric Cooktop/Stove | 2033 | INSTALLATION | REPLACEMENT | N/A | USD/cooktop | us | us | 53.5942
residential cooking | Electric Cooktop/Stove | 2034 | CAPITAL | NEW | N/A | USD/cooktop | us | us | 321.5654
residential cooking | Electric Cooktop/Stove | 2034 | CAPITAL | REPLACEMENT | N/A | USD/cooktop | us | us | 321.5654
residential cooking | Electric Cooktop/Stove | 2034 | FUEL_SWITCHING | NEW | N/A | USD/cooktop | us | us | 0
residential cooking | Electric Cooktop/Stove | 2034 | FUEL_SWITCHING | REPLACEMENT | N/A | USD/cooktop | us | us | 0
residential cooking | Electric Cooktop/Stove | 2034 | INSTALLATION | NEW | N/A | USD/cooktop | us | us | 53.5942
residential cooking | Electric Cooktop/Stove | 2034 | INSTALLATION | REPLACEMENT | N/A | USD/cooktop | us | us | 53.5942
residential cooking | Electric Cooktop/Stove | 2035 | CAPITAL | NEW | N/A | USD/cooktop | us | us | 321.5654
residential cooking | Electric Cooktop/Stove | 2035 | CAPITAL | REPLACEMENT | N/A | USD/cooktop | us | us | 321.5654
residential cooking | Electric Cooktop/Stove | 2035 | FUEL_SWITCHING | NEW | N/A | USD/cooktop | us | us | 0
residential cooking | Electric Cooktop/Stove | 2035 | FUEL_SWITCHING | REPLACEMENT | N/A | USD/cooktop | us | us | 0
residential cooking | Electric Cooktop/Stove | 2035 | INSTALLATION | NEW | N/A | USD/cooktop | us | us | 53.5942
residential cooking | Electric Cooktop/Stove | 2035 | INSTALLATION | REPLACEMENT | N/A | USD/cooktop | us | us | 53.5942
residential cooking | Electric Cooktop/Stove | 2036 | CAPITAL | NEW | N/A | USD/cooktop | us | us | 321.5654
residential cooking | Electric Cooktop/Stove | 2036 | CAPITAL | REPLACEMENT | N/A | USD/cooktop | us | us | 321.5654
residential cooking | Electric Cooktop/Stove | 2036 | FUEL_SWITCHING | NEW | N/A | USD/cooktop | us | us | 0
residential cooking | Electric Cooktop/Stove | 2036 | FUEL_SWITCHING | REPLACEMENT | N/A | USD/cooktop | us | us | 0
residential cooking | Electric Cooktop/Stove | 2036 | INSTALLATION | NEW | N/A | USD/cooktop | us | us | 53.5942
residential cooking | Electric Cooktop/Stove | 2036 | INSTALLATION | REPLACEMENT | N/A | USD/cooktop | us | us | 53.5942
residential cooking | Electric Cooktop/Stove | 2037 | CAPITAL | NEW | N/A | USD/cooktop | us | us | 321.5654
residential cooking | Electric Cooktop/Stove | 2037 | CAPITAL | REPLACEMENT | N/A | USD/cooktop | us | us | 321.5654
residential cooking | Electric Cooktop/Stove | 2037 | FUEL_SWITCHING | NEW | N/A | USD/cooktop | us | us | 0
residential cooking | Electric Cooktop/Stove | 2037 | FUEL_SWITCHING | REPLACEMENT | N/A | USD/cooktop | us | us | 0
residential cooking | Electric Cooktop/Stove | 2037 | INSTALLATION | NEW | N/A | USD/cooktop | us | us | 53.5942
residential cooking | Electric Cooktop/Stove | 2037 | INSTALLATION | REPLACEMENT | N/A | USD/cooktop | us | us | 53.5942
residential cooking | Electric Cooktop/Stove | 2038 | CAPITAL | NEW | N/A | USD/cooktop | us | us | 321.5654
residential cooking | Electric Cooktop/Stove | 2038 | CAPITAL | REPLACEMENT | N/A | USD/cooktop | us | us | 321.5654
residential cooking | Electric Cooktop/Stove | 2038 | FUEL_SWITCHING | NEW | N/A | USD/cooktop | us | us | 0
residential cooking | Electric Cooktop/Stove | 2038 | FUEL_SWITCHING | REPLACEMENT | N/A | USD/cooktop | us | us | 0
residential cooking | Electric Cooktop/Stove | 2038 | INSTALLATION | NEW | N/A | USD/cooktop | us | us | 53.5942
residential cooking | Electric Cooktop/Stove | 2038 | INSTALLATION | REPLACEMENT | N/A | USD/cooktop | us | us | 53.5942
residential cooking | Electric Cooktop/Stove | 2039 | CAPITAL | NEW | N/A | USD/cooktop | us | us | 321.5654
residential cooking | Electric Cooktop/Stove | 2039 | CAPITAL | REPLACEMENT | N/A | USD/cooktop | us | us | 321.5654
residential cooking | Electric Cooktop/Stove | 2039 | FUEL_SWITCHING | NEW | N/A | USD/cooktop | us | us | 0
residential cooking | Electric Cooktop/Stove | 2039 | FUEL_SWITCHING | REPLACEMENT | N/A | USD/cooktop | us | us | 0
residential cooking | Electric Cooktop/Stove | 2039 | INSTALLATION | NEW | N/A | USD/cooktop | us | us | 53.5942
residential cooking | Electric Cooktop/Stove | 2039 | INSTALLATION | REPLACEMENT | N/A | USD/cooktop | us | us | 53.5942
residential cooking | Electric Cooktop/Stove | 2040 | CAPITAL | NEW | N/A | USD/cooktop | us | us | 321.5654
residential cooking | Electric Cooktop/Stove | 2040 | CAPITAL | REPLACEMENT | N/A | USD/cooktop | us | us | 321.5654
residential cooking | Electric Cooktop/Stove | 2040 | FUEL_SWITCHING | NEW | N/A | USD/cooktop | us | us | 0
residential cooking | Electric Cooktop/Stove | 2040 | FUEL_SWITCHING | REPLACEMENT | N/A | USD/cooktop | us | us | 0
residential cooking | Electric Cooktop/Stove | 2040 | INSTALLATION | NEW | N/A | USD/cooktop | us | us | 53.5942
residential cooking | Electric Cooktop/Stove | 2040 | INSTALLATION | REPLACEMENT | N/A | USD/cooktop | us | us | 53.5942
residential cooking | Electric Cooktop/Stove | 2041 | CAPITAL | NEW | N/A | USD/cooktop | us | us | 321.5654
residential cooking | Electric Cooktop/Stove | 2041 | CAPITAL | REPLACEMENT | N/A | USD/cooktop | us | us | 321.5654
residential cooking | Electric Cooktop/Stove | 2041 | FUEL_SWITCHING | NEW | N/A | USD/cooktop | us | us | 0
residential cooking | Electric Cooktop/Stove | 2041 | FUEL_SWITCHING | REPLACEMENT | N/A | USD/cooktop | us | us | 0
residential cooking | Electric Cooktop/Stove | 2041 | INSTALLATION | NEW | N/A | USD/cooktop | us | us | 53.5942
residential cooking | Electric Cooktop/Stove | 2041 | INSTALLATION | REPLACEMENT | N/A | USD/cooktop | us | us | 53.5942
residential cooking | Electric Cooktop/Stove | 2042 | CAPITAL | NEW | N/A | USD/cooktop | us | us | 321.5654
residential cooking | Electric Cooktop/Stove | 2042 | CAPITAL | REPLACEMENT | N/A | USD/cooktop | us | us | 321.5654
residential cooking | Electric Cooktop/Stove | 2042 | FUEL_SWITCHING | NEW | N/A | USD/cooktop | us | us | 0
residential cooking | Electric Cooktop/Stove | 2042 | FUEL_SWITCHING | REPLACEMENT | N/A | USD/cooktop | us | us | 0
residential cooking | Electric Cooktop/Stove | 2042 | INSTALLATION | NEW | N/A | USD/cooktop | us | us | 53.5942
residential cooking | Electric Cooktop/Stove | 2042 | INSTALLATION | REPLACEMENT | N/A | USD/cooktop | us | us | 53.5942
residential cooking | Electric Cooktop/Stove | 2043 | CAPITAL | NEW | N/A | USD/cooktop | us | us | 321.5654
residential cooking | Electric Cooktop/Stove | 2043 | CAPITAL | REPLACEMENT | N/A | USD/cooktop | us | us | 321.5654
residential cooking | Electric Cooktop/Stove | 2043 | FUEL_SWITCHING | NEW | N/A | USD/cooktop | us | us | 0
residential cooking | Electric Cooktop/Stove | 2043 | FUEL_SWITCHING | REPLACEMENT | N/A | USD/cooktop | us | us | 0
residential cooking | Electric Cooktop/Stove | 2043 | INSTALLATION | NEW | N/A | USD/cooktop | us | us | 53.5942
residential cooking | Electric Cooktop/Stove | 2043 | INSTALLATION | REPLACEMENT | N/A | USD/cooktop | us | us | 53.5942
residential cooking | Electric Cooktop/Stove | 2044 | CAPITAL | NEW | N/A | USD/cooktop | us | us | 321.5654
residential cooking | Electric Cooktop/Stove | 2044 | CAPITAL | REPLACEMENT | N/A | USD/cooktop | us | us | 321.5654
residential cooking | Electric Cooktop/Stove | 2044 | FUEL_SWITCHING | NEW | N/A | USD/cooktop | us | us | 0
residential cooking | Electric Cooktop/Stove | 2044 | FUEL_SWITCHING | REPLACEMENT | N/A | USD/cooktop | us | us | 0
residential cooking | Electric Cooktop/Stove | 2044 | INSTALLATION | NEW | N/A | USD/cooktop | us | us | 53.5942
residential cooking | Electric Cooktop/Stove | 2044 | INSTALLATION | REPLACEMENT | N/A | USD/cooktop | us | us | 53.5942
residential cooking | Electric Cooktop/Stove | 2045 | CAPITAL | NEW | N/A | USD/cooktop | us | us | 321.5654
residential cooking | Electric Cooktop/Stove | 2045 | CAPITAL | REPLACEMENT | N/A | USD/cooktop | us | us | 321.5654
residential cooking | Electric Cooktop/Stove | 2045 | FUEL_SWITCHING | NEW | N/A | USD/cooktop | us | us | 0
residential cooking | Electric Cooktop/Stove | 2045 | FUEL_SWITCHING | REPLACEMENT | N/A | USD/cooktop | us | us | 0
residential cooking | Electric Cooktop/Stove | 2045 | INSTALLATION | NEW | N/A | USD/cooktop | us | us | 53.5942
residential cooking | Electric Cooktop/Stove | 2045 | INSTALLATION | REPLACEMENT | N/A | USD/cooktop | us | us | 53.5942
residential cooking | Electric Cooktop/Stove | 2046 | CAPITAL | NEW | N/A | USD/cooktop | us | us | 321.5654
residential cooking | Electric Cooktop/Stove | 2046 | CAPITAL | REPLACEMENT | N/A | USD/cooktop | us | us | 321.5654
residential cooking | Electric Cooktop/Stove | 2046 | FUEL_SWITCHING | NEW | N/A | USD/cooktop | us | us | 0
residential cooking | Electric Cooktop/Stove | 2046 | FUEL_SWITCHING | REPLACEMENT | N/A | USD/cooktop | us | us | 0
residential cooking | Electric Cooktop/Stove | 2046 | INSTALLATION | NEW | N/A | USD/cooktop | us | us | 53.5942
residential cooking | Electric Cooktop/Stove | 2046 | INSTALLATION | REPLACEMENT | N/A | USD/cooktop | us | us | 53.5942
residential cooking | Electric Cooktop/Stove | 2047 | CAPITAL | NEW | N/A | USD/cooktop | us | us | 321.5654
residential cooking | Electric Cooktop/Stove | 2047 | CAPITAL | REPLACEMENT | N/A | USD/cooktop | us | us | 321.5654
residential cooking | Electric Cooktop/Stove | 2047 | FUEL_SWITCHING | NEW | N/A | USD/cooktop | us | us | 0
residential cooking | Electric Cooktop/Stove | 2047 | FUEL_SWITCHING | REPLACEMENT | N/A | USD/cooktop | us | us | 0
residential cooking | Electric Cooktop/Stove | 2047 | INSTALLATION | NEW | N/A | USD/cooktop | us | us | 53.5942
residential cooking | Electric Cooktop/Stove | 2047 | INSTALLATION | REPLACEMENT | N/A | USD/cooktop | us | us | 53.5942
residential cooking | Electric Cooktop/Stove | 2048 | CAPITAL | NEW | N/A | USD/cooktop | us | us | 321.5654
residential cooking | Electric Cooktop/Stove | 2048 | CAPITAL | REPLACEMENT | N/A | USD/cooktop | us | us | 321.5654
residential cooking | Electric Cooktop/Stove | 2048 | FUEL_SWITCHING | NEW | N/A | USD/cooktop | us | us | 0
residential cooking | Electric Cooktop/Stove | 2048 | FUEL_SWITCHING | REPLACEMENT | N/A | USD/cooktop | us | us | 0
residential cooking | Electric Cooktop/Stove | 2048 | INSTALLATION | NEW | N/A | USD/cooktop | us | us | 53.5942
residential cooking | Electric Cooktop/Stove | 2048 | INSTALLATION | REPLACEMENT | N/A | USD/cooktop | us | us | 53.5942
residential cooking | Electric Cooktop/Stove | 2049 | CAPITAL | NEW | N/A | USD/cooktop | us | us | 321.5654
residential cooking | Electric Cooktop/Stove | 2049 | CAPITAL | REPLACEMENT | N/A | USD/cooktop | us | us | 321.5654
residential cooking | Electric Cooktop/Stove | 2049 | FUEL_SWITCHING | NEW | N/A | USD/cooktop | us | us | 0
residential cooking | Electric Cooktop/Stove | 2049 | FUEL_SWITCHING | REPLACEMENT | N/A | USD/cooktop | us | us | 0
residential cooking | Electric Cooktop/Stove | 2049 | INSTALLATION | NEW | N/A | USD/cooktop | us | us | 53.5942
residential cooking | Electric Cooktop/Stove | 2049 | INSTALLATION | REPLACEMENT | N/A | USD/cooktop | us | us | 53.5942
residential cooking | Electric Cooktop/Stove | 2050 | CAPITAL | NEW | N/A | USD/cooktop | us | us | 321.5654
residential cooking | Electric Cooktop/Stove | 2050 | CAPITAL | REPLACEMENT | N/A | USD/cooktop | us | us | 321.5654
residential cooking | Electric Cooktop/Stove | 2050 | FUEL_SWITCHING | NEW | N/A | USD/cooktop | us | us | 0
residential cooking | Electric Cooktop/Stove | 2050 | FUEL_SWITCHING | REPLACEMENT | N/A | USD/cooktop | us | us | 0
residential cooking | Electric Cooktop/Stove | 2050 | INSTALLATION | NEW | N/A | USD/cooktop | us | us | 53.5942
residential cooking | Electric Cooktop/Stove | 2050 | INSTALLATION | REPLACEMENT | N/A | USD/cooktop | us | us | 53.5942
residential cooking | Reference Gas Cooktop/Stove | 2020 | CAPITAL | NEW | N/A | USD/cooktop | us | us | 321.5654
residential cooking | Reference Gas Cooktop/Stove | 2020 | CAPITAL | REPLACEMENT | N/A | USD/cooktop | us | us | 321.5654
residential cooking | Reference Gas Cooktop/Stove | 2020 | INSTALLATION | NEW | N/A | USD/cooktop | us | us | 53.5942
residential cooking | Reference Gas Cooktop/Stove | 2020 | INSTALLATION | REPLACEMENT | N/A | USD/cooktop | us | us | 53.5942
residential cooking | Reference Gas Cooktop/Stove | 2021 | CAPITAL | NEW | N/A | USD/cooktop | us | us | 321.5654
residential cooking | Reference Gas Cooktop/Stove | 2021 | CAPITAL | REPLACEMENT | N/A | USD/cooktop | us | us | 321.5654
residential cooking | Reference Gas Cooktop/Stove | 2021 | INSTALLATION | NEW | N/A | USD/cooktop | us | us | 53.5942
residential cooking | Reference Gas Cooktop/Stove | 2021 | INSTALLATION | REPLACEMENT | N/A | USD/cooktop | us | us | 53.5942
residential cooking | Reference Gas Cooktop/Stove | 2022 | CAPITAL | NEW | N/A | USD/cooktop | us | us | 321.5654
residential cooking | Reference Gas Cooktop/Stove | 2022 | CAPITAL | REPLACEMENT | N/A | USD/cooktop | us | us | 321.5654
residential cooking | Reference Gas Cooktop/Stove | 2022 | INSTALLATION | NEW | N/A | USD/cooktop | us | us | 53.5942
residential cooking | Reference Gas Cooktop/Stove | 2022 | INSTALLATION | REPLACEMENT | N/A | USD/cooktop | us | us | 53.5942
residential cooking | Reference Gas Cooktop/Stove | 2023 | CAPITAL | NEW | N/A | USD/cooktop | us | us | 321.5654
residential cooking | Reference Gas Cooktop/Stove | 2023 | CAPITAL | REPLACEMENT | N/A | USD/cooktop | us | us | 321.5654
residential cooking | Reference Gas Cooktop/Stove | 2023 | INSTALLATION | NEW | N/A | USD/cooktop | us | us | 53.5942
residential cooking | Reference Gas Cooktop/Stove | 2023 | INSTALLATION | REPLACEMENT | N/A | USD/cooktop | us | us | 53.5942
residential cooking | Reference Gas Cooktop/Stove | 2024 | CAPITAL | NEW | N/A | USD/cooktop | us | us | 321.5654
residential cooking | Reference Gas Cooktop/Stove | 2024 | CAPITAL | REPLACEMENT | N/A | USD/cooktop | us | us | 321.5654
residential cooking | Reference Gas Cooktop/Stove | 2024 | INSTALLATION | NEW | N/A | USD/cooktop | us | us | 53.5942
residential cooking | Reference Gas Cooktop/Stove | 2024 | INSTALLATION | REPLACEMENT | N/A | USD/cooktop | us | us | 53.5942
residential cooking | Reference Gas Cooktop/Stove | 2025 | CAPITAL | NEW | N/A | USD/cooktop | us | us | 321.5654
residential cooking | Reference Gas Cooktop/Stove | 2025 | CAPITAL | REPLACEMENT | N/A | USD/cooktop | us | us | 321.5654
residential cooking | Reference Gas Cooktop/Stove | 2025 | INSTALLATION | NEW | N/A | USD/cooktop | us | us | 53.5942
residential cooking | Reference Gas Cooktop/Stove | 2025 | INSTALLATION | REPLACEMENT | N/A | USD/cooktop | us | us | 53.5942
residential cooking | Reference Gas Cooktop/Stove | 2026 | CAPITAL | NEW | N/A | USD/cooktop | us | us | 321.5654
residential cooking | Reference Gas Cooktop/Stove | 2026 | CAPITAL | REPLACEMENT | N/A | USD/cooktop | us | us | 321.5654
residential cooking | Reference Gas Cooktop/Stove | 2026 | INSTALLATION | NEW | N/A | USD/cooktop | us | us | 53.5942
residential cooking | Reference Gas Cooktop/Stove | 2026 | INSTALLATION | REPLACEMENT | N/A | USD/cooktop | us | us | 53.5942
residential cooking | Reference Gas Cooktop/Stove | 2027 | CAPITAL | NEW | N/A | USD/cooktop | us | us | 321.5654
residential cooking | Reference Gas Cooktop/Stove | 2027 | CAPITAL | REPLACEMENT | N/A | USD/cooktop | us | us | 321.5654
residential cooking | Reference Gas Cooktop/Stove | 2027 | INSTALLATION | NEW | N/A | USD/cooktop | us | us | 53.5942
residential cooking | Reference Gas Cooktop/Stove | 2027 | INSTALLATION | REPLACEMENT | N/A | USD/cooktop | us | us | 53.5942
residential cooking | Reference Gas Cooktop/Stove | 2028 | CAPITAL | NEW | N/A | USD/cooktop | us | us | 321.5654
residential cooking | Reference Gas Cooktop/Stove | 2028 | CAPITAL | REPLACEMENT | N/A | USD/cooktop | us | us | 321.5654
residential cooking | Reference Gas Cooktop/Stove | 2028 | INSTALLATION | NEW | N/A | USD/cooktop | us | us | 53.5942
residential cooking | Reference Gas Cooktop/Stove | 2028 | INSTALLATION | REPLACEMENT | N/A | USD/cooktop | us | us | 53.5942
residential cooking | Reference Gas Cooktop/Stove | 2029 | CAPITAL | NEW | N/A | USD/cooktop | us | us | 321.5654
residential cooking | Reference Gas Cooktop/Stove | 2029 | CAPITAL | REPLACEMENT | N/A | USD/cooktop | us | us | 321.5654
residential cooking | Reference Gas Cooktop/Stove | 2029 | INSTALLATION | NEW | N/A | USD/cooktop | us | us | 53.5942
residential cooking | Reference Gas Cooktop/Stove | 2029 | INSTALLATION | REPLACEMENT | N/A | USD/cooktop | us | us | 53.5942
residential cooking | Reference Gas Cooktop/Stove | 2030 | CAPITAL | NEW | N/A | USD/cooktop | us | us | 321.5654
residential cooking | Reference Gas Cooktop/Stove | 2030 | CAPITAL | REPLACEMENT | N/A | USD/cooktop | us | us | 321.5654
residential cooking | Reference Gas Cooktop/Stove | 2030 | INSTALLATION | NEW | N/A | USD/cooktop | us | us | 53.5942
residential cooking | Reference Gas Cooktop/Stove | 2030 | INSTALLATION | REPLACEMENT | N/A | USD/cooktop | us | us | 53.5942
residential cooking | Reference Gas Cooktop/Stove | 2031 | CAPITAL | NEW | N/A | USD/cooktop | us | us | 321.5654
residential cooking | Reference Gas Cooktop/Stove | 2031 | CAPITAL | REPLACEMENT | N/A | USD/cooktop | us | us | 321.5654
residential cooking | Reference Gas Cooktop/Stove | 2031 | INSTALLATION | NEW | N/A | USD/cooktop | us | us | 53.5942
residential cooking | Reference Gas Cooktop/Stove | 2031 | INSTALLATION | REPLACEMENT | N/A | USD/cooktop | us | us | 53.5942
residential cooking | Reference Gas Cooktop/Stove | 2032 | CAPITAL | NEW | N/A | USD/cooktop | us | us | 321.5654
residential cooking | Reference Gas Cooktop/Stove | 2032 | CAPITAL | REPLACEMENT | N/A | USD/cooktop | us | us | 321.5654
residential cooking | Reference Gas Cooktop/Stove | 2032 | INSTALLATION | NEW | N/A | USD/cooktop | us | us | 53.5942
residential cooking | Reference Gas Cooktop/Stove | 2032 | INSTALLATION | REPLACEMENT | N/A | USD/cooktop | us | us | 53.5942
residential cooking | Reference Gas Cooktop/Stove | 2033 | CAPITAL | NEW | N/A | USD/cooktop | us | us | 321.5654
residential cooking | Reference Gas Cooktop/Stove | 2033 | CAPITAL | REPLACEMENT | N/A | USD/cooktop | us | us | 321.5654
residential cooking | Reference Gas Cooktop/Stove | 2033 | INSTALLATION | NEW | N/A | USD/cooktop | us | us | 53.5942
residential cooking | Reference Gas Cooktop/Stove | 2033 | INSTALLATION | REPLACEMENT | N/A | USD/cooktop | us | us | 53.5942
residential cooking | Reference Gas Cooktop/Stove | 2034 | CAPITAL | NEW | N/A | USD/cooktop | us | us | 321.5654
residential cooking | Reference Gas Cooktop/Stove | 2034 | CAPITAL | REPLACEMENT | N/A | USD/cooktop | us | us | 321.5654
residential cooking | Reference Gas Cooktop/Stove | 2034 | INSTALLATION | NEW | N/A | USD/cooktop | us | us | 53.5942
residential cooking | Reference Gas Cooktop/Stove | 2034 | INSTALLATION | REPLACEMENT | N/A | USD/cooktop | us | us | 53.5942
residential cooking | Reference Gas Cooktop/Stove | 2035 | CAPITAL | NEW | N/A | USD/cooktop | us | us | 321.5654
residential cooking | Reference Gas Cooktop/Stove | 2035 | CAPITAL | REPLACEMENT | N/A | USD/cooktop | us | us | 321.5654
residential cooking | Reference Gas Cooktop/Stove | 2035 | INSTALLATION | NEW | N/A | USD/cooktop | us | us | 53.5942
residential cooking | Reference Gas Cooktop/Stove | 2035 | INSTALLATION | REPLACEMENT | N/A | USD/cooktop | us | us | 53.5942
residential cooking | Reference Gas Cooktop/Stove | 2036 | CAPITAL | NEW | N/A | USD/cooktop | us | us | 321.5654
residential cooking | Reference Gas Cooktop/Stove | 2036 | CAPITAL | REPLACEMENT | N/A | USD/cooktop | us | us | 321.5654
residential cooking | Reference Gas Cooktop/Stove | 2036 | INSTALLATION | NEW | N/A | USD/cooktop | us | us | 53.5942
residential cooking | Reference Gas Cooktop/Stove | 2036 | INSTALLATION | REPLACEMENT | N/A | USD/cooktop | us | us | 53.5942
residential cooking | Reference Gas Cooktop/Stove | 2037 | CAPITAL | NEW | N/A | USD/cooktop | us | us | 321.5654
residential cooking | Reference Gas Cooktop/Stove | 2037 | CAPITAL | REPLACEMENT | N/A | USD/cooktop | us | us | 321.5654
residential cooking | Reference Gas Cooktop/Stove | 2037 | INSTALLATION | NEW | N/A | USD/cooktop | us | us | 53.5942
residential cooking | Reference Gas Cooktop/Stove | 2037 | INSTALLATION | REPLACEMENT | N/A | USD/cooktop | us | us | 53.5942
residential cooking | Reference Gas Cooktop/Stove | 2038 | CAPITAL | NEW | N/A | USD/cooktop | us | us | 321.5654
residential cooking | Reference Gas Cooktop/Stove | 2038 | CAPITAL | REPLACEMENT | N/A | USD/cooktop | us | us | 321.5654
residential cooking | Reference Gas Cooktop/Stove | 2038 | INSTALLATION | NEW | N/A | USD/cooktop | us | us | 53.5942
residential cooking | Reference Gas Cooktop/Stove | 2038 | INSTALLATION | REPLACEMENT | N/A | USD/cooktop | us | us | 53.5942
residential cooking | Reference Gas Cooktop/Stove | 2039 | CAPITAL | NEW | N/A | USD/cooktop | us | us | 321.5654
residential cooking | Reference Gas Cooktop/Stove | 2039 | CAPITAL | REPLACEMENT | N/A | USD/cooktop | us | us | 321.5654
residential cooking | Reference Gas Cooktop/Stove | 2039 | INSTALLATION | NEW | N/A | USD/cooktop | us | us | 53.5942
residential cooking | Reference Gas Cooktop/Stove | 2039 | INSTALLATION | REPLACEMENT | N/A | USD/cooktop | us | us | 53.5942
residential cooking | Reference Gas Cooktop/Stove | 2040 | CAPITAL | NEW | N/A | USD/cooktop | us | us | 321.5654
residential cooking | Reference Gas Cooktop/Stove | 2040 | CAPITAL | REPLACEMENT | N/A | USD/cooktop | us | us | 321.5654
residential cooking | Reference Gas Cooktop/Stove | 2040 | INSTALLATION | NEW | N/A | USD/cooktop | us | us | 53.5942
residential cooking | Reference Gas Cooktop/Stove | 2040 | INSTALLATION | REPLACEMENT | N/A | USD/cooktop | us | us | 53.5942
residential cooking | Reference Gas Cooktop/Stove | 2041 | CAPITAL | NEW | N/A | USD/cooktop | us | us | 321.5654
residential cooking | Reference Gas Cooktop/Stove | 2041 | CAPITAL | REPLACEMENT | N/A | USD/cooktop | us | us | 321.5654
residential cooking | Reference Gas Cooktop/Stove | 2041 | INSTALLATION | NEW | N/A | USD/cooktop | us | us | 53.5942
residential cooking | Reference Gas Cooktop/Stove | 2041 | INSTALLATION | REPLACEMENT | N/A | USD/cooktop | us | us | 53.5942
residential cooking | Reference Gas Cooktop/Stove | 2042 | CAPITAL | NEW | N/A | USD/cooktop | us | us | 321.5654
residential cooking | Reference Gas Cooktop/Stove | 2042 | CAPITAL | REPLACEMENT | N/A | USD/cooktop | us | us | 321.5654
residential cooking | Reference Gas Cooktop/Stove | 2042 | INSTALLATION | NEW | N/A | USD/cooktop | us | us | 53.5942
residential cooking | Reference Gas Cooktop/Stove | 2042 | INSTALLATION | REPLACEMENT | N/A | USD/cooktop | us | us | 53.5942
residential cooking | Reference Gas Cooktop/Stove | 2043 | CAPITAL | NEW | N/A | USD/cooktop | us | us | 321.5654
residential cooking | Reference Gas Cooktop/Stove | 2043 | CAPITAL | REPLACEMENT | N/A | USD/cooktop | us | us | 321.5654
residential cooking | Reference Gas Cooktop/Stove | 2043 | INSTALLATION | NEW | N/A | USD/cooktop | us | us | 53.5942
residential cooking | Reference Gas Cooktop/Stove | 2043 | INSTALLATION | REPLACEMENT | N/A | USD/cooktop | us | us | 53.5942
residential cooking | Reference Gas Cooktop/Stove | 2044 | CAPITAL | NEW | N/A | USD/cooktop | us | us | 321.5654
residential cooking | Reference Gas Cooktop/Stove | 2044 | CAPITAL | REPLACEMENT | N/A | USD/cooktop | us | us | 321.5654
residential cooking | Reference Gas Cooktop/Stove | 2044 | INSTALLATION | NEW | N/A | USD/cooktop | us | us | 53.5942
residential cooking | Reference Gas Cooktop/Stove | 2044 | INSTALLATION | REPLACEMENT | N/A | USD/cooktop | us | us | 53.5942
residential cooking | Reference Gas Cooktop/Stove | 2045 | CAPITAL | NEW | N/A | USD/cooktop | us | us | 321.5654
residential cooking | Reference Gas Cooktop/Stove | 2045 | CAPITAL | REPLACEMENT | N/A | USD/cooktop | us | us | 321.5654
residential cooking | Reference Gas Cooktop/Stove | 2045 | INSTALLATION | NEW | N/A | USD/cooktop | us | us | 53.5942
residential cooking | Reference Gas Cooktop/Stove | 2045 | INSTALLATION | REPLACEMENT | N/A | USD/cooktop | us | us | 53.5942
residential cooking | Reference Gas Cooktop/Stove | 2046 | CAPITAL | NEW | N/A | USD/cooktop | us | us | 321.5654
residential cooking | Reference Gas Cooktop/Stove | 2046 | CAPITAL | REPLACEMENT | N/A | USD/cooktop | us | us | 321.5654
residential cooking | Reference Gas Cooktop/Stove | 2046 | INSTALLATION | NEW | N/A | USD/cooktop | us | us | 53.5942
residential cooking | Reference Gas Cooktop/Stove | 2046 | INSTALLATION | REPLACEMENT | N/A | USD/cooktop | us | us | 53.5942
residential cooking | Reference Gas Cooktop/Stove | 2047 | CAPITAL | NEW | N/A | USD/cooktop | us | us | 321.5654
residential cooking | Reference Gas Cooktop/Stove | 2047 | CAPITAL | REPLACEMENT | N/A | USD/cooktop | us | us | 321.5654
residential cooking | Reference Gas Cooktop/Stove | 2047 | INSTALLATION | NEW | N/A | USD/cooktop | us | us | 53.5942
residential cooking | Reference Gas Cooktop/Stove | 2047 | INSTALLATION | REPLACEMENT | N/A | USD/cooktop | us | us | 53.5942
residential cooking | Reference Gas Cooktop/Stove | 2048 | CAPITAL | NEW | N/A | USD/cooktop | us | us | 321.5654
residential cooking | Reference Gas Cooktop/Stove | 2048 | CAPITAL | REPLACEMENT | N/A | USD/cooktop | us | us | 321.5654
residential cooking | Reference Gas Cooktop/Stove | 2048 | INSTALLATION | NEW | N/A | USD/cooktop | us | us | 53.5942
residential cooking | Reference Gas Cooktop/Stove | 2048 | INSTALLATION | REPLACEMENT | N/A | USD/cooktop | us | us | 53.5942
residential cooking | Reference Gas Cooktop/Stove | 2049 | CAPITAL | NEW | N/A | USD/cooktop | us | us | 321.5654
residential cooking | Reference Gas Cooktop/Stove | 2049 | CAPITAL | REPLACEMENT | N/A | USD/cooktop | us | us | 321.5654
residential cooking | Reference Gas Cooktop/Stove | 2049 | INSTALLATION | NEW | N/A | USD/cooktop | us | us | 53.5942
residential cooking | Reference Gas Cooktop/Stove | 2049 | INSTALLATION | REPLACEMENT | N/A | USD/cooktop | us | us | 53.5942
residential cooking | Reference Gas Cooktop/Stove | 2050 | CAPITAL | NEW | N/A | USD/cooktop | us | us | 321.5654
residential cooking | Reference Gas Cooktop/Stove | 2050 | CAPITAL | REPLACEMENT | N/A | USD/cooktop | us | us | 321.5654
residential cooking | Reference Gas Cooktop/Stove | 2050 | INSTALLATION | NEW | N/A | USD/cooktop | us | us | 53.5942
residential cooking | Reference Gas Cooktop/Stove | 2050 | INSTALLATION | REPLACEMENT | N/A | USD/cooktop | us | us | 53.5942
residential cooking | Reference LPG Cooktop/Stove | 2020 | CAPITAL | NEW | N/A | USD/cooktop | us | us | 321.5654
residential cooking | Reference LPG Cooktop/Stove | 2020 | CAPITAL | REPLACEMENT | N/A | USD/cooktop | us | us | 321.5654
residential cooking | Reference LPG Cooktop/Stove | 2020 | INSTALLATION | NEW | N/A | USD/cooktop | us | us | 53.5942
residential cooking | Reference LPG Cooktop/Stove | 2021 | CAPITAL | NEW | N/A | USD/cooktop | us | us | 321.5654
residential cooking | Reference LPG Cooktop/Stove | 2021 | CAPITAL | REPLACEMENT | N/A | USD/cooktop | us | us | 321.5654
residential cooking | Reference LPG Cooktop/Stove | 2021 | INSTALLATION | NEW | N/A | USD/cooktop | us | us | 53.5942
residential cooking | Reference LPG Cooktop/Stove | 2022 | CAPITAL | NEW | N/A | USD/cooktop | us | us | 321.5654
residential cooking | Reference LPG Cooktop/Stove | 2022 | CAPITAL | REPLACEMENT | N/A | USD/cooktop | us | us | 321.5654
residential cooking | Reference LPG Cooktop/Stove | 2022 | INSTALLATION | NEW | N/A | USD/cooktop | us | us | 53.5942
residential cooking | Reference LPG Cooktop/Stove | 2023 | CAPITAL | NEW | N/A | USD/cooktop | us | us | 321.5654
residential cooking | Reference LPG Cooktop/Stove | 2023 | CAPITAL | REPLACEMENT | N/A | USD/cooktop | us | us | 321.5654
residential cooking | Reference LPG Cooktop/Stove | 2023 | INSTALLATION | NEW | N/A | USD/cooktop | us | us | 53.5942
residential cooking | Reference LPG Cooktop/Stove | 2024 | CAPITAL | NEW | N/A | USD/cooktop | us | us | 321.5654
residential cooking | Reference LPG Cooktop/Stove | 2024 | CAPITAL | REPLACEMENT | N/A | USD/cooktop | us | us | 321.5654
residential cooking | Reference LPG Cooktop/Stove | 2024 | INSTALLATION | NEW | N/A | USD/cooktop | us | us | 53.5942
residential cooking | Reference LPG Cooktop/Stove | 2025 | CAPITAL | NEW | N/A | USD/cooktop | us | us | 321.5654
residential cooking | Reference LPG Cooktop/Stove | 2025 | CAPITAL | REPLACEMENT | N/A | USD/cooktop | us | us | 321.5654
residential cooking | Reference LPG Cooktop/Stove | 2025 | INSTALLATION | NEW | N/A | USD/cooktop | us | us | 53.5942
residential cooking | Reference LPG Cooktop/Stove | 2026 | CAPITAL | NEW | N/A | USD/cooktop | us | us | 321.5654
residential cooking | Reference LPG Cooktop/Stove | 2026 | CAPITAL | REPLACEMENT | N/A | USD/cooktop | us | us | 321.5654
residential cooking | Reference LPG Cooktop/Stove | 2026 | INSTALLATION | NEW | N/A | USD/cooktop | us | us | 53.5942
residential cooking | Reference LPG Cooktop/Stove | 2027 | CAPITAL | NEW | N/A | USD/cooktop | us | us | 321.5654
residential cooking | Reference LPG Cooktop/Stove | 2027 | CAPITAL | REPLACEMENT | N/A | USD/cooktop | us | us | 321.5654
residential cooking | Reference LPG Cooktop/Stove | 2027 | INSTALLATION | NEW | N/A | USD/cooktop | us | us | 53.5942
residential cooking | Reference LPG Cooktop/Stove | 2028 | CAPITAL | NEW | N/A | USD/cooktop | us | us | 321.5654
residential cooking | Reference LPG Cooktop/Stove | 2028 | CAPITAL | REPLACEMENT | N/A | USD/cooktop | us | us | 321.5654
residential cooking | Reference LPG Cooktop/Stove | 2028 | INSTALLATION | NEW | N/A | USD/cooktop | us | us | 53.5942
residential cooking | Reference LPG Cooktop/Stove | 2029 | CAPITAL | NEW | N/A | USD/cooktop | us | us | 321.5654
residential cooking | Reference LPG Cooktop/Stove | 2029 | CAPITAL | REPLACEMENT | N/A | USD/cooktop | us | us | 321.5654
residential cooking | Reference LPG Cooktop/Stove | 2029 | INSTALLATION | NEW | N/A | USD/cooktop | us | us | 53.5942
residential cooking | Reference LPG Cooktop/Stove | 2030 | CAPITAL | NEW | N/A | USD/cooktop | us | us | 321.5654
residential cooking | Reference LPG Cooktop/Stove | 2030 | CAPITAL | REPLACEMENT | N/A | USD/cooktop | us | us | 321.5654
residential cooking | Reference LPG Cooktop/Stove | 2030 | INSTALLATION | NEW | N/A | USD/cooktop | us | us | 53.5942
residential cooking | Reference LPG Cooktop/Stove | 2031 | CAPITAL | NEW | N/A | USD/cooktop | us | us | 321.5654
residential cooking | Reference LPG Cooktop/Stove | 2031 | CAPITAL | REPLACEMENT | N/A | USD/cooktop | us | us | 321.5654
residential cooking | Reference LPG Cooktop/Stove | 2031 | INSTALLATION | NEW | N/A | USD/cooktop | us | us | 53.5942
residential cooking | Reference LPG Cooktop/Stove | 2032 | CAPITAL | NEW | N/A | USD/cooktop | us | us | 321.5654
residential cooking | Reference LPG Cooktop/Stove | 2032 | CAPITAL | REPLACEMENT | N/A | USD/cooktop | us | us | 321.5654
residential cooking | Reference LPG Cooktop/Stove | 2032 | INSTALLATION | NEW | N/A | USD/cooktop | us | us | 53.5942
residential cooking | Reference LPG Cooktop/Stove | 2033 | CAPITAL | NEW | N/A | USD/cooktop | us | us | 321.5654
residential cooking | Reference LPG Cooktop/Stove | 2033 | CAPITAL | REPLACEMENT | N/A | USD/cooktop | us | us | 321.5654
residential cooking | Reference LPG Cooktop/Stove | 2033 | INSTALLATION | NEW | N/A | USD/cooktop | us | us | 53.5942
residential cooking | Reference LPG Cooktop/Stove | 2034 | CAPITAL | NEW | N/A | USD/cooktop | us | us | 321.5654
residential cooking | Reference LPG Cooktop/Stove | 2034 | CAPITAL | REPLACEMENT | N/A | USD/cooktop | us | us | 321.5654
residential cooking | Reference LPG Cooktop/Stove | 2034 | INSTALLATION | NEW | N/A | USD/cooktop | us | us | 53.5942
residential cooking | Reference LPG Cooktop/Stove | 2035 | CAPITAL | NEW | N/A | USD/cooktop | us | us | 321.5654
residential cooking | Reference LPG Cooktop/Stove | 2035 | CAPITAL | REPLACEMENT | N/A | USD/cooktop | us | us | 321.5654
residential cooking | Reference LPG Cooktop/Stove | 2035 | INSTALLATION | NEW | N/A | USD/cooktop | us | us | 53.5942
residential cooking | Reference LPG Cooktop/Stove | 2036 | CAPITAL | NEW | N/A | USD/cooktop | us | us | 321.5654
residential cooking | Reference LPG Cooktop/Stove | 2036 | CAPITAL | REPLACEMENT | N/A | USD/cooktop | us | us | 321.5654
residential cooking | Reference LPG Cooktop/Stove | 2036 | INSTALLATION | NEW | N/A | USD/cooktop | us | us | 53.5942
residential cooking | Reference LPG Cooktop/Stove | 2037 | CAPITAL | NEW | N/A | USD/cooktop | us | us | 321.5654
residential cooking | Reference LPG Cooktop/Stove | 2037 | CAPITAL | REPLACEMENT | N/A | USD/cooktop | us | us | 321.5654
residential cooking | Reference LPG Cooktop/Stove | 2037 | INSTALLATION | NEW | N/A | USD/cooktop | us | us | 53.5942
residential cooking | Reference LPG Cooktop/Stove | 2038 | CAPITAL | NEW | N/A | USD/cooktop | us | us | 321.5654
residential cooking | Reference LPG Cooktop/Stove | 2038 | CAPITAL | REPLACEMENT | N/A | USD/cooktop | us | us | 321.5654
residential cooking | Reference LPG Cooktop/Stove | 2038 | INSTALLATION | NEW | N/A | USD/cooktop | us | us | 53.5942
residential cooking | Reference LPG Cooktop/Stove | 2039 | CAPITAL | NEW | N/A | USD/cooktop | us | us | 321.5654
residential cooking | Reference LPG Cooktop/Stove | 2039 | CAPITAL | REPLACEMENT | N/A | USD/cooktop | us | us | 321.5654
residential cooking | Reference LPG Cooktop/Stove | 2039 | INSTALLATION | NEW | N/A | USD/cooktop | us | us | 53.5942
residential cooking | Reference LPG Cooktop/Stove | 2040 | CAPITAL | NEW | N/A | USD/cooktop | us | us | 321.5654
residential cooking | Reference LPG Cooktop/Stove | 2040 | CAPITAL | REPLACEMENT | N/A | USD/cooktop | us | us | 321.5654
residential cooking | Reference LPG Cooktop/Stove | 2040 | INSTALLATION | NEW | N/A | USD/cooktop | us | us | 53.5942
residential cooking | Reference LPG Cooktop/Stove | 2041 | CAPITAL | NEW | N/A | USD/cooktop | us | us | 321.5654
residential cooking | Reference LPG Cooktop/Stove | 2041 | CAPITAL | REPLACEMENT | N/A | USD/cooktop | us | us | 321.5654
residential cooking | Reference LPG Cooktop/Stove | 2041 | INSTALLATION | NEW | N/A | USD/cooktop | us | us | 53.5942
residential cooking | Reference LPG Cooktop/Stove | 2042 | CAPITAL | NEW | N/A | USD/cooktop | us | us | 321.5654
residential cooking | Reference LPG Cooktop/Stove | 2042 | CAPITAL | REPLACEMENT | N/A | USD/cooktop | us | us | 321.5654
residential cooking | Reference LPG Cooktop/Stove | 2042 | INSTALLATION | NEW | N/A | USD/cooktop | us | us | 53.5942
residential cooking | Reference LPG Cooktop/Stove | 2043 | CAPITAL | NEW | N/A | USD/cooktop | us | us | 321.5654
residential cooking | Reference LPG Cooktop/Stove | 2043 | CAPITAL | REPLACEMENT | N/A | USD/cooktop | us | us | 321.5654
residential cooking | Reference LPG Cooktop/Stove | 2043 | INSTALLATION | NEW | N/A | USD/cooktop | us | us | 53.5942
residential cooking | Reference LPG Cooktop/Stove | 2044 | CAPITAL | NEW | N/A | USD/cooktop | us | us | 321.5654
residential cooking | Reference LPG Cooktop/Stove | 2044 | CAPITAL | REPLACEMENT | N/A | USD/cooktop | us | us | 321.5654
residential cooking | Reference LPG Cooktop/Stove | 2044 | INSTALLATION | NEW | N/A | USD/cooktop | us | us | 53.5942
residential cooking | Reference LPG Cooktop/Stove | 2045 | CAPITAL | NEW | N/A | USD/cooktop | us | us | 321.5654
residential cooking | Reference LPG Cooktop/Stove | 2045 | CAPITAL | REPLACEMENT | N/A | USD/cooktop | us | us | 321.5654
residential cooking | Reference LPG Cooktop/Stove | 2045 | INSTALLATION | NEW | N/A | USD/cooktop | us | us | 53.5942
residential cooking | Reference LPG Cooktop/Stove | 2046 | CAPITAL | NEW | N/A | USD/cooktop | us | us | 321.5654
residential cooking | Reference LPG Cooktop/Stove | 2046 | CAPITAL | REPLACEMENT | N/A | USD/cooktop | us | us | 321.5654
residential cooking | Reference LPG Cooktop/Stove | 2046 | INSTALLATION | NEW | N/A | USD/cooktop | us | us | 53.5942
residential cooking | Reference LPG Cooktop/Stove | 2047 | CAPITAL | NEW | N/A | USD/cooktop | us | us | 321.5654
residential cooking | Reference LPG Cooktop/Stove | 2047 | CAPITAL | REPLACEMENT | N/A | USD/cooktop | us | us | 321.5654
residential cooking | Reference LPG Cooktop/Stove | 2047 | INSTALLATION | NEW | N/A | USD/cooktop | us | us | 53.5942
residential cooking | Reference LPG Cooktop/Stove | 2048 | CAPITAL | NEW | N/A | USD/cooktop | us | us | 321.5654
residential cooking | Reference LPG Cooktop/Stove | 2048 | CAPITAL | REPLACEMENT | N/A | USD/cooktop | us | us | 321.5654
residential cooking | Reference LPG Cooktop/Stove | 2048 | INSTALLATION | NEW | N/A | USD/cooktop | us | us | 53.5942
residential cooking | Reference LPG Cooktop/Stove | 2049 | CAPITAL | NEW | N/A | USD/cooktop | us | us | 321.5654
residential cooking | Reference LPG Cooktop/Stove | 2049 | CAPITAL | REPLACEMENT | N/A | USD/cooktop | us | us | 321.5654
residential cooking | Reference LPG Cooktop/Stove | 2049 | INSTALLATION | NEW | N/A | USD/cooktop | us | us | 53.5942
residential cooking | Reference LPG Cooktop/Stove | 2050 | CAPITAL | NEW | N/A | USD/cooktop | us | us | 321.5654
residential cooking | Reference LPG Cooktop/Stove | 2050 | CAPITAL | REPLACEMENT | N/A | USD/cooktop | us | us | 321.5654
residential cooking | Reference LPG Cooktop/Stove | 2050 | INSTALLATION | NEW | N/A | USD/cooktop | us | us | 53.5942
residential dishwashing | High Efficiency Dishwasher | 2020 | CAPITAL | NEW | N/A | USD/dishwasher | us | us | 503.7858
residential dishwashing | High Efficiency Dishwasher | 2020 | CAPITAL | REPLACEMENT | N/A | USD/dishwasher | us | us | 503.7858
residential dishwashing | High Efficiency Dishwasher | 2020 | INSTALLATION | NEW | N/A | USD/dishwasher | us | us | 343.0031
residential dishwashing | High Efficiency Dishwasher | 2020 | INSTALLATION | REPLACEMENT | N/A | USD/dishwasher | us | us | 343.0031
residential dishwashing | High Efficiency Dishwasher | 2021 | CAPITAL | NEW | N/A | USD/dishwasher | us | us | 503.7858
residential dishwashing | High Efficiency Dishwasher | 2021 | CAPITAL | REPLACEMENT | N/A | USD/dishwasher | us | us | 503.7858
residential dishwashing | High Efficiency Dishwasher | 2021 | INSTALLATION | NEW | N/A | USD/dishwasher | us | us | 343.0031
residential dishwashing | High Efficiency Dishwasher | 2021 | INSTALLATION | REPLACEMENT | N/A | USD/dishwasher | us | us | 343.0031
residential dishwashing | High Efficiency Dishwasher | 2022 | CAPITAL | NEW | N/A | USD/dishwasher | us | us | 503.7858
residential dishwashing | High Efficiency Dishwasher | 2022 | CAPITAL | REPLACEMENT | N/A | USD/dishwasher | us | us | 503.7858
residential dishwashing | High Efficiency Dishwasher | 2022 | INSTALLATION | NEW | N/A | USD/dishwasher | us | us | 343.0031
residential dishwashing | High Efficiency Dishwasher | 2022 | INSTALLATION | REPLACEMENT | N/A | USD/dishwasher | us | us | 343.0031
residential dishwashing | High Efficiency Dishwasher | 2023 | CAPITAL | NEW | N/A | USD/dishwasher | us | us | 503.7858
residential dishwashing | High Efficiency Dishwasher | 2023 | CAPITAL | REPLACEMENT | N/A | USD/dishwasher | us | us | 503.7858
residential dishwashing | High Efficiency Dishwasher | 2023 | INSTALLATION | NEW | N/A | USD/dishwasher | us | us | 343.0031
residential dishwashing | High Efficiency Dishwasher | 2023 | INSTALLATION | REPLACEMENT | N/A | USD/dishwasher | us | us | 343.0031
residential dishwashing | High Efficiency Dishwasher | 2024 | CAPITAL | NEW | N/A | USD/dishwasher | us | us | 503.7858
residential dishwashing | High Efficiency Dishwasher | 2024 | CAPITAL | REPLACEMENT | N/A | USD/dishwasher | us | us | 503.7858
residential dishwashing | High Efficiency Dishwasher | 2024 | INSTALLATION | NEW | N/A | USD/dishwasher | us | us | 343.0031
residential dishwashing | High Efficiency Dishwasher | 2024 | INSTALLATION | REPLACEMENT | N/A | USD/dishwasher | us | us | 343.0031
residential dishwashing | High Efficiency Dishwasher | 2025 | CAPITAL | NEW | N/A | USD/dishwasher | us | us | 503.7858
residential dishwashing | High Efficiency Dishwasher | 2025 | CAPITAL | REPLACEMENT | N/A | USD/dishwasher | us | us | 503.7858
residential dishwashing | High Efficiency Dishwasher | 2025 | INSTALLATION | NEW | N/A | USD/dishwasher | us | us | 343.0031
residential dishwashing | High Efficiency Dishwasher | 2025 | INSTALLATION | REPLACEMENT | N/A | USD/dishwasher | us | us | 343.0031
residential dishwashing | High Efficiency Dishwasher | 2026 | CAPITAL | NEW | N/A | USD/dishwasher | us | us | 503.7858
residential dishwashing | High Efficiency Dishwasher | 2026 | CAPITAL | REPLACEMENT | N/A | USD/dishwasher | us | us | 503.7858
residential dishwashing | High Efficiency Dishwasher | 2026 | INSTALLATION | NEW | N/A | USD/dishwasher | us | us | 343.0031
residential dishwashing | High Efficiency Dishwasher | 2026 | INSTALLATION | REPLACEMENT | N/A | USD/dishwasher | us | us | 343.0031
residential dishwashing | High Efficiency Dishwasher | 2027 | CAPITAL | NEW | N/A | USD/dishwasher | us | us | 503.7858
residential dishwashing | High Efficiency Dishwasher | 2027 | CAPITAL | REPLACEMENT | N/A | USD/dishwasher | us | us | 503.7858
residential dishwashing | High Efficiency Dishwasher | 2027 | INSTALLATION | NEW | N/A | USD/dishwasher | us | us | 343.0031
residential dishwashing | High Efficiency Dishwasher | 2027 | INSTALLATION | REPLACEMENT | N/A | USD/dishwasher | us | us | 343.0031
residential dishwashing | High Efficiency Dishwasher | 2028 | CAPITAL | NEW | N/A | USD/dishwasher | us | us | 503.7858
residential dishwashing | High Efficiency Dishwasher | 2028 | CAPITAL | REPLACEMENT | N/A | USD/dishwasher | us | us | 503.7858
residential dishwashing | High Efficiency Dishwasher | 2028 | INSTALLATION | NEW | N/A | USD/dishwasher | us | us | 343.0031
residential dishwashing | High Efficiency Dishwasher | 2028 | INSTALLATION | REPLACEMENT | N/A | USD/dishwasher | us | us | 343.0031
residential dishwashing | High Efficiency Dishwasher | 2029 | CAPITAL | NEW | N/A | USD/dishwasher | us | us | 503.7858
residential dishwashing | High Efficiency Dishwasher | 2029 | CAPITAL | REPLACEMENT | N/A | USD/dishwasher | us | us | 503.7858
residential dishwashing | High Efficiency Dishwasher | 2029 | INSTALLATION | NEW | N/A | USD/dishwasher | us | us | 343.0031
residential dishwashing | High Efficiency Dishwasher | 2029 | INSTALLATION | REPLACEMENT | N/A | USD/dishwasher | us | us | 343.0031
residential dishwashing | High Efficiency Dishwasher | 2030 | CAPITAL | NEW | N/A | USD/dishwasher | us | us | 503.7858
residential dishwashing | High Efficiency Dishwasher | 2030 | CAPITAL | REPLACEMENT | N/A | USD/dishwasher | us | us | 503.7858
residential dishwashing | High Efficiency Dishwasher | 2030 | INSTALLATION | NEW | N/A | USD/dishwasher | us | us | 343.0031
residential dishwashing | High Efficiency Dishwasher | 2030 | INSTALLATION | REPLACEMENT | N/A | USD/dishwasher | us | us | 343.0031
residential dishwashing | High Efficiency Dishwasher | 2031 | CAPITAL | NEW | N/A | USD/dishwasher | us | us | 503.7858
residential dishwashing | High Efficiency Dishwasher | 2031 | CAPITAL | REPLACEMENT | N/A | USD/dishwasher | us | us | 503.7858
residential dishwashing | High Efficiency Dishwasher | 2031 | INSTALLATION | NEW | N/A | USD/dishwasher | us | us | 343.0031
residential dishwashing | High Efficiency Dishwasher | 2031 | INSTALLATION | REPLACEMENT | N/A | USD/dishwasher | us | us | 343.0031
residential dishwashing | High Efficiency Dishwasher | 2032 | CAPITAL | NEW | N/A | USD/dishwasher | us | us | 503.7858
residential dishwashing | High Efficiency Dishwasher | 2032 | CAPITAL | REPLACEMENT | N/A | USD/dishwasher | us | us | 503.7858
residential dishwashing | High Efficiency Dishwasher | 2032 | INSTALLATION | NEW | N/A | USD/dishwasher | us | us | 343.0031
residential dishwashing | High Efficiency Dishwasher | 2032 | INSTALLATION | REPLACEMENT | N/A | USD/dishwasher | us | us | 343.0031
residential dishwashing | High Efficiency Dishwasher | 2033 | CAPITAL | NEW | N/A | USD/dishwasher | us | us | 503.7858
residential dishwashing | High Efficiency Dishwasher | 2033 | CAPITAL | REPLACEMENT | N/A | USD/dishwasher | us | us | 503.7858
residential dishwashing | High Efficiency Dishwasher | 2033 | INSTALLATION | NEW | N/A | USD/dishwasher | us | us | 343.0031
residential dishwashing | High Efficiency Dishwasher | 2033 | INSTALLATION | REPLACEMENT | N/A | USD/dishwasher | us | us | 343.0031
residential dishwashing | High Efficiency Dishwasher | 2034 | CAPITAL | NEW | N/A | USD/dishwasher | us | us | 503.7858
residential dishwashing | High Efficiency Dishwasher | 2034 | CAPITAL | REPLACEMENT | N/A | USD/dishwasher | us | us | 503.7858
residential dishwashing | High Efficiency Dishwasher | 2034 | INSTALLATION | NEW | N/A | USD/dishwasher | us | us | 343.0031
residential dishwashing | High Efficiency Dishwasher | 2034 | INSTALLATION | REPLACEMENT | N/A | USD/dishwasher | us | us | 343.0031
residential dishwashing | High Efficiency Dishwasher | 2035 | CAPITAL | NEW | N/A | USD/dishwasher | us | us | 503.7858
residential dishwashing | High Efficiency Dishwasher | 2035 | CAPITAL | REPLACEMENT | N/A | USD/dishwasher | us | us | 503.7858
residential dishwashing | High Efficiency Dishwasher | 2035 | INSTALLATION | NEW | N/A | USD/dishwasher | us | us | 343.0031
residential dishwashing | High Efficiency Dishwasher | 2035 | INSTALLATION | REPLACEMENT | N/A | USD/dishwasher | us | us | 343.0031
residential dishwashing | High Efficiency Dishwasher | 2036 | CAPITAL | NEW | N/A | USD/dishwasher | us | us | 503.7858
residential dishwashing | High Efficiency Dishwasher | 2036 | CAPITAL | REPLACEMENT | N/A | USD/dishwasher | us | us | 503.7858
residential dishwashing | High Efficiency Dishwasher | 2036 | INSTALLATION | NEW | N/A | USD/dishwasher | us | us | 343.0031
residential dishwashing | High Efficiency Dishwasher | 2036 | INSTALLATION | REPLACEMENT | N/A | USD/dishwasher | us | us | 343.0031
residential dishwashing | High Efficiency Dishwasher | 2037 | CAPITAL | NEW | N/A | USD/dishwasher | us | us | 503.7858
residential dishwashing | High Efficiency Dishwasher | 2037 | CAPITAL | REPLACEMENT | N/A | USD/dishwasher | us | us | 503.7858
residential dishwashing | High Efficiency Dishwasher | 2037 | INSTALLATION | NEW | N/A | USD/dishwasher | us | us | 343.0031
residential dishwashing | High Efficiency Dishwasher | 2037 | INSTALLATION | REPLACEMENT | N/A | USD/dishwasher | us | us | 343.0031
residential dishwashing | High Efficiency Dishwasher | 2038 | CAPITAL | NEW | N/A | USD/dishwasher | us | us | 503.7858
residential dishwashing | High Efficiency Dishwasher | 2038 | CAPITAL | REPLACEMENT | N/A | USD/dishwasher | us | us | 503.7858
residential dishwashing | High Efficiency Dishwasher | 2038 | INSTALLATION | NEW | N/A | USD/dishwasher | us | us | 343.0031
residential dishwashing | High Efficiency Dishwasher | 2038 | INSTALLATION | REPLACEMENT | N/A | USD/dishwasher | us | us | 343.0031
residential dishwashing | High Efficiency Dishwasher | 2039 | CAPITAL | NEW | N/A | USD/dishwasher | us | us | 503.7858
residential dishwashing | High Efficiency Dishwasher | 2039 | CAPITAL | REPLACEMENT | N/A | USD/dishwasher | us | us | 503.7858
residential dishwashing | High Efficiency Dishwasher | 2039 | INSTALLATION | NEW | N/A | USD/dishwasher | us | us | 343.0031
residential dishwashing | High Efficiency Dishwasher | 2039 | INSTALLATION | REPLACEMENT | N/A | USD/dishwasher | us | us | 343.0031
residential dishwashing | High Efficiency Dishwasher | 2040 | CAPITAL | NEW | N/A | USD/dishwasher | us | us | 503.7858
residential dishwashing | High Efficiency Dishwasher | 2040 | CAPITAL | REPLACEMENT | N/A | USD/dishwasher | us | us | 503.7858
residential dishwashing | High Efficiency Dishwasher | 2040 | INSTALLATION | NEW | N/A | USD/dishwasher | us | us | 343.0031
residential dishwashing | High Efficiency Dishwasher | 2040 | INSTALLATION | REPLACEMENT | N/A | USD/dishwasher | us | us | 343.0031
residential dishwashing | High Efficiency Dishwasher | 2041 | CAPITAL | NEW | N/A | USD/dishwasher | us | us | 503.7858
residential dishwashing | High Efficiency Dishwasher | 2041 | CAPITAL | REPLACEMENT | N/A | USD/dishwasher | us | us | 503.7858
residential dishwashing | High Efficiency Dishwasher | 2041 | INSTALLATION | NEW | N/A | USD/dishwasher | us | us | 343.0031
residential dishwashing | High Efficiency Dishwasher | 2041 | INSTALLATION | REPLACEMENT | N/A | USD/dishwasher | us | us | 343.0031
residential dishwashing | High Efficiency Dishwasher | 2042 | CAPITAL | NEW | N/A | USD/dishwasher | us | us | 503.7858
residential dishwashing | High Efficiency Dishwasher | 2042 | CAPITAL | REPLACEMENT | N/A | USD/dishwasher | us | us | 503.7858
residential dishwashing | High Efficiency Dishwasher | 2042 | INSTALLATION | NEW | N/A | USD/dishwasher | us | us | 343.0031
residential dishwashing | High Efficiency Dishwasher | 2042 | INSTALLATION | REPLACEMENT | N/A | USD/dishwasher | us | us | 343.0031
residential dishwashing | High Efficiency Dishwasher | 2043 | CAPITAL | NEW | N/A | USD/dishwasher | us | us | 503.7858
residential dishwashing | High Efficiency Dishwasher | 2043 | CAPITAL | REPLACEMENT | N/A | USD/dishwasher | us | us | 503.7858
residential dishwashing | High Efficiency Dishwasher | 2043 | INSTALLATION | NEW | N/A | USD/dishwasher | us | us | 343.0031
residential dishwashing | High Efficiency Dishwasher | 2043 | INSTALLATION | REPLACEMENT | N/A | USD/dishwasher | us | us | 343.0031
residential dishwashing | High Efficiency Dishwasher | 2044 | CAPITAL | NEW | N/A | USD/dishwasher | us | us | 503.7858
residential dishwashing | High Efficiency Dishwasher | 2044 | CAPITAL | REPLACEMENT | N/A | USD/dishwasher | us | us | 503.7858
residential dishwashing | High Efficiency Dishwasher | 2044 | INSTALLATION | NEW | N/A | USD/dishwasher | us | us | 343.0031
residential dishwashing | High Efficiency Dishwasher | 2044 | INSTALLATION | REPLACEMENT | N/A | USD/dishwasher | us | us | 343.0031
residential dishwashing | High Efficiency Dishwasher | 2045 | CAPITAL | NEW | N/A | USD/dishwasher | us | us | 503.7858
residential dishwashing | High Efficiency Dishwasher | 2045 | CAPITAL | REPLACEMENT | N/A | USD/dishwasher | us | us | 503.7858
residential dishwashing | High Efficiency Dishwasher | 2045 | INSTALLATION | NEW | N/A | USD/dishwasher | us | us | 343.0031
residential dishwashing | High Efficiency Dishwasher | 2045 | INSTALLATION | REPLACEMENT | N/A | USD/dishwasher | us | us | 343.0031
residential dishwashing | High Efficiency Dishwasher | 2046 | CAPITAL | NEW | N/A | USD/dishwasher | us | us | 503.7858
residential dishwashing | High Efficiency Dishwasher | 2046 | CAPITAL | REPLACEMENT | N/A | USD/dishwasher | us | us | 503.7858
residential dishwashing | High Efficiency Dishwasher | 2046 | INSTALLATION | NEW | N/A | USD/dishwasher | us | us | 343.0031
residential dishwashing | High Efficiency Dishwasher | 2046 | INSTALLATION | REPLACEMENT | N/A | USD/dishwasher | us | us | 343.0031
residential dishwashing | High Efficiency Dishwasher | 2047 | CAPITAL | NEW | N/A | USD/dishwasher | us | us | 503.7858
residential dishwashing | High Efficiency Dishwasher | 2047 | CAPITAL | REPLACEMENT | N/A | USD/dishwasher | us | us | 503.7858
residential dishwashing | High Efficiency Dishwasher | 2047 | INSTALLATION | NEW | N/A | USD/dishwasher | us | us | 343.0031
residential dishwashing | High Efficiency Dishwasher | 2047 | INSTALLATION | REPLACEMENT | N/A | USD/dishwasher | us | us | 343.0031
residential dishwashing | High Efficiency Dishwasher | 2048 | CAPITAL | NEW | N/A | USD/dishwasher | us | us | 503.7858
residential dishwashing | High Efficiency Dishwasher | 2048 | CAPITAL | REPLACEMENT | N/A | USD/dishwasher | us | us | 503.7858
residential dishwashing | High Efficiency Dishwasher | 2048 | INSTALLATION | NEW | N/A | USD/dishwasher | us | us | 343.0031
residential dishwashing | High Efficiency Dishwasher | 2048 | INSTALLATION | REPLACEMENT | N/A | USD/dishwasher | us | us | 343.0031
residential dishwashing | High Efficiency Dishwasher | 2049 | CAPITAL | NEW | N/A | USD/dishwasher | us | us | 503.7858
residential dishwashing | High Efficiency Dishwasher | 2049 | CAPITAL | REPLACEMENT | N/A | USD/dishwasher | us | us | 503.7858
residential dishwashing | High Efficiency Dishwasher | 2049 | INSTALLATION | NEW | N/A | USD/dishwasher | us | us | 343.0031
residential dishwashing | High Efficiency Dishwasher | 2049 | INSTALLATION | REPLACEMENT | N/A | USD/dishwasher | us | us | 343.0031
residential dishwashing | High Efficiency Dishwasher | 2050 | CAPITAL | NEW | N/A | USD/dishwasher | us | us | 503.7858
residential dishwashing | High Efficiency Dishwasher | 2050 | CAPITAL | REPLACEMENT | N/A | USD/dishwasher | us | us | 503.7858
residential dishwashing | High Efficiency Dishwasher | 2050 | INSTALLATION | NEW | N/A | USD/dishwasher | us | us | 343.0031
residential dishwashing | High Efficiency Dishwasher | 2050 | INSTALLATION | REPLACEMENT | N/A | USD/dishwasher | us | us | 343.0031
residential dishwashing | Reference Dishwasher | 2020 | CAPITAL | NEW | N/A | USD/dishwasher | us | us | 482.3481
residential dishwashing | Reference Dishwasher | 2020 | CAPITAL | REPLACEMENT | N/A | USD/dishwasher | us | us | 482.3481
residential dishwashing | Reference Dishwasher | 2020 | INSTALLATION | NEW | N/A | USD/dishwasher | us | us | 343.0031
residential dishwashing | Reference Dishwasher | 2020 | INSTALLATION | REPLACEMENT | N/A | USD/dishwasher | us | us | 343.0031
residential dishwashing | Reference Dishwasher | 2021 | CAPITAL | NEW | N/A | USD/dishwasher | us | us | 482.3481
residential dishwashing | Reference Dishwasher | 2021 | CAPITAL | REPLACEMENT | N/A | USD/dishwasher | us | us | 482.3481
residential dishwashing | Reference Dishwasher | 2021 | INSTALLATION | NEW | N/A | USD/dishwasher | us | us | 343.0031
residential dishwashing | Reference Dishwasher | 2021 | INSTALLATION | REPLACEMENT | N/A | USD/dishwasher | us | us | 343.0031
residential dishwashing | Reference Dishwasher | 2022 | CAPITAL | NEW | N/A | USD/dishwasher | us | us | 482.3481
residential dishwashing | Reference Dishwasher | 2022 | CAPITAL | REPLACEMENT | N/A | USD/dishwasher | us | us | 482.3481
residential dishwashing | Reference Dishwasher | 2022 | INSTALLATION | NEW | N/A | USD/dishwasher | us | us | 343.0031
residential dishwashing | Reference Dishwasher | 2022 | INSTALLATION | REPLACEMENT | N/A | USD/dishwasher | us | us | 343.0031
residential dishwashing | Reference Dishwasher | 2023 | CAPITAL | NEW | N/A | USD/dishwasher | us | us | 482.3481
residential dishwashing | Reference Dishwasher | 2023 | CAPITAL | REPLACEMENT | N/A | USD/dishwasher | us | us | 482.3481
residential dishwashing | Reference Dishwasher | 2023 | INSTALLATION | NEW | N/A | USD/dishwasher | us | us | 343.0031
residential dishwashing | Reference Dishwasher | 2023 | INSTALLATION | REPLACEMENT | N/A | USD/dishwasher | us | us | 343.0031
residential dishwashing | Reference Dishwasher | 2024 | CAPITAL | NEW | N/A | USD/dishwasher | us | us | 482.3481
residential dishwashing | Reference Dishwasher | 2024 | CAPITAL | REPLACEMENT | N/A | USD/dishwasher | us | us | 482.3481
residential dishwashing | Reference Dishwasher | 2024 | INSTALLATION | NEW | N/A | USD/dishwasher | us | us | 343.0031
residential dishwashing | Reference Dishwasher | 2024 | INSTALLATION | REPLACEMENT | N/A | USD/dishwasher | us | us | 343.0031
residential dishwashing | Reference Dishwasher | 2025 | CAPITAL | NEW | N/A | USD/dishwasher | us | us | 482.3481
residential dishwashing | Reference Dishwasher | 2025 | CAPITAL | REPLACEMENT | N/A | USD/dishwasher | us | us | 482.3481
residential dishwashing | Reference Dishwasher | 2025 | INSTALLATION | NEW | N/A | USD/dishwasher | us | us | 343.0031
residential dishwashing | Reference Dishwasher | 2025 | INSTALLATION | REPLACEMENT | N/A | USD/dishwasher | us | us | 343.0031
residential dishwashing | Reference Dishwasher | 2026 | CAPITAL | NEW | N/A | USD/dishwasher | us | us | 482.3481
residential dishwashing | Reference Dishwasher | 2026 | CAPITAL | REPLACEMENT | N/A | USD/dishwasher | us | us | 482.3481
residential dishwashing | Reference Dishwasher | 2026 | INSTALLATION | NEW | N/A | USD/dishwasher | us | us | 343.0031
residential dishwashing | Reference Dishwasher | 2026 | INSTALLATION | REPLACEMENT | N/A | USD/dishwasher | us | us | 343.0031
residential dishwashing | Reference Dishwasher | 2027 | CAPITAL | NEW | N/A | USD/dishwasher | us | us | 482.3481
residential dishwashing | Reference Dishwasher | 2027 | CAPITAL | REPLACEMENT | N/A | USD/dishwasher | us | us | 482.3481
residential dishwashing | Reference Dishwasher | 2027 | INSTALLATION | NEW | N/A | USD/dishwasher | us | us | 343.0031
residential dishwashing | Reference Dishwasher | 2027 | INSTALLATION | REPLACEMENT | N/A | USD/dishwasher | us | us | 343.0031
residential dishwashing | Reference Dishwasher | 2028 | CAPITAL | NEW | N/A | USD/dishwasher | us | us | 482.3481
residential dishwashing | Reference Dishwasher | 2028 | CAPITAL | REPLACEMENT | N/A | USD/dishwasher | us | us | 482.3481
residential dishwashing | Reference Dishwasher | 2028 | INSTALLATION | NEW | N/A | USD/dishwasher | us | us | 343.0031
residential dishwashing | Reference Dishwasher | 2028 | INSTALLATION | REPLACEMENT | N/A | USD/dishwasher | us | us | 343.0031
residential dishwashing | Reference Dishwasher | 2029 | CAPITAL | NEW | N/A | USD/dishwasher | us | us | 482.3481
residential dishwashing | Reference Dishwasher | 2029 | CAPITAL | REPLACEMENT | N/A | USD/dishwasher | us | us | 482.3481
residential dishwashing | Reference Dishwasher | 2029 | INSTALLATION | NEW | N/A | USD/dishwasher | us | us | 343.0031
residential dishwashing | Reference Dishwasher | 2029 | INSTALLATION | REPLACEMENT | N/A | USD/dishwasher | us | us | 343.0031
residential dishwashing | Reference Dishwasher | 2030 | CAPITAL | NEW | N/A | USD/dishwasher | us | us | 482.3481
residential dishwashing | Reference Dishwasher | 2030 | CAPITAL | REPLACEMENT | N/A | USD/dishwasher | us | us | 482.3481
residential dishwashing | Reference Dishwasher | 2030 | INSTALLATION | NEW | N/A | USD/dishwasher | us | us | 343.0031
residential dishwashing | Reference Dishwasher | 2030 | INSTALLATION | REPLACEMENT | N/A | USD/dishwasher | us | us | 343.0031
residential dishwashing | Reference Dishwasher | 2031 | CAPITAL | NEW | N/A | USD/dishwasher | us | us | 482.3481
residential dishwashing | Reference Dishwasher | 2031 | CAPITAL | REPLACEMENT | N/A | USD/dishwasher | us | us | 482.3481
residential dishwashing | Reference Dishwasher | 2031 | INSTALLATION | NEW | N/A | USD/dishwasher | us | us | 343.0031
residential dishwashing | Reference Dishwasher | 2031 | INSTALLATION | REPLACEMENT | N/A | USD/dishwasher | us | us | 343.0031
residential dishwashing | Reference Dishwasher | 2032 | CAPITAL | NEW | N/A | USD/dishwasher | us | us | 482.3481
residential dishwashing | Reference Dishwasher | 2032 | CAPITAL | REPLACEMENT | N/A | USD/dishwasher | us | us | 482.3481
residential dishwashing | Reference Dishwasher | 2032 | INSTALLATION | NEW | N/A | USD/dishwasher | us | us | 343.0031
residential dishwashing | Reference Dishwasher | 2032 | INSTALLATION | REPLACEMENT | N/A | USD/dishwasher | us | us | 343.0031
residential dishwashing | Reference Dishwasher | 2033 | CAPITAL | NEW | N/A | USD/dishwasher | us | us | 482.3481
residential dishwashing | Reference Dishwasher | 2033 | CAPITAL | REPLACEMENT | N/A | USD/dishwasher | us | us | 482.3481
residential dishwashing | Reference Dishwasher | 2033 | INSTALLATION | NEW | N/A | USD/dishwasher | us | us | 343.0031
residential dishwashing | Reference Dishwasher | 2033 | INSTALLATION | REPLACEMENT | N/A | USD/dishwasher | us | us | 343.0031
residential dishwashing | Reference Dishwasher | 2034 | CAPITAL | NEW | N/A | USD/dishwasher | us | us | 482.3481
residential dishwashing | Reference Dishwasher | 2034 | CAPITAL | REPLACEMENT | N/A | USD/dishwasher | us | us | 482.3481
residential dishwashing | Reference Dishwasher | 2034 | INSTALLATION | NEW | N/A | USD/dishwasher | us | us | 343.0031
residential dishwashing | Reference Dishwasher | 2034 | INSTALLATION | REPLACEMENT | N/A | USD/dishwasher | us | us | 343.0031
residential dishwashing | Reference Dishwasher | 2035 | CAPITAL | NEW | N/A | USD/dishwasher | us | us | 482.3481
residential dishwashing | Reference Dishwasher | 2035 | CAPITAL | REPLACEMENT | N/A | USD/dishwasher | us | us | 482.3481
residential dishwashing | Reference Dishwasher | 2035 | INSTALLATION | NEW | N/A | USD/dishwasher | us | us | 343.0031
residential dishwashing | Reference Dishwasher | 2035 | INSTALLATION | REPLACEMENT | N/A | USD/dishwasher | us | us | 343.0031
residential dishwashing | Reference Dishwasher | 2036 | CAPITAL | NEW | N/A | USD/dishwasher | us | us | 482.3481
residential dishwashing | Reference Dishwasher | 2036 | CAPITAL | REPLACEMENT | N/A | USD/dishwasher | us | us | 482.3481
residential dishwashing | Reference Dishwasher | 2036 | INSTALLATION | NEW | N/A | USD/dishwasher | us | us | 343.0031
residential dishwashing | Reference Dishwasher | 2036 | INSTALLATION | REPLACEMENT | N/A | USD/dishwasher | us | us | 343.0031
residential dishwashing | Reference Dishwasher | 2037 | CAPITAL | NEW | N/A | USD/dishwasher | us | us | 482.3481
residential dishwashing | Reference Dishwasher | 2037 | CAPITAL | REPLACEMENT | N/A | USD/dishwasher | us | us | 482.3481
residential dishwashing | Reference Dishwasher | 2037 | INSTALLATION | NEW | N/A | USD/dishwasher | us | us | 343.0031
residential dishwashing | Reference Dishwasher | 2037 | INSTALLATION | REPLACEMENT | N/A | USD/dishwasher | us | us | 343.0031
residential dishwashing | Reference Dishwasher | 2038 | CAPITAL | NEW | N/A | USD/dishwasher | us | us | 482.3481
residential dishwashing | Reference Dishwasher | 2038 | CAPITAL | REPLACEMENT | N/A | USD/dishwasher | us | us | 482.3481
residential dishwashing | Reference Dishwasher | 2038 | INSTALLATION | NEW | N/A | USD/dishwasher | us | us | 343.0031
residential dishwashing | Reference Dishwasher | 2038 | INSTALLATION | REPLACEMENT | N/A | USD/dishwasher | us | us | 343.0031
residential dishwashing | Reference Dishwasher | 2039 | CAPITAL | NEW | N/A | USD/dishwasher | us | us | 482.3481
residential dishwashing | Reference Dishwasher | 2039 | CAPITAL | REPLACEMENT | N/A | USD/dishwasher | us | us | 482.3481
residential dishwashing | Reference Dishwasher | 2039 | INSTALLATION | NEW | N/A | USD/dishwasher | us | us | 343.0031
residential dishwashing | Reference Dishwasher | 2039 | INSTALLATION | REPLACEMENT | N/A | USD/dishwasher | us | us | 343.0031
residential dishwashing | Reference Dishwasher | 2040 | CAPITAL | NEW | N/A | USD/dishwasher | us | us | 482.3481
residential dishwashing | Reference Dishwasher | 2040 | CAPITAL | REPLACEMENT | N/A | USD/dishwasher | us | us | 482.3481
residential dishwashing | Reference Dishwasher | 2040 | INSTALLATION | NEW | N/A | USD/dishwasher | us | us | 343.0031
residential dishwashing | Reference Dishwasher | 2040 | INSTALLATION | REPLACEMENT | N/A | USD/dishwasher | us | us | 343.0031
residential dishwashing | Reference Dishwasher | 2041 | CAPITAL | NEW | N/A | USD/dishwasher | us | us | 482.3481
residential dishwashing | Reference Dishwasher | 2041 | CAPITAL | REPLACEMENT | N/A | USD/dishwasher | us | us | 482.3481
residential dishwashing | Reference Dishwasher | 2041 | INSTALLATION | NEW | N/A | USD/dishwasher | us | us | 343.0031
residential dishwashing | Reference Dishwasher | 2041 | INSTALLATION | REPLACEMENT | N/A | USD/dishwasher | us | us | 343.0031
residential dishwashing | Reference Dishwasher | 2042 | CAPITAL | NEW | N/A | USD/dishwasher | us | us | 482.3481
residential dishwashing | Reference Dishwasher | 2042 | CAPITAL | REPLACEMENT | N/A | USD/dishwasher | us | us | 482.3481
residential dishwashing | Reference Dishwasher | 2042 | INSTALLATION | NEW | N/A | USD/dishwasher | us | us | 343.0031
residential dishwashing | Reference Dishwasher | 2042 | INSTALLATION | REPLACEMENT | N/A | USD/dishwasher | us | us | 343.0031
residential dishwashing | Reference Dishwasher | 2043 | CAPITAL | NEW | N/A | USD/dishwasher | us | us | 482.3481
residential dishwashing | Reference Dishwasher | 2043 | CAPITAL | REPLACEMENT | N/A | USD/dishwasher | us | us | 482.3481
residential dishwashing | Reference Dishwasher | 2043 | INSTALLATION | NEW | N/A | USD/dishwasher | us | us | 343.0031
residential dishwashing | Reference Dishwasher | 2043 | INSTALLATION | REPLACEMENT | N/A | USD/dishwasher | us | us | 343.0031
residential dishwashing | Reference Dishwasher | 2044 | CAPITAL | NEW | N/A | USD/dishwasher | us | us | 482.3481
residential dishwashing | Reference Dishwasher | 2044 | CAPITAL | REPLACEMENT | N/A | USD/dishwasher | us | us | 482.3481
residential dishwashing | Reference Dishwasher | 2044 | INSTALLATION | NEW | N/A | USD/dishwasher | us | us | 343.0031
residential dishwashing | Reference Dishwasher | 2044 | INSTALLATION | REPLACEMENT | N/A | USD/dishwasher | us | us | 343.0031
residential dishwashing | Reference Dishwasher | 2045 | CAPITAL | NEW | N/A | USD/dishwasher | us | us | 482.3481
residential dishwashing | Reference Dishwasher | 2045 | CAPITAL | REPLACEMENT | N/A | USD/dishwasher | us | us | 482.3481
residential dishwashing | Reference Dishwasher | 2045 | INSTALLATION | NEW | N/A | USD/dishwasher | us | us | 343.0031
residential dishwashing | Reference Dishwasher | 2045 | INSTALLATION | REPLACEMENT | N/A | USD/dishwasher | us | us | 343.0031
residential dishwashing | Reference Dishwasher | 2046 | CAPITAL | NEW | N/A | USD/dishwasher | us | us | 482.3481
residential dishwashing | Reference Dishwasher | 2046 | CAPITAL | REPLACEMENT | N/A | USD/dishwasher | us | us | 482.3481
residential dishwashing | Reference Dishwasher | 2046 | INSTALLATION | NEW | N/A | USD/dishwasher | us | us | 343.0031
residential dishwashing | Reference Dishwasher | 2046 | INSTALLATION | REPLACEMENT | N/A | USD/dishwasher | us | us | 343.0031
residential dishwashing | Reference Dishwasher | 2047 | CAPITAL | NEW | N/A | USD/dishwasher | us | us | 482.3481
residential dishwashing | Reference Dishwasher | 2047 | CAPITAL | REPLACEMENT | N/A | USD/dishwasher | us | us | 482.3481
residential dishwashing | Reference Dishwasher | 2047 | INSTALLATION | NEW | N/A | USD/dishwasher | us | us | 343.0031
residential dishwashing | Reference Dishwasher | 2047 | INSTALLATION | REPLACEMENT | N/A | USD/dishwasher | us | us | 343.0031
residential dishwashing | Reference Dishwasher | 2048 | CAPITAL | NEW | N/A | USD/dishwasher | us | us | 482.3481
residential dishwashing | Reference Dishwasher | 2048 | CAPITAL | REPLACEMENT | N/A | USD/dishwasher | us | us | 482.3481
residential dishwashing | Reference Dishwasher | 2048 | INSTALLATION | NEW | N/A | USD/dishwasher | us | us | 343.0031
residential dishwashing | Reference Dishwasher | 2048 | INSTALLATION | REPLACEMENT | N/A | USD/dishwasher | us | us | 343.0031
residential dishwashing | Reference Dishwasher | 2049 | CAPITAL | NEW | N/A | USD/dishwasher | us | us | 482.3481
residential dishwashing | Reference Dishwasher | 2049 | CAPITAL | REPLACEMENT | N/A | USD/dishwasher | us | us | 482.3481
residential dishwashing | Reference Dishwasher | 2049 | INSTALLATION | NEW | N/A | USD/dishwasher | us | us | 343.0031
residential dishwashing | Reference Dishwasher | 2049 | INSTALLATION | REPLACEMENT | N/A | USD/dishwasher | us | us | 343.0031
residential dishwashing | Reference Dishwasher | 2050 | CAPITAL | NEW | N/A | USD/dishwasher | us | us | 482.3481
residential dishwashing | Reference Dishwasher | 2050 | CAPITAL | REPLACEMENT | N/A | USD/dishwasher | us | us | 482.3481
residential dishwashing | Reference Dishwasher | 2050 | INSTALLATION | NEW | N/A | USD/dishwasher | us | us | 343.0031
residential dishwashing | Reference Dishwasher | 2050 | INSTALLATION | REPLACEMENT | N/A | USD/dishwasher | us | us | 343.0031
residential freezing | High Efficiency Chest Freezer | 2020 | CAPITAL | NEW | N/A | USD/cubic_feet | us | us | 26.7971
residential freezing | High Efficiency Chest Freezer | 2020 | CAPITAL | REPLACEMENT | N/A | USD/cubic_feet | us | us | 26.7971
residential freezing | High Efficiency Chest Freezer | 2020 | FIXED_OM | NEW | N/A | USD/cubic_feet | us | us | 0.18916
residential freezing | High Efficiency Chest Freezer | 2020 | FIXED_OM | REPLACEMENT | N/A | USD/cubic_feet | us | us | 0.18916
residential freezing | High Efficiency Chest Freezer | 2021 | CAPITAL | NEW | N/A | USD/cubic_feet | us | us | 26.7971
residential freezing | High Efficiency Chest Freezer | 2021 | CAPITAL | REPLACEMENT | N/A | USD/cubic_feet | us | us | 26.7971
residential freezing | High Efficiency Chest Freezer | 2021 | FIXED_OM | NEW | N/A | USD/cubic_feet | us | us | 0.18916
residential freezing | High Efficiency Chest Freezer | 2021 | FIXED_OM | REPLACEMENT | N/A | USD/cubic_feet | us | us | 0.18916
residential freezing | High Efficiency Chest Freezer | 2022 | CAPITAL | NEW | N/A | USD/cubic_feet | us | us | 26.7971
residential freezing | High Efficiency Chest Freezer | 2022 | CAPITAL | REPLACEMENT | N/A | USD/cubic_feet | us | us | 26.7971
residential freezing | High Efficiency Chest Freezer | 2022 | FIXED_OM | NEW | N/A | USD/cubic_feet | us | us | 0.18916
residential freezing | High Efficiency Chest Freezer | 2022 | FIXED_OM | REPLACEMENT | N/A | USD/cubic_feet | us | us | 0.18916
residential freezing | High Efficiency Chest Freezer | 2023 | CAPITAL | NEW | N/A | USD/cubic_feet | us | us | 26.7971
residential freezing | High Efficiency Chest Freezer | 2023 | CAPITAL | REPLACEMENT | N/A | USD/cubic_feet | us | us | 26.7971
residential freezing | High Efficiency Chest Freezer | 2023 | FIXED_OM | NEW | N/A | USD/cubic_feet | us | us | 0.18916
residential freezing | High Efficiency Chest Freezer | 2023 | FIXED_OM | REPLACEMENT | N/A | USD/cubic_feet | us | us | 0.18916
residential freezing | High Efficiency Chest Freezer | 2024 | CAPITAL | NEW | N/A | USD/cubic_feet | us | us | 26.7971
residential freezing | High Efficiency Chest Freezer | 2024 | CAPITAL | REPLACEMENT | N/A | USD/cubic_feet | us | us | 26.7971
residential freezing | High Efficiency Chest Freezer | 2024 | FIXED_OM | NEW | N/A | USD/cubic_feet | us | us | 0.18916
residential freezing | High Efficiency Chest Freezer | 2024 | FIXED_OM | REPLACEMENT | N/A | USD/cubic_feet | us | us | 0.18916
residential freezing | High Efficiency Chest Freezer | 2025 | CAPITAL | NEW | N/A | USD/cubic_feet | us | us | 26.7971
residential freezing | High Efficiency Chest Freezer | 2025 | CAPITAL | REPLACEMENT | N/A | USD/cubic_feet | us | us | 26.7971
residential freezing | High Efficiency Chest Freezer | 2025 | FIXED_OM | NEW | N/A | USD/cubic_feet | us | us | 0.18916
residential freezing | High Efficiency Chest Freezer | 2025 | FIXED_OM | REPLACEMENT | N/A | USD/cubic_feet | us | us | 0.18916
residential freezing | High Efficiency Chest Freezer | 2026 | CAPITAL | NEW | N/A | USD/cubic_feet | us | us | 26.7971
residential freezing | High Efficiency Chest Freezer | 2026 | CAPITAL | REPLACEMENT | N/A | USD/cubic_feet | us | us | 26.7971
residential freezing | High Efficiency Chest Freezer | 2026 | FIXED_OM | NEW | N/A | USD/cubic_feet | us | us | 0.18916
residential freezing | High Efficiency Chest Freezer | 2026 | FIXED_OM | REPLACEMENT | N/A | USD/cubic_feet | us | us | 0.18916
residential freezing | High Efficiency Chest Freezer | 2027 | CAPITAL | NEW | N/A | USD/cubic_feet | us | us | 26.7971
residential freezing | High Efficiency Chest Freezer | 2027 | CAPITAL | REPLACEMENT | N/A | USD/cubic_feet | us | us | 26.7971
residential freezing | High Efficiency Chest Freezer | 2027 | FIXED_OM | NEW | N/A | USD/cubic_feet | us | us | 0.18916
residential freezing | High Efficiency Chest Freezer | 2027 | FIXED_OM | REPLACEMENT | N/A | USD/cubic_feet | us | us | 0.18916
residential freezing | High Efficiency Chest Freezer | 2028 | CAPITAL | NEW | N/A | USD/cubic_feet | us | us | 26.7971
residential freezing | High Efficiency Chest Freezer | 2028 | CAPITAL | REPLACEMENT | N/A | USD/cubic_feet | us | us | 26.7971
residential freezing | High Efficiency Chest Freezer | 2028 | FIXED_OM | NEW | N/A | USD/cubic_feet | us | us | 0.18916
residential freezing | High Efficiency Chest Freezer | 2028 | FIXED_OM | REPLACEMENT | N/A | USD/cubic_feet | us | us | 0.18916
residential freezing | High Efficiency Chest Freezer | 2029 | CAPITAL | NEW | N/A | USD/cubic_feet | us | us | 26.7971
residential freezing | High Efficiency Chest Freezer | 2029 | CAPITAL | REPLACEMENT | N/A | USD/cubic_feet | us | us | 26.7971
residential freezing | High Efficiency Chest Freezer | 2029 | FIXED_OM | NEW | N/A | USD/cubic_feet | us | us | 0.18916
residential freezing | High Efficiency Chest Freezer | 2029 | FIXED_OM | REPLACEMENT | N/A | USD/cubic_feet | us | us | 0.18916
residential freezing | High Efficiency Chest Freezer | 2030 | CAPITAL | NEW | N/A | USD/cubic_feet | us | us | 26.7971
residential freezing | High Efficiency Chest Freezer | 2030 | CAPITAL | REPLACEMENT | N/A | USD/cubic_feet | us | us | 26.7971
residential freezing | High Efficiency Chest Freezer | 2030 | FIXED_OM | NEW | N/A | USD/cubic_feet | us | us | 0.18916
residential freezing | High Efficiency Chest Freezer | 2030 | FIXED_OM | REPLACEMENT | N/A | USD/cubic_feet | us | us | 0.18916
residential freezing | High Efficiency Chest Freezer | 2031 | CAPITAL | NEW | N/A | USD/cubic_feet | us | us | 26.7971
residential freezing | High Efficiency Chest Freezer | 2031 | CAPITAL | REPLACEMENT | N/A | USD/cubic_feet | us | us | 26.7971
residential freezing | High Efficiency Chest Freezer | 2031 | FIXED_OM | NEW | N/A | USD/cubic_feet | us | us | 0.18916
residential freezing | High Efficiency Chest Freezer | 2031 | FIXED_OM | REPLACEMENT | N/A | USD/cubic_feet | us | us | 0.18916
residential freezing | High Efficiency Chest Freezer | 2032 | CAPITAL | NEW | N/A | USD/cubic_feet | us | us | 26.7971
residential freezing | High Efficiency Chest Freezer | 2032 | CAPITAL | REPLACEMENT | N/A | USD/cubic_feet | us | us | 26.7971
residential freezing | High Efficiency Chest Freezer | 2032 | FIXED_OM | NEW | N/A | USD/cubic_feet | us | us | 0.18916
residential freezing | High Efficiency Chest Freezer | 2032 | FIXED_OM | REPLACEMENT | N/A | USD/cubic_feet | us | us | 0.18916
residential freezing | High Efficiency Chest Freezer | 2033 | CAPITAL | NEW | N/A | USD/cubic_feet | us | us | 26.7971
residential freezing | High Efficiency Chest Freezer | 2033 | CAPITAL | REPLACEMENT | N/A | USD/cubic_feet | us | us | 26.7971
residential freezing | High Efficiency Chest Freezer | 2033 | FIXED_OM | NEW | N/A | USD/cubic_feet | us | us | 0.18916
residential freezing | High Efficiency Chest Freezer | 2033 | FIXED_OM | REPLACEMENT | N/A | USD/cubic_feet | us | us | 0.18916
residential freezing | High Efficiency Chest Freezer | 2034 | CAPITAL | NEW | N/A | USD/cubic_feet | us | us | 26.7971
residential freezing | High Efficiency Chest Freezer | 2034 | CAPITAL | REPLACEMENT | N/A | USD/cubic_feet | us | us | 26.7971
residential freezing | High Efficiency Chest Freezer | 2034 | FIXED_OM | NEW | N/A | USD/cubic_feet | us | us | 0.18916
residential freezing | High Efficiency Chest Freezer | 2034 | FIXED_OM | REPLACEMENT | N/A | USD/cubic_feet | us | us | 0.18916
residential freezing | High Efficiency Chest Freezer | 2035 | CAPITAL | NEW | N/A | USD/cubic_feet | us | us | 26.7971
residential freezing | High Efficiency Chest Freezer | 2035 | CAPITAL | REPLACEMENT | N/A | USD/cubic_feet | us | us | 26.7971
residential freezing | High Efficiency Chest Freezer | 2035 | FIXED_OM | NEW | N/A | USD/cubic_feet | us | us | 0.18916
residential freezing | High Efficiency Chest Freezer | 2035 | FIXED_OM | REPLACEMENT | N/A | USD/cubic_feet | us | us | 0.18916
residential freezing | High Efficiency Chest Freezer | 2036 | CAPITAL | NEW | N/A | USD/cubic_feet | us | us | 26.7971
residential freezing | High Efficiency Chest Freezer | 2036 | CAPITAL | REPLACEMENT | N/A | USD/cubic_feet | us | us | 26.7971
residential freezing | High Efficiency Chest Freezer | 2036 | FIXED_OM | NEW | N/A | USD/cubic_feet | us | us | 0.18916
residential freezing | High Efficiency Chest Freezer | 2036 | FIXED_OM | REPLACEMENT | N/A | USD/cubic_feet | us | us | 0.18916
residential freezing | High Efficiency Chest Freezer | 2037 | CAPITAL | NEW | N/A | USD/cubic_feet | us | us | 26.7971
residential freezing | High Efficiency Chest Freezer | 2037 | CAPITAL | REPLACEMENT | N/A | USD/cubic_feet | us | us | 26.7971
residential freezing | High Efficiency Chest Freezer | 2037 | FIXED_OM | NEW | N/A | USD/cubic_feet | us | us | 0.18916
residential freezing | High Efficiency Chest Freezer | 2037 | FIXED_OM | REPLACEMENT | N/A | USD/cubic_feet | us | us | 0.18916
residential freezing | High Efficiency Chest Freezer | 2038 | CAPITAL | NEW | N/A | USD/cubic_feet | us | us | 26.7971
residential freezing | High Efficiency Chest Freezer | 2038 | CAPITAL | REPLACEMENT | N/A | USD/cubic_feet | us | us | 26.7971
residential freezing | High Efficiency Chest Freezer | 2038 | FIXED_OM | NEW | N/A | USD/cubic_feet | us | us | 0.18916
residential freezing | High Efficiency Chest Freezer | 2038 | FIXED_OM | REPLACEMENT | N/A | USD/cubic_feet | us | us | 0.18916
residential freezing | High Efficiency Chest Freezer | 2039 | CAPITAL | NEW | N/A | USD/cubic_feet | us | us | 26.7971
residential freezing | High Efficiency Chest Freezer | 2039 | CAPITAL | REPLACEMENT | N/A | USD/cubic_feet | us | us | 26.7971
residential freezing | High Efficiency Chest Freezer | 2039 | FIXED_OM | NEW | N/A | USD/cubic_feet | us | us | 0.18916
residential freezing | High Efficiency Chest Freezer | 2039 | FIXED_OM | REPLACEMENT | N/A | USD/cubic_feet | us | us | 0.18916
residential freezing | High Efficiency Chest Freezer | 2040 | CAPITAL | NEW | N/A | USD/cubic_feet | us | us | 26.7971
residential freezing | High Efficiency Chest Freezer | 2040 | CAPITAL | REPLACEMENT | N/A | USD/cubic_feet | us | us | 26.7971
residential freezing | High Efficiency Chest Freezer | 2040 | FIXED_OM | NEW | N/A | USD/cubic_feet | us | us | 0.18916
residential freezing | High Efficiency Chest Freezer | 2040 | FIXED_OM | REPLACEMENT | N/A | USD/cubic_feet | us | us | 0.18916
residential freezing | High Efficiency Chest Freezer | 2041 | CAPITAL | NEW | N/A | USD/cubic_feet | us | us | 26.7971
residential freezing | High Efficiency Chest Freezer | 2041 | CAPITAL | REPLACEMENT | N/A | USD/cubic_feet | us | us | 26.7971
residential freezing | High Efficiency Chest Freezer | 2041 | FIXED_OM | NEW | N/A | USD/cubic_feet | us | us | 0.18916
residential freezing | High Efficiency Chest Freezer | 2041 | FIXED_OM | REPLACEMENT | N/A | USD/cubic_feet | us | us | 0.18916
residential freezing | High Efficiency Chest Freezer | 2042 | CAPITAL | NEW | N/A | USD/cubic_feet | us | us | 26.7971
residential freezing | High Efficiency Chest Freezer | 2042 | CAPITAL | REPLACEMENT | N/A | USD/cubic_feet | us | us | 26.7971
residential freezing | High Efficiency Chest Freezer | 2042 | FIXED_OM | NEW | N/A | USD/cubic_feet | us | us | 0.18916
residential freezing | High Efficiency Chest Freezer | 2042 | FIXED_OM | REPLACEMENT | N/A | USD/cubic_feet | us | us | 0.18916
residential freezing | High Efficiency Chest Freezer | 2043 | CAPITAL | NEW | N/A | USD/cubic_feet | us | us | 26.7971
residential freezing | High Efficiency Chest Freezer | 2043 | CAPITAL | REPLACEMENT | N/A | USD/cubic_feet | us | us | 26.7971
residential freezing | High Efficiency Chest Freezer | 2043 | FIXED_OM | NEW | N/A | USD/cubic_feet | us | us | 0.18916
residential freezing | High Efficiency Chest Freezer | 2043 | FIXED_OM | REPLACEMENT | N/A | USD/cubic_feet | us | us | 0.18916
residential freezing | High Efficiency Chest Freezer | 2044 | CAPITAL | NEW | N/A | USD/cubic_feet | us | us | 26.7971
residential freezing | High Efficiency Chest Freezer | 2044 | CAPITAL | REPLACEMENT | N/A | USD/cubic_feet | us | us | 26.7971
residential freezing | High Efficiency Chest Freezer | 2044 | FIXED_OM | NEW | N/A | USD/cubic_feet | us | us | 0.18916
residential freezing | High Efficiency Chest Freezer | 2044 | FIXED_OM | REPLACEMENT | N/A | USD/cubic_feet | us | us | 0.18916
residential freezing | High Efficiency Chest Freezer | 2045 | CAPITAL | NEW | N/A | USD/cubic_feet | us | us | 26.7971
residential freezing | High Efficiency Chest Freezer | 2045 | CAPITAL | REPLACEMENT | N/A | USD/cubic_feet | us | us | 26.7971
residential freezing | High Efficiency Chest Freezer | 2045 | FIXED_OM | NEW | N/A | USD/cubic_feet | us | us | 0.18916
residential freezing | High Efficiency Chest Freezer | 2045 | FIXED_OM | REPLACEMENT | N/A | USD/cubic_feet | us | us | 0.18916
residential freezing | High Efficiency Chest Freezer | 2046 | CAPITAL | NEW | N/A | USD/cubic_feet | us | us | 26.7971
residential freezing | High Efficiency Chest Freezer | 2046 | CAPITAL | REPLACEMENT | N/A | USD/cubic_feet | us | us | 26.7971
residential freezing | High Efficiency Chest Freezer | 2046 | FIXED_OM | NEW | N/A | USD/cubic_feet | us | us | 0.18916
residential freezing | High Efficiency Chest Freezer | 2046 | FIXED_OM | REPLACEMENT | N/A | USD/cubic_feet | us | us | 0.18916
residential freezing | High Efficiency Chest Freezer | 2047 | CAPITAL | NEW | N/A | USD/cubic_feet | us | us | 26.7971
residential freezing | High Efficiency Chest Freezer | 2047 | CAPITAL | REPLACEMENT | N/A | USD/cubic_feet | us | us | 26.7971
residential freezing | High Efficiency Chest Freezer | 2047 | FIXED_OM | NEW | N/A | USD/cubic_feet | us | us | 0.18916
residential freezing | High Efficiency Chest Freezer | 2047 | FIXED_OM | REPLACEMENT | N/A | USD/cubic_feet | us | us | 0.18916
residential freezing | High Efficiency Chest Freezer | 2048 | CAPITAL | NEW | N/A | USD/cubic_feet | us | us | 26.7971
residential freezing | High Efficiency Chest Freezer | 2048 | CAPITAL | REPLACEMENT | N/A | USD/cubic_feet | us | us | 26.7971
residential freezing | High Efficiency Chest Freezer | 2048 | FIXED_OM | NEW | N/A | USD/cubic_feet | us | us | 0.18916
residential freezing | High Efficiency Chest Freezer | 2048 | FIXED_OM | REPLACEMENT | N/A | USD/cubic_feet | us | us | 0.18916
residential freezing | High Efficiency Chest Freezer | 2049 | CAPITAL | NEW | N/A | USD/cubic_feet | us | us | 26.7971
residential freezing | High Efficiency Chest Freezer | 2049 | CAPITAL | REPLACEMENT | N/A | USD/cubic_feet | us | us | 26.7971
residential freezing | High Efficiency Chest Freezer | 2049 | FIXED_OM | NEW | N/A | USD/cubic_feet | us | us | 0.18916
residential freezing | High Efficiency Chest Freezer | 2049 | FIXED_OM | REPLACEMENT | N/A | USD/cubic_feet | us | us | 0.18916
residential freezing | High Efficiency Chest Freezer | 2050 | CAPITAL | NEW | N/A | USD/cubic_feet | us | us | 26.7971
residential freezing | High Efficiency Chest Freezer | 2050 | CAPITAL | REPLACEMENT | N/A | USD/cubic_feet | us | us | 26.7971
residential freezing | High Efficiency Chest Freezer | 2050 | FIXED_OM | NEW | N/A | USD/cubic_feet | us | us | 0.18916
residential freezing | High Efficiency Chest Freezer | 2050 | FIXED_OM | REPLACEMENT | N/A | USD/cubic_feet | us | us | 0.18916
residential freezing | High Efficiency Upright Freezer | 2020 | CAPITAL | NEW | N/A | USD/cubic_feet | us | us | 41.6143
residential freezing | High Efficiency Upright Freezer | 2020 | CAPITAL | REPLACEMENT | N/A | USD/cubic_feet | us | us | 41.6143
residential freezing | High Efficiency Upright Freezer | 2020 | FIXED_OM | NEW | N/A | USD/cubic_feet | us | us | 0.31526
residential freezing | High Efficiency Upright Freezer | 2020 | FIXED_OM | REPLACEMENT | N/A | USD/cubic_feet | us | us | 0.31526
residential freezing | High Efficiency Upright Freezer | 2021 | CAPITAL | NEW | N/A | USD/cubic_feet | us | us | 41.6143
residential freezing | High Efficiency Upright Freezer | 2021 | CAPITAL | REPLACEMENT | N/A | USD/cubic_feet | us | us | 41.6143
residential freezing | High Efficiency Upright Freezer | 2021 | FIXED_OM | NEW | N/A | USD/cubic_feet | us | us | 0.31526
residential freezing | High Efficiency Upright Freezer | 2021 | FIXED_OM | REPLACEMENT | N/A | USD/cubic_feet | us | us | 0.31526
residential freezing | High Efficiency Upright Freezer | 2022 | CAPITAL | NEW | N/A | USD/cubic_feet | us | us | 41.6143
residential freezing | High Efficiency Upright Freezer | 2022 | CAPITAL | REPLACEMENT | N/A | USD/cubic_feet | us | us | 41.6143
residential freezing | High Efficiency Upright Freezer | 2022 | FIXED_OM | NEW | N/A | USD/cubic_feet | us | us | 0.31526
residential freezing | High Efficiency Upright Freezer | 2022 | FIXED_OM | REPLACEMENT | N/A | USD/cubic_feet | us | us | 0.31526
residential freezing | High Efficiency Upright Freezer | 2023 | CAPITAL | NEW | N/A | USD/cubic_feet | us | us | 41.6143
residential freezing | High Efficiency Upright Freezer | 2023 | CAPITAL | REPLACEMENT | N/A | USD/cubic_feet | us | us | 41.6143
residential freezing | High Efficiency Upright Freezer | 2023 | FIXED_OM | NEW | N/A | USD/cubic_feet | us | us | 0.31526
residential freezing | High Efficiency Upright Freezer | 2023 | FIXED_OM | REPLACEMENT | N/A | USD/cubic_feet | us | us | 0.31526
residential freezing | High Efficiency Upright Freezer | 2024 | CAPITAL | NEW | N/A | USD/cubic_feet | us | us | 41.6143
residential freezing | High Efficiency Upright Freezer | 2024 | CAPITAL | REPLACEMENT | N/A | USD/cubic_feet | us | us | 41.6143
residential freezing | High Efficiency Upright Freezer | 2024 | FIXED_OM | NEW | N/A | USD/cubic_feet | us | us | 0.31526
residential freezing | High Efficiency Upright Freezer | 2024 | FIXED_OM | REPLACEMENT | N/A | USD/cubic_feet | us | us | 0.31526
residential freezing | High Efficiency Upright Freezer | 2025 | CAPITAL | NEW | N/A | USD/cubic_feet | us | us | 41.6143
residential freezing | High Efficiency Upright Freezer | 2025 | CAPITAL | REPLACEMENT | N/A | USD/cubic_feet | us | us | 41.6143
residential freezing | High Efficiency Upright Freezer | 2025 | FIXED_OM | NEW | N/A | USD/cubic_feet | us | us | 0.31526
residential freezing | High Efficiency Upright Freezer | 2025 | FIXED_OM | REPLACEMENT | N/A | USD/cubic_feet | us | us | 0.31526
residential freezing | High Efficiency Upright Freezer | 2026 | CAPITAL | NEW | N/A | USD/cubic_feet | us | us | 41.6143
residential freezing | High Efficiency Upright Freezer | 2026 | CAPITAL | REPLACEMENT | N/A | USD/cubic_feet | us | us | 41.6143
residential freezing | High Efficiency Upright Freezer | 2026 | FIXED_OM | NEW | N/A | USD/cubic_feet | us | us | 0.31526
residential freezing | High Efficiency Upright Freezer | 2026 | FIXED_OM | REPLACEMENT | N/A | USD/cubic_feet | us | us | 0.31526
residential freezing | High Efficiency Upright Freezer | 2027 | CAPITAL | NEW | N/A | USD/cubic_feet | us | us | 41.6143
residential freezing | High Efficiency Upright Freezer | 2027 | CAPITAL | REPLACEMENT | N/A | USD/cubic_feet | us | us | 41.6143
residential freezing | High Efficiency Upright Freezer | 2027 | FIXED_OM | NEW | N/A | USD/cubic_feet | us | us | 0.31526
residential freezing | High Efficiency Upright Freezer | 2027 | FIXED_OM | REPLACEMENT | N/A | USD/cubic_feet | us | us | 0.31526
residential freezing | High Efficiency Upright Freezer | 2028 | CAPITAL | NEW | N/A | USD/cubic_feet | us | us | 41.6143
residential freezing | High Efficiency Upright Freezer | 2028 | CAPITAL | REPLACEMENT | N/A | USD/cubic_feet | us | us | 41.6143
residential freezing | High Efficiency Upright Freezer | 2028 | FIXED_OM | NEW | N/A | USD/cubic_feet | us | us | 0.31526
residential freezing | High Efficiency Upright Freezer | 2028 | FIXED_OM | REPLACEMENT | N/A | USD/cubic_feet | us | us | 0.31526
residential freezing | High Efficiency Upright Freezer | 2029 | CAPITAL | NEW | N/A | USD/cubic_feet | us | us | 41.6143
residential freezing | High Efficiency Upright Freezer | 2029 | CAPITAL | REPLACEMENT | N/A | USD/cubic_feet | us | us | 41.6143
residential freezing | High Efficiency Upright Freezer | 2029 | FIXED_OM | NEW | N/A | USD/cubic_feet | us | us | 0.31526
residential freezing | High Efficiency Upright Freezer | 2029 | FIXED_OM | REPLACEMENT | N/A | USD/cubic_feet | us | us | 0.31526
residential freezing | High Efficiency Upright Freezer | 2030 | CAPITAL | NEW | N/A | USD/cubic_feet | us | us | 41.6143
residential freezing | High Efficiency Upright Freezer | 2030 | CAPITAL | REPLACEMENT | N/A | USD/cubic_feet | us | us | 41.6143
residential freezing | High Efficiency Upright Freezer | 2030 | FIXED_OM | NEW | N/A | USD/cubic_feet | us | us | 0.31526
residential freezing | High Efficiency Upright Freezer | 2030 | FIXED_OM | REPLACEMENT | N/A | USD/cubic_feet | us | us | 0.31526
residential freezing | High Efficiency Upright Freezer | 2031 | CAPITAL | NEW | N/A | USD/cubic_feet | us | us | 41.6143
residential freezing | High Efficiency Upright Freezer | 2031 | CAPITAL | REPLACEMENT | N/A | USD/cubic_feet | us | us | 41.6143
residential freezing | High Efficiency Upright Freezer | 2031 | FIXED_OM | NEW | N/A | USD/cubic_feet | us | us | 0.31526
residential freezing | High Efficiency Upright Freezer | 2031 | FIXED_OM | REPLACEMENT | N/A | USD/cubic_feet | us | us | 0.31526
residential freezing | High Efficiency Upright Freezer | 2032 | CAPITAL | NEW | N/A | USD/cubic_feet | us | us | 41.6143
residential freezing | High Efficiency Upright Freezer | 2032 | CAPITAL | REPLACEMENT | N/A | USD/cubic_feet | us | us | 41.6143
residential freezing | High Efficiency Upright Freezer | 2032 | FIXED_OM | NEW | N/A | USD/cubic_feet | us | us | 0.31526
residential freezing | High Efficiency Upright Freezer | 2032 | FIXED_OM | REPLACEMENT | N/A | USD/cubic_feet | us | us | 0.31526
residential freezing | High Efficiency Upright Freezer | 2033 | CAPITAL | NEW | N/A | USD/cubic_feet | us | us | 41.6143
residential freezing | High Efficiency Upright Freezer | 2033 | CAPITAL | REPLACEMENT | N/A | USD/cubic_feet | us | us | 41.6143
residential freezing | High Efficiency Upright Freezer | 2033 | FIXED_OM | NEW | N/A | USD/cubic_feet | us | us | 0.31526
residential freezing | High Efficiency Upright Freezer | 2033 | FIXED_OM | REPLACEMENT | N/A | USD/cubic_feet | us | us | 0.31526
residential freezing | High Efficiency Upright Freezer | 2034 | CAPITAL | NEW | N/A | USD/cubic_feet | us | us | 41.6143
residential freezing | High Efficiency Upright Freezer | 2034 | CAPITAL | REPLACEMENT | N/A | USD/cubic_feet | us | us | 41.6143
residential freezing | High Efficiency Upright Freezer | 2034 | FIXED_OM | NEW | N/A | USD/cubic_feet | us | us | 0.31526
residential freezing | High Efficiency Upright Freezer | 2034 | FIXED_OM | REPLACEMENT | N/A | USD/cubic_feet | us | us | 0.31526
residential freezing | High Efficiency Upright Freezer | 2035 | CAPITAL | NEW | N/A | USD/cubic_feet | us | us | 41.6143
residential freezing | High Efficiency Upright Freezer | 2035 | CAPITAL | REPLACEMENT | N/A | USD/cubic_feet | us | us | 41.6143
residential freezing | High Efficiency Upright Freezer | 2035 | FIXED_OM | NEW | N/A | USD/cubic_feet | us | us | 0.31526
residential freezing | High Efficiency Upright Freezer | 2035 | FIXED_OM | REPLACEMENT | N/A | USD/cubic_feet | us | us | 0.31526
residential freezing | High Efficiency Upright Freezer | 2036 | CAPITAL | NEW | N/A | USD/cubic_feet | us | us | 41.6143
residential freezing | High Efficiency Upright Freezer | 2036 | CAPITAL | REPLACEMENT | N/A | USD/cubic_feet | us | us | 41.6143
residential freezing | High Efficiency Upright Freezer | 2036 | FIXED_OM | NEW | N/A | USD/cubic_feet | us | us | 0.31526
residential freezing | High Efficiency Upright Freezer | 2036 | FIXED_OM | REPLACEMENT | N/A | USD/cubic_feet | us | us | 0.31526
residential freezing | High Efficiency Upright Freezer | 2037 | CAPITAL | NEW | N/A | USD/cubic_feet | us | us | 41.6143
residential freezing | High Efficiency Upright Freezer | 2037 | CAPITAL | REPLACEMENT | N/A | USD/cubic_feet | us | us | 41.6143
residential freezing | High Efficiency Upright Freezer | 2037 | FIXED_OM | NEW | N/A | USD/cubic_feet | us | us | 0.31526
residential freezing | High Efficiency Upright Freezer | 2037 | FIXED_OM | REPLACEMENT | N/A | USD/cubic_feet | us | us | 0.31526
residential freezing | High Efficiency Upright Freezer | 2038 | CAPITAL | NEW | N/A | USD/cubic_feet | us | us | 41.6143
residential freezing | High Efficiency Upright Freezer | 2038 | CAPITAL | REPLACEMENT | N/A | USD/cubic_feet | us | us | 41.6143
residential freezing | High Efficiency Upright Freezer | 2038 | FIXED_OM | NEW | N/A | USD/cubic_feet | us | us | 0.31526
residential freezing | High Efficiency Upright Freezer | 2038 | FIXED_OM | REPLACEMENT | N/A | USD/cubic_feet | us | us | 0.31526
residential freezing | High Efficiency Upright Freezer | 2039 | CAPITAL | NEW | N/A | USD/cubic_feet | us | us | 41.6143
residential freezing | High Efficiency Upright Freezer | 2039 | CAPITAL | REPLACEMENT | N/A | USD/cubic_feet | us | us | 41.6143
residential freezing | High Efficiency Upright Freezer | 2039 | FIXED_OM | NEW | N/A | USD/cubic_feet | us | us | 0.31526
residential freezing | High Efficiency Upright Freezer | 2039 | FIXED_OM | REPLACEMENT | N/A | USD/cubic_feet | us | us | 0.31526
residential freezing | High Efficiency Upright Freezer | 2040 | CAPITAL | NEW | N/A | USD/cubic_feet | us | us | 41.6143
residential freezing | High Efficiency Upright Freezer | 2040 | CAPITAL | REPLACEMENT | N/A | USD/cubic_feet | us | us | 41.6143
residential freezing | High Efficiency Upright Freezer | 2040 | FIXED_OM | NEW | N/A | USD/cubic_feet | us | us | 0.31526
residential freezing | High Efficiency Upright Freezer | 2040 | FIXED_OM | REPLACEMENT | N/A | USD/cubic_feet | us | us | 0.31526
residential freezing | High Efficiency Upright Freezer | 2041 | CAPITAL | NEW | N/A | USD/cubic_feet | us | us | 41.6143
residential freezing | High Efficiency Upright Freezer | 2041 | CAPITAL | REPLACEMENT | N/A | USD/cubic_feet | us | us | 41.6143
residential freezing | High Efficiency Upright Freezer | 2041 | FIXED_OM | NEW | N/A | USD/cubic_feet | us | us | 0.31526
residential freezing | High Efficiency Upright Freezer | 2041 | FIXED_OM | REPLACEMENT | N/A | USD/cubic_feet | us | us | 0.31526
residential freezing | High Efficiency Upright Freezer | 2042 | CAPITAL | NEW | N/A | USD/cubic_feet | us | us | 41.6143
residential freezing | High Efficiency Upright Freezer | 2042 | CAPITAL | REPLACEMENT | N/A | USD/cubic_feet | us | us | 41.6143
residential freezing | High Efficiency Upright Freezer | 2042 | FIXED_OM | NEW | N/A | USD/cubic_feet | us | us | 0.31526
residential freezing | High Efficiency Upright Freezer | 2042 | FIXED_OM | REPLACEMENT | N/A | USD/cubic_feet | us | us | 0.31526
residential freezing | High Efficiency Upright Freezer | 2043 | CAPITAL | NEW | N/A | USD/cubic_feet | us | us | 41.6143
residential freezing | High Efficiency Upright Freezer | 2043 | CAPITAL | REPLACEMENT | N/A | USD/cubic_feet | us | us | 41.6143
residential freezing | High Efficiency Upright Freezer | 2043 | FIXED_OM | NEW | N/A | USD/cubic_feet | us | us | 0.31526
residential freezing | High Efficiency Upright Freezer | 2043 | FIXED_OM | REPLACEMENT | N/A | USD/cubic_feet | us | us | 0.31526
residential freezing | High Efficiency Upright Freezer | 2044 | CAPITAL | NEW | N/A | USD/cubic_feet | us | us | 41.6143
residential freezing | High Efficiency Upright Freezer | 2044 | CAPITAL | REPLACEMENT | N/A | USD/cubic_feet | us | us | 41.6143
residential freezing | High Efficiency Upright Freezer | 2044 | FIXED_OM | NEW | N/A | USD/cubic_feet | us | us | 0.31526
residential freezing | High Efficiency Upright Freezer | 2044 | FIXED_OM | REPLACEMENT | N/A | USD/cubic_feet | us | us | 0.31526
residential freezing | High Efficiency Upright Freezer | 2045 | CAPITAL | NEW | N/A | USD/cubic_feet | us | us | 41.6143
residential freezing | High Efficiency Upright Freezer | 2045 | CAPITAL | REPLACEMENT | N/A | USD/cubic_feet | us | us | 41.6143
residential freezing | High Efficiency Upright Freezer | 2045 | FIXED_OM | NEW | N/A | USD/cubic_feet | us | us | 0.31526
residential freezing | High Efficiency Upright Freezer | 2045 | FIXED_OM | REPLACEMENT | N/A | USD/cubic_feet | us | us | 0.31526
residential freezing | High Efficiency Upright Freezer | 2046 | CAPITAL | NEW | N/A | USD/cubic_feet | us | us | 41.6143
residential freezing | High Efficiency Upright Freezer | 2046 | CAPITAL | REPLACEMENT | N/A | USD/cubic_feet | us | us | 41.6143
residential freezing | High Efficiency Upright Freezer | 2046 | FIXED_OM | NEW | N/A | USD/cubic_feet | us | us | 0.31526
residential freezing | High Efficiency Upright Freezer | 2046 | FIXED_OM | REPLACEMENT | N/A | USD/cubic_feet | us | us | 0.31526
residential freezing | High Efficiency Upright Freezer | 2047 | CAPITAL | NEW | N/A | USD/cubic_feet | us | us | 41.6143
residential freezing | High Efficiency Upright Freezer | 2047 | CAPITAL | REPLACEMENT | N/A | USD/cubic_feet | us | us | 41.6143
residential freezing | High Efficiency Upright Freezer | 2047 | FIXED_OM | NEW | N/A | USD/cubic_feet | us | us | 0.31526
residential freezing | High Efficiency Upright Freezer | 2047 | FIXED_OM | REPLACEMENT | N/A | USD/cubic_feet | us | us | 0.31526
residential freezing | High Efficiency Upright Freezer | 2048 | CAPITAL | NEW | N/A | USD/cubic_feet | us | us | 41.6143
residential freezing | High Efficiency Upright Freezer | 2048 | CAPITAL | REPLACEMENT | N/A | USD/cubic_feet | us | us | 41.6143
residential freezing | High Efficiency Upright Freezer | 2048 | FIXED_OM | NEW | N/A | USD/cubic_feet | us | us | 0.31526
residential freezing | High Efficiency Upright Freezer | 2048 | FIXED_OM | REPLACEMENT | N/A | USD/cubic_feet | us | us | 0.31526
residential freezing | High Efficiency Upright Freezer | 2049 | CAPITAL | NEW | N/A | USD/cubic_feet | us | us | 41.6143
residential freezing | High Efficiency Upright Freezer | 2049 | CAPITAL | REPLACEMENT | N/A | USD/cubic_feet | us | us | 41.6143
residential freezing | High Efficiency Upright Freezer | 2049 | FIXED_OM | NEW | N/A | USD/cubic_feet | us | us | 0.31526
residential freezing | High Efficiency Upright Freezer | 2049 | FIXED_OM | REPLACEMENT | N/A | USD/cubic_feet | us | us | 0.31526
residential freezing | High Efficiency Upright Freezer | 2050 | CAPITAL | NEW | N/A | USD/cubic_feet | us | us | 41.6143
residential freezing | High Efficiency Upright Freezer | 2050 | CAPITAL | REPLACEMENT | N/A | USD/cubic_feet | us | us | 41.6143
residential freezing | High Efficiency Upright Freezer | 2050 | FIXED_OM | NEW | N/A | USD/cubic_feet | us | us | 0.31526
residential freezing | High Efficiency Upright Freezer | 2050 | FIXED_OM | REPLACEMENT | N/A | USD/cubic_feet | us | us | 0.31526
residential freezing | Reference Chest Freezer | 2020 | CAPITAL | NEW | N/A | USD/cubic_feet | us | us | 26.7971
residential freezing | Reference Chest Freezer | 2020 | CAPITAL | REPLACEMENT | N/A | USD/cubic_feet | us | us | 26.7971
residential freezing | Reference Chest Freezer | 2020 | FIXED_OM | NEW | N/A | USD/cubic_feet | us | us | 0.18916
residential freezing | Reference Chest Freezer | 2020 | FIXED_OM | REPLACEMENT | N/A | USD/cubic_feet | us | us | 0.18916
residential freezing | Reference Chest Freezer | 2021 | CAPITAL | NEW | N/A | USD/cubic_feet | us | us | 26.7971
residential freezing | Reference Chest Freezer | 2021 | CAPITAL | REPLACEMENT | N/A | USD/cubic_feet | us | us | 26.7971
residential freezing | Reference Chest Freezer | 2021 | FIXED_OM | NEW | N/A | USD/cubic_feet | us | us | 0.18916
residential freezing | Reference Chest Freezer | 2021 | FIXED_OM | REPLACEMENT | N/A | USD/cubic_feet | us | us | 0.18916
residential freezing | Reference Chest Freezer | 2022 | CAPITAL | NEW | N/A | USD/cubic_feet | us | us | 26.7971
residential freezing | Reference Chest Freezer | 2022 | CAPITAL | REPLACEMENT | N/A | USD/cubic_feet | us | us | 26.7971
residential freezing | Reference Chest Freezer | 2022 | FIXED_OM | NEW | N/A | USD/cubic_feet | us | us | 0.18916
residential freezing | Reference Chest Freezer | 2022 | FIXED_OM | REPLACEMENT | N/A | USD/cubic_feet | us | us | 0.18916
residential freezing | Reference Chest Freezer | 2023 | CAPITAL | NEW | N/A | USD/cubic_feet | us | us | 26.7971
residential freezing | Reference Chest Freezer | 2023 | CAPITAL | REPLACEMENT | N/A | USD/cubic_feet | us | us | 26.7971
residential freezing | Reference Chest Freezer | 2023 | FIXED_OM | NEW | N/A | USD/cubic_feet | us | us | 0.18916
residential freezing | Reference Chest Freezer | 2023 | FIXED_OM | REPLACEMENT | N/A | USD/cubic_feet | us | us | 0.18916
residential freezing | Reference Chest Freezer | 2024 | CAPITAL | NEW | N/A | USD/cubic_feet | us | us | 26.7971
residential freezing | Reference Chest Freezer | 2024 | CAPITAL | REPLACEMENT | N/A | USD/cubic_feet | us | us | 26.7971
residential freezing | Reference Chest Freezer | 2024 | FIXED_OM | NEW | N/A | USD/cubic_feet | us | us | 0.18916
residential freezing | Reference Chest Freezer | 2024 | FIXED_OM | REPLACEMENT | N/A | USD/cubic_feet | us | us | 0.18916
residential freezing | Reference Chest Freezer | 2025 | CAPITAL | NEW | N/A | USD/cubic_feet | us | us | 26.7971
residential freezing | Reference Chest Freezer | 2025 | CAPITAL | REPLACEMENT | N/A | USD/cubic_feet | us | us | 26.7971
residential freezing | Reference Chest Freezer | 2025 | FIXED_OM | NEW | N/A | USD/cubic_feet | us | us | 0.18916
residential freezing | Reference Chest Freezer | 2025 | FIXED_OM | REPLACEMENT | N/A | USD/cubic_feet | us | us | 0.18916
residential freezing | Reference Chest Freezer | 2026 | CAPITAL | NEW | N/A | USD/cubic_feet | us | us | 26.7971
residential freezing | Reference Chest Freezer | 2026 | CAPITAL | REPLACEMENT | N/A | USD/cubic_feet | us | us | 26.7971
residential freezing | Reference Chest Freezer | 2026 | FIXED_OM | NEW | N/A | USD/cubic_feet | us | us | 0.18916
residential freezing | Reference Chest Freezer | 2026 | FIXED_OM | REPLACEMENT | N/A | USD/cubic_feet | us | us | 0.18916
residential freezing | Reference Chest Freezer | 2027 | CAPITAL | NEW | N/A | USD/cubic_feet | us | us | 26.7971
residential freezing | Reference Chest Freezer | 2027 | CAPITAL | REPLACEMENT | N/A | USD/cubic_feet | us | us | 26.7971
residential freezing | Reference Chest Freezer | 2027 | FIXED_OM | NEW | N/A | USD/cubic_feet | us | us | 0.18916
residential freezing | Reference Chest Freezer | 2027 | FIXED_OM | REPLACEMENT | N/A | USD/cubic_feet | us | us | 0.18916
residential freezing | Reference Chest Freezer | 2028 | CAPITAL | NEW | N/A | USD/cubic_feet | us | us | 26.7971
residential freezing | Reference Chest Freezer | 2028 | CAPITAL | REPLACEMENT | N/A | USD/cubic_feet | us | us | 26.7971
residential freezing | Reference Chest Freezer | 2028 | FIXED_OM | NEW | N/A | USD/cubic_feet | us | us | 0.18916
residential freezing | Reference Chest Freezer | 2028 | FIXED_OM | REPLACEMENT | N/A | USD/cubic_feet | us | us | 0.18916
residential freezing | Reference Chest Freezer | 2029 | CAPITAL | NEW | N/A | USD/cubic_feet | us | us | 26.7971
residential freezing | Reference Chest Freezer | 2029 | CAPITAL | REPLACEMENT | N/A | USD/cubic_feet | us | us | 26.7971
residential freezing | Reference Chest Freezer | 2029 | FIXED_OM | NEW | N/A | USD/cubic_feet | us | us | 0.18916
residential freezing | Reference Chest Freezer | 2029 | FIXED_OM | REPLACEMENT | N/A | USD/cubic_feet | us | us | 0.18916
residential freezing | Reference Chest Freezer | 2030 | CAPITAL | NEW | N/A | USD/cubic_feet | us | us | 26.7971
residential freezing | Reference Chest Freezer | 2030 | CAPITAL | REPLACEMENT | N/A | USD/cubic_feet | us | us | 26.7971
residential freezing | Reference Chest Freezer | 2030 | FIXED_OM | NEW | N/A | USD/cubic_feet | us | us | 0.18916
residential freezing | Reference Chest Freezer | 2030 | FIXED_OM | REPLACEMENT | N/A | USD/cubic_feet | us | us | 0.18916
residential freezing | Reference Chest Freezer | 2031 | CAPITAL | NEW | N/A | USD/cubic_feet | us | us | 26.7971
residential freezing | Reference Chest Freezer | 2031 | CAPITAL | REPLACEMENT | N/A | USD/cubic_feet | us | us | 26.7971
residential freezing | Reference Chest Freezer | 2031 | FIXED_OM | NEW | N/A | USD/cubic_feet | us | us | 0.18916
residential freezing | Reference Chest Freezer | 2031 | FIXED_OM | REPLACEMENT | N/A | USD/cubic_feet | us | us | 0.18916
residential freezing | Reference Chest Freezer | 2032 | CAPITAL | NEW | N/A | USD/cubic_feet | us | us | 26.7971
residential freezing | Reference Chest Freezer | 2032 | CAPITAL | REPLACEMENT | N/A | USD/cubic_feet | us | us | 26.7971
residential freezing | Reference Chest Freezer | 2032 | FIXED_OM | NEW | N/A | USD/cubic_feet | us | us | 0.18916
residential freezing | Reference Chest Freezer | 2032 | FIXED_OM | REPLACEMENT | N/A | USD/cubic_feet | us | us | 0.18916
residential freezing | Reference Chest Freezer | 2033 | CAPITAL | NEW | N/A | USD/cubic_feet | us | us | 26.7971
residential freezing | Reference Chest Freezer | 2033 | CAPITAL | REPLACEMENT | N/A | USD/cubic_feet | us | us | 26.7971
residential freezing | Reference Chest Freezer | 2033 | FIXED_OM | NEW | N/A | USD/cubic_feet | us | us | 0.18916
residential freezing | Reference Chest Freezer | 2033 | FIXED_OM | REPLACEMENT | N/A | USD/cubic_feet | us | us | 0.18916
residential freezing | Reference Chest Freezer | 2034 | CAPITAL | NEW | N/A | USD/cubic_feet | us | us | 26.7971
residential freezing | Reference Chest Freezer | 2034 | CAPITAL | REPLACEMENT | N/A | USD/cubic_feet | us | us | 26.7971
residential freezing | Reference Chest Freezer | 2034 | FIXED_OM | NEW | N/A | USD/cubic_feet | us | us | 0.18916
residential freezing | Reference Chest Freezer | 2034 | FIXED_OM | REPLACEMENT | N/A | USD/cubic_feet | us | us | 0.18916
residential freezing | Reference Chest Freezer | 2035 | CAPITAL | NEW | N/A | USD/cubic_feet | us | us | 26.7971
residential freezing | Reference Chest Freezer | 2035 | CAPITAL | REPLACEMENT | N/A | USD/cubic_feet | us | us | 26.7971
residential freezing | Reference Chest Freezer | 2035 | FIXED_OM | NEW | N/A | USD/cubic_feet | us | us | 0.18916
residential freezing | Reference Chest Freezer | 2035 | FIXED_OM | REPLACEMENT | N/A | USD/cubic_feet | us | us | 0.18916
residential freezing | Reference Chest Freezer | 2036 | CAPITAL | NEW | N/A | USD/cubic_feet | us | us | 26.7971
residential freezing | Reference Chest Freezer | 2036 | CAPITAL | REPLACEMENT | N/A | USD/cubic_feet | us | us | 26.7971
residential freezing | Reference Chest Freezer | 2036 | FIXED_OM | NEW | N/A | USD/cubic_feet | us | us | 0.18916
residential freezing | Reference Chest Freezer | 2036 | FIXED_OM | REPLACEMENT | N/A | USD/cubic_feet | us | us | 0.18916
residential freezing | Reference Chest Freezer | 2037 | CAPITAL | NEW | N/A | USD/cubic_feet | us | us | 26.7971
residential freezing | Reference Chest Freezer | 2037 | CAPITAL | REPLACEMENT | N/A | USD/cubic_feet | us | us | 26.7971
residential freezing | Reference Chest Freezer | 2037 | FIXED_OM | NEW | N/A | USD/cubic_feet | us | us | 0.18916
residential freezing | Reference Chest Freezer | 2037 | FIXED_OM | REPLACEMENT | N/A | USD/cubic_feet | us | us | 0.18916
residential freezing | Reference Chest Freezer | 2038 | CAPITAL | NEW | N/A | USD/cubic_feet | us | us | 26.7971
residential freezing | Reference Chest Freezer | 2038 | CAPITAL | REPLACEMENT | N/A | USD/cubic_feet | us | us | 26.7971
residential freezing | Reference Chest Freezer | 2038 | FIXED_OM | NEW | N/A | USD/cubic_feet | us | us | 0.18916
residential freezing | Reference Chest Freezer | 2038 | FIXED_OM | REPLACEMENT | N/A | USD/cubic_feet | us | us | 0.18916
residential freezing | Reference Chest Freezer | 2039 | CAPITAL | NEW | N/A | USD/cubic_feet | us | us | 26.7971
residential freezing | Reference Chest Freezer | 2039 | CAPITAL | REPLACEMENT | N/A | USD/cubic_feet | us | us | 26.7971
residential freezing | Reference Chest Freezer | 2039 | FIXED_OM | NEW | N/A | USD/cubic_feet | us | us | 0.18916
residential freezing | Reference Chest Freezer | 2039 | FIXED_OM | REPLACEMENT | N/A | USD/cubic_feet | us | us | 0.18916
residential freezing | Reference Chest Freezer | 2040 | CAPITAL | NEW | N/A | USD/cubic_feet | us | us | 26.7971
residential freezing | Reference Chest Freezer | 2040 | CAPITAL | REPLACEMENT | N/A | USD/cubic_feet | us | us | 26.7971
residential freezing | Reference Chest Freezer | 2040 | FIXED_OM | NEW | N/A | USD/cubic_feet | us | us | 0.18916
residential freezing | Reference Chest Freezer | 2040 | FIXED_OM | REPLACEMENT | N/A | USD/cubic_feet | us | us | 0.18916
residential freezing | Reference Chest Freezer | 2041 | CAPITAL | NEW | N/A | USD/cubic_feet | us | us | 26.7971
residential freezing | Reference Chest Freezer | 2041 | CAPITAL | REPLACEMENT | N/A | USD/cubic_feet | us | us | 26.7971
residential freezing | Reference Chest Freezer | 2041 | FIXED_OM | NEW | N/A | USD/cubic_feet | us | us | 0.18916
residential freezing | Reference Chest Freezer | 2041 | FIXED_OM | REPLACEMENT | N/A | USD/cubic_feet | us | us | 0.18916
residential freezing | Reference Chest Freezer | 2042 | CAPITAL | NEW | N/A | USD/cubic_feet | us | us | 26.7971
residential freezing | Reference Chest Freezer | 2042 | CAPITAL | REPLACEMENT | N/A | USD/cubic_feet | us | us | 26.7971
residential freezing | Reference Chest Freezer | 2042 | FIXED_OM | NEW | N/A | USD/cubic_feet | us | us | 0.18916
residential freezing | Reference Chest Freezer | 2042 | FIXED_OM | REPLACEMENT | N/A | USD/cubic_feet | us | us | 0.18916
residential freezing | Reference Chest Freezer | 2043 | CAPITAL | NEW | N/A | USD/cubic_feet | us | us | 26.7971
residential freezing | Reference Chest Freezer | 2043 | CAPITAL | REPLACEMENT | N/A | USD/cubic_feet | us | us | 26.7971
residential freezing | Reference Chest Freezer | 2043 | FIXED_OM | NEW | N/A | USD/cubic_feet | us | us | 0.18916
residential freezing | Reference Chest Freezer | 2043 | FIXED_OM | REPLACEMENT | N/A | USD/cubic_feet | us | us | 0.18916
residential freezing | Reference Chest Freezer | 2044 | CAPITAL | NEW | N/A | USD/cubic_feet | us | us | 26.7971
residential freezing | Reference Chest Freezer | 2044 | CAPITAL | REPLACEMENT | N/A | USD/cubic_feet | us | us | 26.7971
residential freezing | Reference Chest Freezer | 2044 | FIXED_OM | NEW | N/A | USD/cubic_feet | us | us | 0.18916
residential freezing | Reference Chest Freezer | 2044 | FIXED_OM | REPLACEMENT | N/A | USD/cubic_feet | us | us | 0.18916
residential freezing | Reference Chest Freezer | 2045 | CAPITAL | NEW | N/A | USD/cubic_feet | us | us | 26.7971
residential freezing | Reference Chest Freezer | 2045 | CAPITAL | REPLACEMENT | N/A | USD/cubic_feet | us | us | 26.7971
residential freezing | Reference Chest Freezer | 2045 | FIXED_OM | NEW | N/A | USD/cubic_feet | us | us | 0.18916
residential freezing | Reference Chest Freezer | 2045 | FIXED_OM | REPLACEMENT | N/A | USD/cubic_feet | us | us | 0.18916
residential freezing | Reference Chest Freezer | 2046 | CAPITAL | NEW | N/A | USD/cubic_feet | us | us | 26.7971
residential freezing | Reference Chest Freezer | 2046 | CAPITAL | REPLACEMENT | N/A | USD/cubic_feet | us | us | 26.7971
residential freezing | Reference Chest Freezer | 2046 | FIXED_OM | NEW | N/A | USD/cubic_feet | us | us | 0.18916
residential freezing | Reference Chest Freezer | 2046 | FIXED_OM | REPLACEMENT | N/A | USD/cubic_feet | us | us | 0.18916
residential freezing | Reference Chest Freezer | 2047 | CAPITAL | NEW | N/A | USD/cubic_feet | us | us | 26.7971
residential freezing | Reference Chest Freezer | 2047 | CAPITAL | REPLACEMENT | N/A | USD/cubic_feet | us | us | 26.7971
residential freezing | Reference Chest Freezer | 2047 | FIXED_OM | NEW | N/A | USD/cubic_feet | us | us | 0.18916
residential freezing | Reference Chest Freezer | 2047 | FIXED_OM | REPLACEMENT | N/A | USD/cubic_feet | us | us | 0.18916
residential freezing | Reference Chest Freezer | 2048 | CAPITAL | NEW | N/A | USD/cubic_feet | us | us | 26.7971
residential freezing | Reference Chest Freezer | 2048 | CAPITAL | REPLACEMENT | N/A | USD/cubic_feet | us | us | 26.7971
residential freezing | Reference Chest Freezer | 2048 | FIXED_OM | NEW | N/A | USD/cubic_feet | us | us | 0.18916
residential freezing | Reference Chest Freezer | 2048 | FIXED_OM | REPLACEMENT | N/A | USD/cubic_feet | us | us | 0.18916
residential freezing | Reference Chest Freezer | 2049 | CAPITAL | NEW | N/A | USD/cubic_feet | us | us | 26.7971
residential freezing | Reference Chest Freezer | 2049 | CAPITAL | REPLACEMENT | N/A | USD/cubic_feet | us | us | 26.7971
residential freezing | Reference Chest Freezer | 2049 | FIXED_OM | NEW | N/A | USD/cubic_feet | us | us | 0.18916
residential freezing | Reference Chest Freezer | 2049 | FIXED_OM | REPLACEMENT | N/A | USD/cubic_feet | us | us | 0.18916
residential freezing | Reference Chest Freezer | 2050 | CAPITAL | NEW | N/A | USD/cubic_feet | us | us | 26.7971
residential freezing | Reference Chest Freezer | 2050 | CAPITAL | REPLACEMENT | N/A | USD/cubic_feet | us | us | 26.7971
residential freezing | Reference Chest Freezer | 2050 | FIXED_OM | NEW | N/A | USD/cubic_feet | us | us | 0.18916
residential freezing | Reference Chest Freezer | 2050 | FIXED_OM | REPLACEMENT | N/A | USD/cubic_feet | us | us | 0.18916
residential freezing | Reference Upright Freezer | 2020 | CAPITAL | NEW | N/A | USD/cubic_feet | us | us | 41.6143
residential freezing | Reference Upright Freezer | 2020 | CAPITAL | REPLACEMENT | N/A | USD/cubic_feet | us | us | 41.6143
residential freezing | Reference Upright Freezer | 2020 | FIXED_OM | NEW | N/A | USD/cubic_feet | us | us | 0.31526
residential freezing | Reference Upright Freezer | 2020 | FIXED_OM | REPLACEMENT | N/A | USD/cubic_feet | us | us | 0.31526
residential freezing | Reference Upright Freezer | 2021 | CAPITAL | NEW | N/A | USD/cubic_feet | us | us | 41.6143
residential freezing | Reference Upright Freezer | 2021 | CAPITAL | REPLACEMENT | N/A | USD/cubic_feet | us | us | 41.6143
residential freezing | Reference Upright Freezer | 2021 | FIXED_OM | NEW | N/A | USD/cubic_feet | us | us | 0.31526
residential freezing | Reference Upright Freezer | 2021 | FIXED_OM | REPLACEMENT | N/A | USD/cubic_feet | us | us | 0.31526
residential freezing | Reference Upright Freezer | 2022 | CAPITAL | NEW | N/A | USD/cubic_feet | us | us | 41.6143
residential freezing | Reference Upright Freezer | 2022 | CAPITAL | REPLACEMENT | N/A | USD/cubic_feet | us | us | 41.6143
residential freezing | Reference Upright Freezer | 2022 | FIXED_OM | NEW | N/A | USD/cubic_feet | us | us | 0.31526
residential freezing | Reference Upright Freezer | 2022 | FIXED_OM | REPLACEMENT | N/A | USD/cubic_feet | us | us | 0.31526
residential freezing | Reference Upright Freezer | 2023 | CAPITAL | NEW | N/A | USD/cubic_feet | us | us | 41.6143
residential freezing | Reference Upright Freezer | 2023 | CAPITAL | REPLACEMENT | N/A | USD/cubic_feet | us | us | 41.6143
residential freezing | Reference Upright Freezer | 2023 | FIXED_OM | NEW | N/A | USD/cubic_feet | us | us | 0.31526
residential freezing | Reference Upright Freezer | 2023 | FIXED_OM | REPLACEMENT | N/A | USD/cubic_feet | us | us | 0.31526
residential freezing | Reference Upright Freezer | 2024 | CAPITAL | NEW | N/A | USD/cubic_feet | us | us | 41.6143
residential freezing | Reference Upright Freezer | 2024 | CAPITAL | REPLACEMENT | N/A | USD/cubic_feet | us | us | 41.6143
residential freezing | Reference Upright Freezer | 2024 | FIXED_OM | NEW | N/A | USD/cubic_feet | us | us | 0.31526
residential freezing | Reference Upright Freezer | 2024 | FIXED_OM | REPLACEMENT | N/A | USD/cubic_feet | us | us | 0.31526
residential freezing | Reference Upright Freezer | 2025 | CAPITAL | NEW | N/A | USD/cubic_feet | us | us | 41.6143
residential freezing | Reference Upright Freezer | 2025 | CAPITAL | REPLACEMENT | N/A | USD/cubic_feet | us | us | 41.6143
residential freezing | Reference Upright Freezer | 2025 | FIXED_OM | NEW | N/A | USD/cubic_feet | us | us | 0.31526
residential freezing | Reference Upright Freezer | 2025 | FIXED_OM | REPLACEMENT | N/A | USD/cubic_feet | us | us | 0.31526
residential freezing | Reference Upright Freezer | 2026 | CAPITAL | NEW | N/A | USD/cubic_feet | us | us | 41.6143
residential freezing | Reference Upright Freezer | 2026 | CAPITAL | REPLACEMENT | N/A | USD/cubic_feet | us | us | 41.6143
residential freezing | Reference Upright Freezer | 2026 | FIXED_OM | NEW | N/A | USD/cubic_feet | us | us | 0.31526
residential freezing | Reference Upright Freezer | 2026 | FIXED_OM | REPLACEMENT | N/A | USD/cubic_feet | us | us | 0.31526
residential freezing | Reference Upright Freezer | 2027 | CAPITAL | NEW | N/A | USD/cubic_feet | us | us | 41.6143
residential freezing | Reference Upright Freezer | 2027 | CAPITAL | REPLACEMENT | N/A | USD/cubic_feet | us | us | 41.6143
residential freezing | Reference Upright Freezer | 2027 | FIXED_OM | NEW | N/A | USD/cubic_feet | us | us | 0.31526
residential freezing | Reference Upright Freezer | 2027 | FIXED_OM | REPLACEMENT | N/A | USD/cubic_feet | us | us | 0.31526
residential freezing | Reference Upright Freezer | 2028 | CAPITAL | NEW | N/A | USD/cubic_feet | us | us | 41.6143
residential freezing | Reference Upright Freezer | 2028 | CAPITAL | REPLACEMENT | N/A | USD/cubic_feet | us | us | 41.6143
residential freezing | Reference Upright Freezer | 2028 | FIXED_OM | NEW | N/A | USD/cubic_feet | us | us | 0.31526
residential freezing | Reference Upright Freezer | 2028 | FIXED_OM | REPLACEMENT | N/A | USD/cubic_feet | us | us | 0.31526
residential freezing | Reference Upright Freezer | 2029 | CAPITAL | NEW | N/A | USD/cubic_feet | us | us | 41.6143
residential freezing | Reference Upright Freezer | 2029 | CAPITAL | REPLACEMENT | N/A | USD/cubic_feet | us | us | 41.6143
residential freezing | Reference Upright Freezer | 2029 | FIXED_OM | NEW | N/A | USD/cubic_feet | us | us | 0.31526
residential freezing | Reference Upright Freezer | 2029 | FIXED_OM | REPLACEMENT | N/A | USD/cubic_feet | us | us | 0.31526
residential freezing | Reference Upright Freezer | 2030 | CAPITAL | NEW | N/A | USD/cubic_feet | us | us | 41.6143
residential freezing | Reference Upright Freezer | 2030 | CAPITAL | REPLACEMENT | N/A | USD/cubic_feet | us | us | 41.6143
residential freezing | Reference Upright Freezer | 2030 | FIXED_OM | NEW | N/A | USD/cubic_feet | us | us | 0.31526
residential freezing | Reference Upright Freezer | 2030 | FIXED_OM | REPLACEMENT | N/A | USD/cubic_feet | us | us | 0.31526
residential freezing | Reference Upright Freezer | 2031 | CAPITAL | NEW | N/A | USD/cubic_feet | us | us | 41.6143
residential freezing | Reference Upright Freezer | 2031 | CAPITAL | REPLACEMENT | N/A | USD/cubic_feet | us | us | 41.6143
residential freezing | Reference Upright Freezer | 2031 | FIXED_OM | NEW | N/A | USD/cubic_feet | us | us | 0.31526
residential freezing | Reference Upright Freezer | 2031 | FIXED_OM | REPLACEMENT | N/A | USD/cubic_feet | us | us | 0.31526
residential freezing | Reference Upright Freezer | 2032 | CAPITAL | NEW | N/A | USD/cubic_feet | us | us | 41.6143
residential freezing | Reference Upright Freezer | 2032 | CAPITAL | REPLACEMENT | N/A | USD/cubic_feet | us | us | 41.6143
residential freezing | Reference Upright Freezer | 2032 | FIXED_OM | NEW | N/A | USD/cubic_feet | us | us | 0.31526
residential freezing | Reference Upright Freezer | 2032 | FIXED_OM | REPLACEMENT | N/A | USD/cubic_feet | us | us | 0.31526
residential freezing | Reference Upright Freezer | 2033 | CAPITAL | NEW | N/A | USD/cubic_feet | us | us | 41.6143
residential freezing | Reference Upright Freezer | 2033 | CAPITAL | REPLACEMENT | N/A | USD/cubic_feet | us | us | 41.6143
residential freezing | Reference Upright Freezer | 2033 | FIXED_OM | NEW | N/A | USD/cubic_feet | us | us | 0.31526
residential freezing | Reference Upright Freezer | 2033 | FIXED_OM | REPLACEMENT | N/A | USD/cubic_feet | us | us | 0.31526
residential freezing | Reference Upright Freezer | 2034 | CAPITAL | NEW | N/A | USD/cubic_feet | us | us | 41.6143
residential freezing | Reference Upright Freezer | 2034 | CAPITAL | REPLACEMENT | N/A | USD/cubic_feet | us | us | 41.6143
residential freezing | Reference Upright Freezer | 2034 | FIXED_OM | NEW | N/A | USD/cubic_feet | us | us | 0.31526
residential freezing | Reference Upright Freezer | 2034 | FIXED_OM | REPLACEMENT | N/A | USD/cubic_feet | us | us | 0.31526
residential freezing | Reference Upright Freezer | 2035 | CAPITAL | NEW | N/A | USD/cubic_feet | us | us | 41.6143
residential freezing | Reference Upright Freezer | 2035 | CAPITAL | REPLACEMENT | N/A | USD/cubic_feet | us | us | 41.6143
residential freezing | Reference Upright Freezer | 2035 | FIXED_OM | NEW | N/A | USD/cubic_feet | us | us | 0.31526
residential freezing | Reference Upright Freezer | 2035 | FIXED_OM | REPLACEMENT | N/A | USD/cubic_feet | us | us | 0.31526
residential freezing | Reference Upright Freezer | 2036 | CAPITAL | NEW | N/A | USD/cubic_feet | us | us | 41.6143
residential freezing | Reference Upright Freezer | 2036 | CAPITAL | REPLACEMENT | N/A | USD/cubic_feet | us | us | 41.6143
residential freezing | Reference Upright Freezer | 2036 | FIXED_OM | NEW | N/A | USD/cubic_feet | us | us | 0.31526
residential freezing | Reference Upright Freezer | 2036 | FIXED_OM | REPLACEMENT | N/A | USD/cubic_feet | us | us | 0.31526
residential freezing | Reference Upright Freezer | 2037 | CAPITAL | NEW | N/A | USD/cubic_feet | us | us | 41.6143
residential freezing | Reference Upright Freezer | 2037 | CAPITAL | REPLACEMENT | N/A | USD/cubic_feet | us | us | 41.6143
residential freezing | Reference Upright Freezer | 2037 | FIXED_OM | NEW | N/A | USD/cubic_feet | us | us | 0.31526
residential freezing | Reference Upright Freezer | 2037 | FIXED_OM | REPLACEMENT | N/A | USD/cubic_feet | us | us | 0.31526
residential freezing | Reference Upright Freezer | 2038 | CAPITAL | NEW | N/A | USD/cubic_feet | us | us | 41.6143
residential freezing | Reference Upright Freezer | 2038 | CAPITAL | REPLACEMENT | N/A | USD/cubic_feet | us | us | 41.6143
residential freezing | Reference Upright Freezer | 2038 | FIXED_OM | NEW | N/A | USD/cubic_feet | us | us | 0.31526
residential freezing | Reference Upright Freezer | 2038 | FIXED_OM | REPLACEMENT | N/A | USD/cubic_feet | us | us | 0.31526
residential freezing | Reference Upright Freezer | 2039 | CAPITAL | NEW | N/A | USD/cubic_feet | us | us | 41.6143
residential freezing | Reference Upright Freezer | 2039 | CAPITAL | REPLACEMENT | N/A | USD/cubic_feet | us | us | 41.6143
residential freezing | Reference Upright Freezer | 2039 | FIXED_OM | NEW | N/A | USD/cubic_feet | us | us | 0.31526
residential freezing | Reference Upright Freezer | 2039 | FIXED_OM | REPLACEMENT | N/A | USD/cubic_feet | us | us | 0.31526
residential freezing | Reference Upright Freezer | 2040 | CAPITAL | NEW | N/A | USD/cubic_feet | us | us | 41.6143
residential freezing | Reference Upright Freezer | 2040 | CAPITAL | REPLACEMENT | N/A | USD/cubic_feet | us | us | 41.6143
residential freezing | Reference Upright Freezer | 2040 | FIXED_OM | NEW | N/A | USD/cubic_feet | us | us | 0.31526
residential freezing | Reference Upright Freezer | 2040 | FIXED_OM | REPLACEMENT | N/A | USD/cubic_feet | us | us | 0.31526
residential freezing | Reference Upright Freezer | 2041 | CAPITAL | NEW | N/A | USD/cubic_feet | us | us | 41.6143
residential freezing | Reference Upright Freezer | 2041 | CAPITAL | REPLACEMENT | N/A | USD/cubic_feet | us | us | 41.6143
residential freezing | Reference Upright Freezer | 2041 | FIXED_OM | NEW | N/A | USD/cubic_feet | us | us | 0.31526
residential freezing | Reference Upright Freezer | 2041 | FIXED_OM | REPLACEMENT | N/A | USD/cubic_feet | us | us | 0.31526
residential freezing | Reference Upright Freezer | 2042 | CAPITAL | NEW | N/A | USD/cubic_feet | us | us | 41.6143
residential freezing | Reference Upright Freezer | 2042 | CAPITAL | REPLACEMENT | N/A | USD/cubic_feet | us | us | 41.6143
residential freezing | Reference Upright Freezer | 2042 | FIXED_OM | NEW | N/A | USD/cubic_feet | us | us | 0.31526
residential freezing | Reference Upright Freezer | 2042 | FIXED_OM | REPLACEMENT | N/A | USD/cubic_feet | us | us | 0.31526
residential freezing | Reference Upright Freezer | 2043 | CAPITAL | NEW | N/A | USD/cubic_feet | us | us | 41.6143
residential freezing | Reference Upright Freezer | 2043 | CAPITAL | REPLACEMENT | N/A | USD/cubic_feet | us | us | 41.6143
residential freezing | Reference Upright Freezer | 2043 | FIXED_OM | NEW | N/A | USD/cubic_feet | us | us | 0.31526
residential freezing | Reference Upright Freezer | 2043 | FIXED_OM | REPLACEMENT | N/A | USD/cubic_feet | us | us | 0.31526
residential freezing | Reference Upright Freezer | 2044 | CAPITAL | NEW | N/A | USD/cubic_feet | us | us | 41.6143
residential freezing | Reference Upright Freezer | 2044 | CAPITAL | REPLACEMENT | N/A | USD/cubic_feet | us | us | 41.6143
residential freezing | Reference Upright Freezer | 2044 | FIXED_OM | NEW | N/A | USD/cubic_feet | us | us | 0.31526
residential freezing | Reference Upright Freezer | 2044 | FIXED_OM | REPLACEMENT | N/A | USD/cubic_feet | us | us | 0.31526
residential freezing | Reference Upright Freezer | 2045 | CAPITAL | NEW | N/A | USD/cubic_feet | us | us | 41.6143
residential freezing | Reference Upright Freezer | 2045 | CAPITAL | REPLACEMENT | N/A | USD/cubic_feet | us | us | 41.6143
residential freezing | Reference Upright Freezer | 2045 | FIXED_OM | NEW | N/A | USD/cubic_feet | us | us | 0.31526
residential freezing | Reference Upright Freezer | 2045 | FIXED_OM | REPLACEMENT | N/A | USD/cubic_feet | us | us | 0.31526
residential freezing | Reference Upright Freezer | 2046 | CAPITAL | NEW | N/A | USD/cubic_feet | us | us | 41.6143
residential freezing | Reference Upright Freezer | 2046 | CAPITAL | REPLACEMENT | N/A | USD/cubic_feet | us | us | 41.6143
residential freezing | Reference Upright Freezer | 2046 | FIXED_OM | NEW | N/A | USD/cubic_feet | us | us | 0.31526
residential freezing | Reference Upright Freezer | 2046 | FIXED_OM | REPLACEMENT | N/A | USD/cubic_feet | us | us | 0.31526
residential freezing | Reference Upright Freezer | 2047 | CAPITAL | NEW | N/A | USD/cubic_feet | us | us | 41.6143
residential freezing | Reference Upright Freezer | 2047 | CAPITAL | REPLACEMENT | N/A | USD/cubic_feet | us | us | 41.6143
residential freezing | Reference Upright Freezer | 2047 | FIXED_OM | NEW | N/A | USD/cubic_feet | us | us | 0.31526
residential freezing | Reference Upright Freezer | 2047 | FIXED_OM | REPLACEMENT | N/A | USD/cubic_feet | us | us | 0.31526
residential freezing | Reference Upright Freezer | 2048 | CAPITAL | NEW | N/A | USD/cubic_feet | us | us | 41.6143
residential freezing | Reference Upright Freezer | 2048 | CAPITAL | REPLACEMENT | N/A | USD/cubic_feet | us | us | 41.6143
residential freezing | Reference Upright Freezer | 2048 | FIXED_OM | NEW | N/A | USD/cubic_feet | us | us | 0.31526
residential freezing | Reference Upright Freezer | 2048 | FIXED_OM | REPLACEMENT | N/A | USD/cubic_feet | us | us | 0.31526
residential freezing | Reference Upright Freezer | 2049 | CAPITAL | NEW | N/A | USD/cubic_feet | us | us | 41.6143
residential freezing | Reference Upright Freezer | 2049 | CAPITAL | REPLACEMENT | N/A | USD/cubic_feet | us | us | 41.6143
residential freezing | Reference Upright Freezer | 2049 | FIXED_OM | NEW | N/A | USD/cubic_feet | us | us | 0.31526
residential freezing | Reference Upright Freezer | 2049 | FIXED_OM | REPLACEMENT | N/A | USD/cubic_feet | us | us | 0.31526
residential freezing | Reference Upright Freezer | 2050 | CAPITAL | NEW | N/A | USD/cubic_feet | us | us | 41.6143
residential freezing | Reference Upright Freezer | 2050 | CAPITAL | REPLACEMENT | N/A | USD/cubic_feet | us | us | 41.6143
residential freezing | Reference Upright Freezer | 2050 | FIXED_OM | NEW | N/A | USD/cubic_feet | us | us | 0.31526
residential freezing | Reference Upright Freezer | 2050 | FIXED_OM | REPLACEMENT | N/A | USD/cubic_feet | us | us | 0.31526
residential lighting | CFL Exterior | 2020 | CAPITAL | NEW | N/A | USD/bulb | us | us | 6.951
residential lighting | CFL Exterior | 2020 | CAPITAL | REPLACEMENT | N/A | USD/bulb | us | us | 6.951
residential lighting | CFL Exterior | 2021 | CAPITAL | NEW | N/A | USD/bulb | us | us | 6.9338
residential lighting | CFL Exterior | 2021 | CAPITAL | REPLACEMENT | N/A | USD/bulb | us | us | 6.9338
residential lighting | CFL Exterior | 2022 | CAPITAL | NEW | N/A | USD/bulb | us | us | 6.9166
residential lighting | CFL Exterior | 2022 | CAPITAL | REPLACEMENT | N/A | USD/bulb | us | us | 6.9166
residential lighting | CFL Exterior | 2023 | CAPITAL | NEW | N/A | USD/bulb | us | us | 6.8994
residential lighting | CFL Exterior | 2023 | CAPITAL | REPLACEMENT | N/A | USD/bulb | us | us | 6.8994
residential lighting | CFL Exterior | 2024 | CAPITAL | NEW | N/A | USD/bulb | us | us | 6.8822
residential lighting | CFL Exterior | 2024 | CAPITAL | REPLACEMENT | N/A | USD/bulb | us | us | 6.8822
residential lighting | CFL Exterior | 2025 | CAPITAL | NEW | N/A | USD/bulb | us | us | 6.8651
residential lighting | CFL Exterior | 2025 | CAPITAL | REPLACEMENT | N/A | USD/bulb | us | us | 6.8651
residential lighting | CFL Exterior | 2026 | CAPITAL | NEW | N/A | USD/bulb | us | us | 6.8479
residential lighting | CFL Exterior | 2026 | CAPITAL | REPLACEMENT | N/A | USD/bulb | us | us | 6.8479
residential lighting | CFL Exterior | 2027 | CAPITAL | NEW | N/A | USD/bulb | us | us | 6.8307
residential lighting | CFL Exterior | 2027 | CAPITAL | REPLACEMENT | N/A | USD/bulb | us | us | 6.8307
residential lighting | CFL Exterior | 2028 | CAPITAL | NEW | N/A | USD/bulb | us | us | 6.8135
residential lighting | CFL Exterior | 2028 | CAPITAL | REPLACEMENT | N/A | USD/bulb | us | us | 6.8135
residential lighting | CFL Exterior | 2029 | CAPITAL | NEW | N/A | USD/bulb | us | us | 6.7964
residential lighting | CFL Exterior | 2029 | CAPITAL | REPLACEMENT | N/A | USD/bulb | us | us | 6.7964
residential lighting | CFL Exterior | 2030 | CAPITAL | NEW | N/A | USD/bulb | us | us | 6.7792
residential lighting | CFL Exterior | 2030 | CAPITAL | REPLACEMENT | N/A | USD/bulb | us | us | 6.7792
residential lighting | CFL Exterior | 2031 | CAPITAL | NEW | N/A | USD/bulb | us | us | 6.762
residential lighting | CFL Exterior | 2031 | CAPITAL | REPLACEMENT | N/A | USD/bulb | us | us | 6.762
residential lighting | CFL Exterior | 2032 | CAPITAL | NEW | N/A | USD/bulb | us | us | 6.7448
residential lighting | CFL Exterior | 2032 | CAPITAL | REPLACEMENT | N/A | USD/bulb | us | us | 6.7448
residential lighting | CFL Exterior | 2033 | CAPITAL | NEW | N/A | USD/bulb | us | us | 6.7277
residential lighting | CFL Exterior | 2033 | CAPITAL | REPLACEMENT | N/A | USD/bulb | us | us | 6.7277
residential lighting | CFL Exterior | 2034 | CAPITAL | NEW | N/A | USD/bulb | us | us | 6.7105
residential lighting | CFL Exterior | 2034 | CAPITAL | REPLACEMENT | N/A | USD/bulb | us | us | 6.7105
residential lighting | CFL Exterior | 2035 | CAPITAL | NEW | N/A | USD/bulb | us | us | 6.6933
residential lighting | CFL Exterior | 2035 | CAPITAL | REPLACEMENT | N/A | USD/bulb | us | us | 6.6933
residential lighting | CFL Exterior | 2036 | CAPITAL | NEW | N/A | USD/bulb | us | us | 6.6761
residential lighting | CFL Exterior | 2036 | CAPITAL | REPLACEMENT | N/A | USD/bulb | us | us | 6.6761
residential lighting | CFL Exterior | 2037 | CAPITAL | NEW | N/A | USD/bulb | us | us | 6.6589
residential lighting | CFL Exterior | 2037 | CAPITAL | REPLACEMENT | N/A | USD/bulb | us | us | 6.6589
residential lighting | CFL Exterior | 2038 | CAPITAL | NEW | N/A | USD/bulb | us | us | 6.6418
residential lighting | CFL Exterior | 2038 | CAPITAL | REPLACEMENT | N/A | USD/bulb | us | us | 6.6418
residential lighting | CFL Exterior | 2039 | CAPITAL | NEW | N/A | USD/bulb | us | us | 6.6246
residential lighting | CFL Exterior | 2039 | CAPITAL | REPLACEMENT | N/A | USD/bulb | us | us | 6.6246
residential lighting | CFL Exterior | 2040 | CAPITAL | NEW | N/A | USD/bulb | us | us | 6.6074
residential lighting | CFL Exterior | 2040 | CAPITAL | REPLACEMENT | N/A | USD/bulb | us | us | 6.6074
residential lighting | CFL Exterior | 2041 | CAPITAL | NEW | N/A | USD/bulb | us | us | 6.6074
residential lighting | CFL Exterior | 2041 | CAPITAL | REPLACEMENT | N/A | USD/bulb | us | us | 6.6074
residential lighting | CFL Exterior | 2042 | CAPITAL | NEW | N/A | USD/bulb | us | us | 6.6074
residential lighting | CFL Exterior | 2042 | CAPITAL | REPLACEMENT | N/A | USD/bulb | us | us | 6.6074
residential lighting | CFL Exterior | 2043 | CAPITAL | NEW | N/A | USD/bulb | us | us | 6.6074
residential lighting | CFL Exterior | 2043 | CAPITAL | REPLACEMENT | N/A | USD/bulb | us | us | 6.6074
residential lighting | CFL Exterior | 2044 | CAPITAL | NEW | N/A | USD/bulb | us | us | 6.6074
residential lighting | CFL Exterior | 2044 | CAPITAL | REPLACEMENT | N/A | USD/bulb | us | us | 6.6074
residential lighting | CFL Exterior | 2045 | CAPITAL | NEW | N/A | USD/bulb | us | us | 6.6074
residential lighting | CFL Exterior | 2045 | CAPITAL | REPLACEMENT | N/A | USD/bulb | us | us | 6.6074
residential lighting | CFL Exterior | 2046 | CAPITAL | NEW | N/A | USD/bulb | us | us | 6.6074
residential lighting | CFL Exterior | 2046 | CAPITAL | REPLACEMENT | N/A | USD/bulb | us | us | 6.6074
residential lighting | CFL Exterior | 2047 | CAPITAL | NEW | N/A | USD/bulb | us | us | 6.6074
residential lighting | CFL Exterior | 2047 | CAPITAL | REPLACEMENT | N/A | USD/bulb | us | us | 6.6074
residential lighting | CFL Exterior | 2048 | CAPITAL | NEW | N/A | USD/bulb | us | us | 6.6074
residential lighting | CFL Exterior | 2048 | CAPITAL | REPLACEMENT | N/A | USD/bulb | us | us | 6.6074
residential lighting | CFL Exterior | 2049 | CAPITAL | NEW | N/A | USD/bulb | us | us | 6.6074
residential lighting | CFL Exterior | 2049 | CAPITAL | REPLACEMENT | N/A | USD/bulb | us | us | 6.6074
residential lighting | CFL Exterior | 2050 | CAPITAL | NEW | N/A | USD/bulb | us | us | 6.6074
residential lighting | CFL Exterior | 2050 | CAPITAL | REPLACEMENT | N/A | USD/bulb | us | us | 6.6074
residential lighting | CFL GSL | 2020 | CAPITAL | NEW | N/A | USD/bulb | us | us | 2.5995
residential lighting | CFL GSL | 2020 | CAPITAL | REPLACEMENT | N/A | USD/bulb | us | us | 2.5995
residential lighting | CFL GSL | 2021 | CAPITAL | NEW | N/A | USD/bulb | us | us | 2.5926
residential lighting | CFL GSL | 2021 | CAPITAL | REPLACEMENT | N/A | USD/bulb | us | us | 2.5926
residential lighting | CFL GSL | 2022 | CAPITAL | NEW | N/A | USD/bulb | us | us | 2.5857
residential lighting | CFL GSL | 2022 | CAPITAL | REPLACEMENT | N/A | USD/bulb | us | us | 2.5857
residential lighting | CFL GSL | 2023 | CAPITAL | NEW | N/A | USD/bulb | us | us | 2.5788
residential lighting | CFL GSL | 2023 | CAPITAL | REPLACEMENT | N/A | USD/bulb | us | us | 2.5788
residential lighting | CFL GSL | 2024 | CAPITAL | NEW | N/A | USD/bulb | us | us | 2.572
residential lighting | CFL GSL | 2024 | CAPITAL | REPLACEMENT | N/A | USD/bulb | us | us | 2.572
residential lighting | CFL GSL | 2025 | CAPITAL | NEW | N/A | USD/bulb | us | us | 2.5651
residential lighting | CFL GSL | 2025 | CAPITAL | REPLACEMENT | N/A | USD/bulb | us | us | 2.5651
residential lighting | CFL GSL | 2026 | CAPITAL | NEW | N/A | USD/bulb | us | us | 2.5582
residential lighting | CFL GSL | 2026 | CAPITAL | REPLACEMENT | N/A | USD/bulb | us | us | 2.5582
residential lighting | CFL GSL | 2027 | CAPITAL | NEW | N/A | USD/bulb | us | us | 2.5514
residential lighting | CFL GSL | 2027 | CAPITAL | REPLACEMENT | N/A | USD/bulb | us | us | 2.5514
residential lighting | CFL GSL | 2028 | CAPITAL | NEW | N/A | USD/bulb | us | us | 2.5445
residential lighting | CFL GSL | 2028 | CAPITAL | REPLACEMENT | N/A | USD/bulb | us | us | 2.5445
residential lighting | CFL GSL | 2029 | CAPITAL | NEW | N/A | USD/bulb | us | us | 2.5376
residential lighting | CFL GSL | 2029 | CAPITAL | REPLACEMENT | N/A | USD/bulb | us | us | 2.5376
residential lighting | CFL GSL | 2030 | CAPITAL | NEW | N/A | USD/bulb | us | us | 2.5307
residential lighting | CFL GSL | 2030 | CAPITAL | REPLACEMENT | N/A | USD/bulb | us | us | 2.5307
residential lighting | CFL GSL | 2031 | CAPITAL | NEW | N/A | USD/bulb | us | us | 2.525
residential lighting | CFL GSL | 2031 | CAPITAL | REPLACEMENT | N/A | USD/bulb | us | us | 2.525
residential lighting | CFL GSL | 2032 | CAPITAL | NEW | N/A | USD/bulb | us | us | 2.5193
residential lighting | CFL GSL | 2032 | CAPITAL | REPLACEMENT | N/A | USD/bulb | us | us | 2.5193
residential lighting | CFL GSL | 2033 | CAPITAL | NEW | N/A | USD/bulb | us | us | 2.5136
residential lighting | CFL GSL | 2033 | CAPITAL | REPLACEMENT | N/A | USD/bulb | us | us | 2.5136
residential lighting | CFL GSL | 2034 | CAPITAL | NEW | N/A | USD/bulb | us | us | 2.5078
residential lighting | CFL GSL | 2034 | CAPITAL | REPLACEMENT | N/A | USD/bulb | us | us | 2.5078
residential lighting | CFL GSL | 2035 | CAPITAL | NEW | N/A | USD/bulb | us | us | 2.5021
residential lighting | CFL GSL | 2035 | CAPITAL | REPLACEMENT | N/A | USD/bulb | us | us | 2.5021
residential lighting | CFL GSL | 2036 | CAPITAL | NEW | N/A | USD/bulb | us | us | 2.4964
residential lighting | CFL GSL | 2036 | CAPITAL | REPLACEMENT | N/A | USD/bulb | us | us | 2.4964
residential lighting | CFL GSL | 2037 | CAPITAL | NEW | N/A | USD/bulb | us | us | 2.4907
residential lighting | CFL GSL | 2037 | CAPITAL | REPLACEMENT | N/A | USD/bulb | us | us | 2.4907
residential lighting | CFL GSL | 2038 | CAPITAL | NEW | N/A | USD/bulb | us | us | 2.4849
residential lighting | CFL GSL | 2038 | CAPITAL | REPLACEMENT | N/A | USD/bulb | us | us | 2.4849
residential lighting | CFL GSL | 2039 | CAPITAL | NEW | N/A | USD/bulb | us | us | 2.4792
residential lighting | CFL GSL | 2039 | CAPITAL | REPLACEMENT | N/A | USD/bulb | us | us | 2.4792
residential lighting | CFL GSL | 2040 | CAPITAL | NEW | N/A | USD/bulb | us | us | 2.4735
residential lighting | CFL GSL | 2040 | CAPITAL | REPLACEMENT | N/A | USD/bulb | us | us | 2.4735
residential lighting | CFL GSL | 2041 | CAPITAL | NEW | N/A | USD/bulb | us | us | 2.4735
residential lighting | CFL GSL | 2041 | CAPITAL | REPLACEMENT | N/A | USD/bulb | us | us | 2.4735
residential lighting | CFL GSL | 2042 | CAPITAL | NEW | N/A | USD/bulb | us | us | 2.4735
residential lighting | CFL GSL | 2042 | CAPITAL | REPLACEMENT | N/A | USD/bulb | us | us | 2.4735
residential lighting | CFL GSL | 2043 | CAPITAL | NEW | N/A | USD/bulb | us | us | 2.4735
residential lighting | CFL GSL | 2043 | CAPITAL | REPLACEMENT | N/A | USD/bulb | us | us | 2.4735
residential lighting | CFL GSL | 2044 | CAPITAL | NEW | N/A | USD/bulb | us | us | 2.4735
residential lighting | CFL GSL | 2044 | CAPITAL | REPLACEMENT | N/A | USD/bulb | us | us | 2.4735
residential lighting | CFL GSL | 2045 | CAPITAL | NEW | N/A | USD/bulb | us | us | 2.4735
residential lighting | CFL GSL | 2045 | CAPITAL | REPLACEMENT | N/A | USD/bulb | us | us | 2.4735
residential lighting | CFL GSL | 2046 | CAPITAL | NEW | N/A | USD/bulb | us | us | 2.4735
residential lighting | CFL GSL | 2046 | CAPITAL | REPLACEMENT | N/A | USD/bulb | us | us | 2.4735
residential lighting | CFL GSL | 2047 | CAPITAL | NEW | N/A | USD/bulb | us | us | 2.4735
residential lighting | CFL GSL | 2047 | CAPITAL | REPLACEMENT | N/A | USD/bulb | us | us | 2.4735
residential lighting | CFL GSL | 2048 | CAPITAL | NEW | N/A | USD/bulb | us | us | 2.4735
residential lighting | CFL GSL | 2048 | CAPITAL | REPLACEMENT | N/A | USD/bulb | us | us | 2.4735
residential lighting | CFL GSL | 2049 | CAPITAL | NEW | N/A | USD/bulb | us | us | 2.4735
residential lighting | CFL GSL | 2049 | CAPITAL | REPLACEMENT | N/A | USD/bulb | us | us | 2.4735
residential lighting | CFL GSL | 2050 | CAPITAL | NEW | N/A | USD/bulb | us | us | 2.4735
residential lighting | CFL GSL | 2050 | CAPITAL | REPLACEMENT | N/A | USD/bulb | us | us | 2.4735
residential lighting | CFL Reflector | 2020 | CAPITAL | NEW | N/A | USD/bulb | us | us | 6.951
residential lighting | CFL Reflector | 2020 | CAPITAL | REPLACEMENT | N/A | USD/bulb | us | us | 6.951
residential lighting | CFL Reflector | 2021 | CAPITAL | NEW | N/A | USD/bulb | us | us | 6.9338
residential lighting | CFL Reflector | 2021 | CAPITAL | REPLACEMENT | N/A | USD/bulb | us | us | 6.9338
residential lighting | CFL Reflector | 2022 | CAPITAL | NEW | N/A | USD/bulb | us | us | 6.9166
residential lighting | CFL Reflector | 2022 | CAPITAL | REPLACEMENT | N/A | USD/bulb | us | us | 6.9166
residential lighting | CFL Reflector | 2023 | CAPITAL | NEW | N/A | USD/bulb | us | us | 6.8994
residential lighting | CFL Reflector | 2023 | CAPITAL | REPLACEMENT | N/A | USD/bulb | us | us | 6.8994
residential lighting | CFL Reflector | 2024 | CAPITAL | NEW | N/A | USD/bulb | us | us | 6.8822
residential lighting | CFL Reflector | 2024 | CAPITAL | REPLACEMENT | N/A | USD/bulb | us | us | 6.8822
residential lighting | CFL Reflector | 2025 | CAPITAL | NEW | N/A | USD/bulb | us | us | 6.8651
residential lighting | CFL Reflector | 2025 | CAPITAL | REPLACEMENT | N/A | USD/bulb | us | us | 6.8651
residential lighting | CFL Reflector | 2026 | CAPITAL | NEW | N/A | USD/bulb | us | us | 6.8479
residential lighting | CFL Reflector | 2026 | CAPITAL | REPLACEMENT | N/A | USD/bulb | us | us | 6.8479
residential lighting | CFL Reflector | 2027 | CAPITAL | NEW | N/A | USD/bulb | us | us | 6.8307
residential lighting | CFL Reflector | 2027 | CAPITAL | REPLACEMENT | N/A | USD/bulb | us | us | 6.8307
residential lighting | CFL Reflector | 2028 | CAPITAL | NEW | N/A | USD/bulb | us | us | 6.8135
residential lighting | CFL Reflector | 2028 | CAPITAL | REPLACEMENT | N/A | USD/bulb | us | us | 6.8135
residential lighting | CFL Reflector | 2029 | CAPITAL | NEW | N/A | USD/bulb | us | us | 6.7964
residential lighting | CFL Reflector | 2029 | CAPITAL | REPLACEMENT | N/A | USD/bulb | us | us | 6.7964
residential lighting | CFL Reflector | 2030 | CAPITAL | NEW | N/A | USD/bulb | us | us | 6.7792
residential lighting | CFL Reflector | 2030 | CAPITAL | REPLACEMENT | N/A | USD/bulb | us | us | 6.7792
residential lighting | CFL Reflector | 2031 | CAPITAL | NEW | N/A | USD/bulb | us | us | 6.762
residential lighting | CFL Reflector | 2031 | CAPITAL | REPLACEMENT | N/A | USD/bulb | us | us | 6.762
residential lighting | CFL Reflector | 2032 | CAPITAL | NEW | N/A | USD/bulb | us | us | 6.7448
residential lighting | CFL Reflector | 2032 | CAPITAL | REPLACEMENT | N/A | USD/bulb | us | us | 6.7448
residential lighting | CFL Reflector | 2033 | CAPITAL | NEW | N/A | USD/bulb | us | us | 6.7277
residential lighting | CFL Reflector | 2033 | CAPITAL | REPLACEMENT | N/A | USD/bulb | us | us | 6.7277
residential lighting | CFL Reflector | 2034 | CAPITAL | NEW | N/A | USD/bulb | us | us | 6.7105
residential lighting | CFL Reflector | 2034 | CAPITAL | REPLACEMENT | N/A | USD/bulb | us | us | 6.7105
residential lighting | CFL Reflector | 2035 | CAPITAL | NEW | N/A | USD/bulb | us | us | 6.6933
residential lighting | CFL Reflector | 2035 | CAPITAL | REPLACEMENT | N/A | USD/bulb | us | us | 6.6933
residential lighting | CFL Reflector | 2036 | CAPITAL | NEW | N/A | USD/bulb | us | us | 6.6761
residential lighting | CFL Reflector | 2036 | CAPITAL | REPLACEMENT | N/A | USD/bulb | us | us | 6.6761
residential lighting | CFL Reflector | 2037 | CAPITAL | NEW | N/A | USD/bulb | us | us | 6.6589
residential lighting | CFL Reflector | 2037 | CAPITAL | REPLACEMENT | N/A | USD/bulb | us | us | 6.6589
residential lighting | CFL Reflector | 2038 | CAPITAL | NEW | N/A | USD/bulb | us | us | 6.6418
residential lighting | CFL Reflector | 2038 | CAPITAL | REPLACEMENT | N/A | USD/bulb | us | us | 6.6418
residential lighting | CFL Reflector | 2039 | CAPITAL | NEW | N/A | USD/bulb | us | us | 6.6246
residential lighting | CFL Reflector | 2039 | CAPITAL | REPLACEMENT | N/A | USD/bulb | us | us | 6.6246
residential lighting | CFL Reflector | 2040 | CAPITAL | NEW | N/A | USD/bulb | us | us | 6.6074
residential lighting | CFL Reflector | 2040 | CAPITAL | REPLACEMENT | N/A | USD/bulb | us | us | 6.6074
residential lighting | CFL Reflector | 2041 | CAPITAL | NEW | N/A | USD/bulb | us | us | 6.6074
residential lighting | CFL Reflector | 2041 | CAPITAL | REPLACEMENT | N/A | USD/bulb | us | us | 6.6074
residential lighting | CFL Reflector | 2042 | CAPITAL | NEW | N/A | USD/bulb | us | us | 6.6074
residential lighting | CFL Reflector | 2042 | CAPITAL | REPLACEMENT | N/A | USD/bulb | us | us | 6.6074
residential lighting | CFL Reflector | 2043 | CAPITAL | NEW | N/A | USD/bulb | us | us | 6.6074
residential lighting | CFL Reflector | 2043 | CAPITAL | REPLACEMENT | N/A | USD/bulb | us | us | 6.6074
residential lighting | CFL Reflector | 2044 | CAPITAL | NEW | N/A | USD/bulb | us | us | 6.6074
residential lighting | CFL Reflector | 2044 | CAPITAL | REPLACEMENT | N/A | USD/bulb | us | us | 6.6074
residential lighting | CFL Reflector | 2045 | CAPITAL | NEW | N/A | USD/bulb | us | us | 6.6074
residential lighting | CFL Reflector | 2045 | CAPITAL | REPLACEMENT | N/A | USD/bulb | us | us | 6.6074
residential lighting | CFL Reflector | 2046 | CAPITAL | NEW | N/A | USD/bulb | us | us | 6.6074
residential lighting | CFL Reflector | 2046 | CAPITAL | REPLACEMENT | N/A | USD/bulb | us | us | 6.6074
residential lighting | CFL Reflector | 2047 | CAPITAL | NEW | N/A | USD/bulb | us | us | 6.6074
residential lighting | CFL Reflector | 2047 | CAPITAL | REPLACEMENT | N/A | USD/bulb | us | us | 6.6074
residential lighting | CFL Reflector | 2048 | CAPITAL | NEW | N/A | USD/bulb | us | us | 6.6074
residential lighting | CFL Reflector | 2048 | CAPITAL | REPLACEMENT | N/A | USD/bulb | us | us | 6.6074
residential lighting | CFL Reflector | 2049 | CAPITAL | NEW | N/A | USD/bulb | us | us | 6.6074
residential lighting | CFL Reflector | 2049 | CAPITAL | REPLACEMENT | N/A | USD/bulb | us | us | 6.6074
residential lighting | CFL Reflector | 2050 | CAPITAL | NEW | N/A | USD/bulb | us | us | 6.6074
residential lighting | CFL Reflector | 2050 | CAPITAL | REPLACEMENT | N/A | USD/bulb | us | us | 6.6074
residential lighting | Halogen Reflector | 2020 | CAPITAL | NEW | N/A | USD/bulb | us | us | 6.699
residential lighting | Halogen Reflector | 2020 | CAPITAL | REPLACEMENT | N/A | USD/bulb | us | us | 6.699
residential lighting | Halogen Reflector | 2021 | CAPITAL | NEW | N/A | USD/bulb | us | us | 6.6818
residential lighting | Halogen Reflector | 2021 | CAPITAL | REPLACEMENT | N/A | USD/bulb | us | us | 6.6818
residential lighting | Halogen Reflector | 2022 | CAPITAL | NEW | N/A | USD/bulb | us | us | 6.6647
residential lighting | Halogen Reflector | 2022 | CAPITAL | REPLACEMENT | N/A | USD/bulb | us | us | 6.6647
residential lighting | Halogen Reflector | 2023 | CAPITAL | NEW | N/A | USD/bulb | us | us | 6.6475
residential lighting | Halogen Reflector | 2023 | CAPITAL | REPLACEMENT | N/A | USD/bulb | us | us | 6.6475
residential lighting | Halogen Reflector | 2024 | CAPITAL | NEW | N/A | USD/bulb | us | us | 6.6303
residential lighting | Halogen Reflector | 2024 | CAPITAL | REPLACEMENT | N/A | USD/bulb | us | us | 6.6303
residential lighting | Halogen Reflector | 2025 | CAPITAL | NEW | N/A | USD/bulb | us | us | 6.6131
residential lighting | Halogen Reflector | 2025 | CAPITAL | REPLACEMENT | N/A | USD/bulb | us | us | 6.6131
residential lighting | Halogen Reflector | 2026 | CAPITAL | NEW | N/A | USD/bulb | us | us | 6.596
residential lighting | Halogen Reflector | 2026 | CAPITAL | REPLACEMENT | N/A | USD/bulb | us | us | 6.596
residential lighting | Halogen Reflector | 2027 | CAPITAL | NEW | N/A | USD/bulb | us | us | 6.5788
residential lighting | Halogen Reflector | 2027 | CAPITAL | REPLACEMENT | N/A | USD/bulb | us | us | 6.5788
residential lighting | Halogen Reflector | 2028 | CAPITAL | NEW | N/A | USD/bulb | us | us | 6.5616
residential lighting | Halogen Reflector | 2028 | CAPITAL | REPLACEMENT | N/A | USD/bulb | us | us | 6.5616
residential lighting | Halogen Reflector | 2029 | CAPITAL | NEW | N/A | USD/bulb | us | us | 6.5444
residential lighting | Halogen Reflector | 2029 | CAPITAL | REPLACEMENT | N/A | USD/bulb | us | us | 6.5444
residential lighting | Halogen Reflector | 2030 | CAPITAL | NEW | N/A | USD/bulb | us | us | 6.5273
residential lighting | Halogen Reflector | 2030 | CAPITAL | REPLACEMENT | N/A | USD/bulb | us | us | 6.5273
residential lighting | Halogen Reflector | 2031 | CAPITAL | NEW | N/A | USD/bulb | us | us | 6.5101
residential lighting | Halogen Reflector | 2031 | CAPITAL | REPLACEMENT | N/A | USD/bulb | us | us | 6.5101
residential lighting | Halogen Reflector | 2032 | CAPITAL | NEW | N/A | USD/bulb | us | us | 6.4929
residential lighting | Halogen Reflector | 2032 | CAPITAL | REPLACEMENT | N/A | USD/bulb | us | us | 6.4929
residential lighting | Halogen Reflector | 2033 | CAPITAL | NEW | N/A | USD/bulb | us | us | 6.4757
residential lighting | Halogen Reflector | 2033 | CAPITAL | REPLACEMENT | N/A | USD/bulb | us | us | 6.4757
residential lighting | Halogen Reflector | 2034 | CAPITAL | NEW | N/A | USD/bulb | us | us | 6.4585
residential lighting | Halogen Reflector | 2034 | CAPITAL | REPLACEMENT | N/A | USD/bulb | us | us | 6.4585
residential lighting | Halogen Reflector | 2035 | CAPITAL | NEW | N/A | USD/bulb | us | us | 6.4414
residential lighting | Halogen Reflector | 2035 | CAPITAL | REPLACEMENT | N/A | USD/bulb | us | us | 6.4414
residential lighting | Halogen Reflector | 2036 | CAPITAL | NEW | N/A | USD/bulb | us | us | 6.4242
residential lighting | Halogen Reflector | 2036 | CAPITAL | REPLACEMENT | N/A | USD/bulb | us | us | 6.4242
residential lighting | Halogen Reflector | 2037 | CAPITAL | NEW | N/A | USD/bulb | us | us | 6.407
residential lighting | Halogen Reflector | 2037 | CAPITAL | REPLACEMENT | N/A | USD/bulb | us | us | 6.407
residential lighting | Halogen Reflector | 2038 | CAPITAL | NEW | N/A | USD/bulb | us | us | 6.3898
residential lighting | Halogen Reflector | 2038 | CAPITAL | REPLACEMENT | N/A | USD/bulb | us | us | 6.3898
residential lighting | Halogen Reflector | 2039 | CAPITAL | NEW | N/A | USD/bulb | us | us | 6.3727
residential lighting | Halogen Reflector | 2039 | CAPITAL | REPLACEMENT | N/A | USD/bulb | us | us | 6.3727
residential lighting | Halogen Reflector | 2040 | CAPITAL | NEW | N/A | USD/bulb | us | us | 6.3555
residential lighting | Halogen Reflector | 2040 | CAPITAL | REPLACEMENT | N/A | USD/bulb | us | us | 6.3555
residential lighting | Halogen Reflector | 2041 | CAPITAL | NEW | N/A | USD/bulb | us | us | 6.3555
residential lighting | Halogen Reflector | 2041 | CAPITAL | REPLACEMENT | N/A | USD/bulb | us | us | 6.3555
residential lighting | Halogen Reflector | 2042 | CAPITAL | NEW | N/A | USD/bulb | us | us | 6.3555
residential lighting | Halogen Reflector | 2042 | CAPITAL | REPLACEMENT | N/A | USD/bulb | us | us | 6.3555
residential lighting | Halogen Reflector | 2043 | CAPITAL | NEW | N/A | USD/bulb | us | us | 6.3555
residential lighting | Halogen Reflector | 2043 | CAPITAL | REPLACEMENT | N/A | USD/bulb | us | us | 6.3555
residential lighting | Halogen Reflector | 2044 | CAPITAL | NEW | N/A | USD/bulb | us | us | 6.3555
residential lighting | Halogen Reflector | 2044 | CAPITAL | REPLACEMENT | N/A | USD/bulb | us | us | 6.3555
residential lighting | Halogen Reflector | 2045 | CAPITAL | NEW | N/A | USD/bulb | us | us | 6.3555
residential lighting | Halogen Reflector | 2045 | CAPITAL | REPLACEMENT | N/A | USD/bulb | us | us | 6.3555
residential lighting | Halogen Reflector | 2046 | CAPITAL | NEW | N/A | USD/bulb | us | us | 6.3555
residential lighting | Halogen Reflector | 2046 | CAPITAL | REPLACEMENT | N/A | USD/bulb | us | us | 6.3555
residential lighting | Halogen Reflector | 2047 | CAPITAL | NEW | N/A | USD/bulb | us | us | 6.3555
residential lighting | Halogen Reflector | 2047 | CAPITAL | REPLACEMENT | N/A | USD/bulb | us | us | 6.3555
residential lighting | Halogen Reflector | 2048 | CAPITAL | NEW | N/A | USD/bulb | us | us | 6.3555
residential lighting | Halogen Reflector | 2048 | CAPITAL | REPLACEMENT | N/A | USD/bulb | us | us | 6.3555
residential lighting | Halogen Reflector | 2049 | CAPITAL | NEW | N/A | USD/bulb | us | us | 6.3555
residential lighting | Halogen Reflector | 2049 | CAPITAL | REPLACEMENT | N/A | USD/bulb | us | us | 6.3555
residential lighting | Halogen Reflector | 2050 | CAPITAL | NEW | N/A | USD/bulb | us | us | 6.3555
residential lighting | Halogen Reflector | 2050 | CAPITAL | REPLACEMENT | N/A | USD/bulb | us | us | 6.3555
residential lighting | HID Exterior | 2020 | CAPITAL | NEW | N/A | USD/bulb | us | us | 11.4513
residential lighting | HID Exterior | 2020 | CAPITAL | REPLACEMENT | N/A | USD/bulb | us | us | 11.4513
residential lighting | HID Exterior | 2021 | CAPITAL | NEW | N/A | USD/bulb | us | us | 11.4513
residential lighting | HID Exterior | 2021 | CAPITAL | REPLACEMENT | N/A | USD/bulb | us | us | 11.4513
residential lighting | HID Exterior | 2022 | CAPITAL | NEW | N/A | USD/bulb | us | us | 11.4513
residential lighting | HID Exterior | 2022 | CAPITAL | REPLACEMENT | N/A | USD/bulb | us | us | 11.4513
residential lighting | HID Exterior | 2023 | CAPITAL | NEW | N/A | USD/bulb | us | us | 11.4513
residential lighting | HID Exterior | 2023 | CAPITAL | REPLACEMENT | N/A | USD/bulb | us | us | 11.4513
residential lighting | HID Exterior | 2024 | CAPITAL | NEW | N/A | USD/bulb | us | us | 11.4513
residential lighting | HID Exterior | 2024 | CAPITAL | REPLACEMENT | N/A | USD/bulb | us | us | 11.4513
residential lighting | HID Exterior | 2025 | CAPITAL | NEW | N/A | USD/bulb | us | us | 11.4513
residential lighting | HID Exterior | 2025 | CAPITAL | REPLACEMENT | N/A | USD/bulb | us | us | 11.4513
residential lighting | HID Exterior | 2026 | CAPITAL | NEW | N/A | USD/bulb | us | us | 11.4513
residential lighting | HID Exterior | 2026 | CAPITAL | REPLACEMENT | N/A | USD/bulb | us | us | 11.4513
residential lighting | HID Exterior | 2027 | CAPITAL | NEW | N/A | USD/bulb | us | us | 11.4513
residential lighting | HID Exterior | 2027 | CAPITAL | REPLACEMENT | N/A | USD/bulb | us | us | 11.4513
residential lighting | HID Exterior | 2028 | CAPITAL | NEW | N/A | USD/bulb | us | us | 11.4513
residential lighting | HID Exterior | 2028 | CAPITAL | REPLACEMENT | N/A | USD/bulb | us | us | 11.4513
residential lighting | HID Exterior | 2029 | CAPITAL | NEW | N/A | USD/bulb | us | us | 11.4513
residential lighting | HID Exterior | 2029 | CAPITAL | REPLACEMENT | N/A | USD/bulb | us | us | 11.4513
residential lighting | HID Exterior | 2030 | CAPITAL | NEW | N/A | USD/bulb | us | us | 11.4513
residential lighting | HID Exterior | 2030 | CAPITAL | REPLACEMENT | N/A | USD/bulb | us | us | 11.4513
residential lighting | HID Exterior | 2031 | CAPITAL | NEW | N/A | USD/bulb | us | us | 11.4513
residential lighting | HID Exterior | 2031 | CAPITAL | REPLACEMENT | N/A | USD/bulb | us | us | 11.4513
residential lighting | HID Exterior | 2032 | CAPITAL | NEW | N/A | USD/bulb | us | us | 11.4513
residential lighting | HID Exterior | 2032 | CAPITAL | REPLACEMENT | N/A | USD/bulb | us | us | 11.4513
residential lighting | HID Exterior | 2033 | CAPITAL | NEW | N/A | USD/bulb | us | us | 11.4513
residential lighting | HID Exterior | 2033 | CAPITAL | REPLACEMENT | N/A | USD/bulb | us | us | 11.4513
residential lighting | HID Exterior | 2034 | CAPITAL | NEW | N/A | USD/bulb | us | us | 11.4513
residential lighting | HID Exterior | 2034 | CAPITAL | REPLACEMENT | N/A | USD/bulb | us | us | 11.4513
residential lighting | HID Exterior | 2035 | CAPITAL | NEW | N/A | USD/bulb | us | us | 11.4513
residential lighting | HID Exterior | 2035 | CAPITAL | REPLACEMENT | N/A | USD/bulb | us | us | 11.4513
residential lighting | HID Exterior | 2036 | CAPITAL | NEW | N/A | USD/bulb | us | us | 11.4513
residential lighting | HID Exterior | 2036 | CAPITAL | REPLACEMENT | N/A | USD/bulb | us | us | 11.4513
residential lighting | HID Exterior | 2037 | CAPITAL | NEW | N/A | USD/bulb | us | us | 11.4513
residential lighting | HID Exterior | 2037 | CAPITAL | REPLACEMENT | N/A | USD/bulb | us | us | 11.4513
residential lighting | HID Exterior | 2038 | CAPITAL | NEW | N/A | USD/bulb | us | us | 11.4513
residential lighting | HID Exterior | 2038 | CAPITAL | REPLACEMENT | N/A | USD/bulb | us | us | 11.4513
residential lighting | HID Exterior | 2039 | CAPITAL | NEW | N/A | USD/bulb | us | us | 11.4513
residential lighting | HID Exterior | 2039 | CAPITAL | REPLACEMENT | N/A | USD/bulb | us | us | 11.4513
residential lighting | HID Exterior | 2040 | CAPITAL | NEW | N/A | USD/bulb | us | us | 11.4513
residential lighting | HID Exterior | 2040 | CAPITAL | REPLACEMENT | N/A | USD/bulb | us | us | 11.4513
residential lighting | HID Exterior | 2041 | CAPITAL | NEW | N/A | USD/bulb | us | us | 11.4513
residential lighting | HID Exterior | 2041 | CAPITAL | REPLACEMENT | N/A | USD/bulb | us | us | 11.4513
residential lighting | HID Exterior | 2042 | CAPITAL | NEW | N/A | USD/bulb | us | us | 11.4513
residential lighting | HID Exterior | 2042 | CAPITAL | REPLACEMENT | N/A | USD/bulb | us | us | 11.4513
residential lighting | HID Exterior | 2043 | CAPITAL | NEW | N/A | USD/bulb | us | us | 11.4513
residential lighting | HID Exterior | 2043 | CAPITAL | REPLACEMENT | N/A | USD/bulb | us | us | 11.4513
residential lighting | HID Exterior | 2044 | CAPITAL | NEW | N/A | USD/bulb | us | us | 11.4513
residential lighting | HID Exterior | 2044 | CAPITAL | REPLACEMENT | N/A | USD/bulb | us | us | 11.4513
residential lighting | HID Exterior | 2045 | CAPITAL | NEW | N/A | USD/bulb | us | us | 11.4513
residential lighting | HID Exterior | 2045 | CAPITAL | REPLACEMENT | N/A | USD/bulb | us | us | 11.4513
residential lighting | HID Exterior | 2046 | CAPITAL | NEW | N/A | USD/bulb | us | us | 11.4513
residential lighting | HID Exterior | 2046 | CAPITAL | REPLACEMENT | N/A | USD/bulb | us | us | 11.4513
residential lighting | HID Exterior | 2047 | CAPITAL | NEW | N/A | USD/bulb | us | us | 11.4513
residential lighting | HID Exterior | 2047 | CAPITAL | REPLACEMENT | N/A | USD/bulb | us | us | 11.4513
residential lighting | HID Exterior | 2048 | CAPITAL | NEW | N/A | USD/bulb | us | us | 11.4513
residential lighting | HID Exterior | 2048 | CAPITAL | REPLACEMENT | N/A | USD/bulb | us | us | 11.4513
residential lighting | HID Exterior | 2049 | CAPITAL | NEW | N/A | USD/bulb | us | us | 11.4513
residential lighting | HID Exterior | 2049 | CAPITAL | REPLACEMENT | N/A | USD/bulb | us | us | 11.4513
residential lighting | HID Exterior | 2050 | CAPITAL | NEW | N/A | USD/bulb | us | us | 11.4513
residential lighting | HID Exterior | 2050 | CAPITAL | REPLACEMENT | N/A | USD/bulb | us | us | 11.4513
residential lighting | Incandescent Exterior | 2020 | CAPITAL | NEW | N/A | USD/bulb | us | us | 5.1989
residential lighting | Incandescent Exterior | 2020 | CAPITAL | REPLACEMENT | N/A | USD/bulb | us | us | 5.1989
residential lighting | Incandescent Exterior | 2021 | CAPITAL | NEW | N/A | USD/bulb | us | us | 5.1863
residential lighting | Incandescent Exterior | 2021 | CAPITAL | REPLACEMENT | N/A | USD/bulb | us | us | 5.1863
residential lighting | Incandescent Exterior | 2022 | CAPITAL | NEW | N/A | USD/bulb | us | us | 5.1737
residential lighting | Incandescent Exterior | 2022 | CAPITAL | REPLACEMENT | N/A | USD/bulb | us | us | 5.1737
residential lighting | Incandescent Exterior | 2023 | CAPITAL | NEW | N/A | USD/bulb | us | us | 5.1611
residential lighting | Incandescent Exterior | 2023 | CAPITAL | REPLACEMENT | N/A | USD/bulb | us | us | 5.1611
residential lighting | Incandescent Exterior | 2024 | CAPITAL | NEW | N/A | USD/bulb | us | us | 5.1485
residential lighting | Incandescent Exterior | 2024 | CAPITAL | REPLACEMENT | N/A | USD/bulb | us | us | 5.1485
residential lighting | Incandescent Exterior | 2025 | CAPITAL | NEW | N/A | USD/bulb | us | us | 5.1359
residential lighting | Incandescent Exterior | 2025 | CAPITAL | REPLACEMENT | N/A | USD/bulb | us | us | 5.1359
residential lighting | Incandescent Exterior | 2026 | CAPITAL | NEW | N/A | USD/bulb | us | us | 5.1233
residential lighting | Incandescent Exterior | 2026 | CAPITAL | REPLACEMENT | N/A | USD/bulb | us | us | 5.1233
residential lighting | Incandescent Exterior | 2027 | CAPITAL | NEW | N/A | USD/bulb | us | us | 5.1107
residential lighting | Incandescent Exterior | 2027 | CAPITAL | REPLACEMENT | N/A | USD/bulb | us | us | 5.1107
residential lighting | Incandescent Exterior | 2028 | CAPITAL | NEW | N/A | USD/bulb | us | us | 5.0981
residential lighting | Incandescent Exterior | 2028 | CAPITAL | REPLACEMENT | N/A | USD/bulb | us | us | 5.0981
residential lighting | Incandescent Exterior | 2029 | CAPITAL | NEW | N/A | USD/bulb | us | us | 5.0855
residential lighting | Incandescent Exterior | 2029 | CAPITAL | REPLACEMENT | N/A | USD/bulb | us | us | 5.0855
residential lighting | Incandescent Exterior | 2030 | CAPITAL | NEW | N/A | USD/bulb | us | us | 5.0729
residential lighting | Incandescent Exterior | 2030 | CAPITAL | REPLACEMENT | N/A | USD/bulb | us | us | 5.0729
residential lighting | Incandescent Exterior | 2031 | CAPITAL | NEW | N/A | USD/bulb | us | us | 5.0592
residential lighting | Incandescent Exterior | 2031 | CAPITAL | REPLACEMENT | N/A | USD/bulb | us | us | 5.0592
residential lighting | Incandescent Exterior | 2032 | CAPITAL | NEW | N/A | USD/bulb | us | us | 5.0455
residential lighting | Incandescent Exterior | 2032 | CAPITAL | REPLACEMENT | N/A | USD/bulb | us | us | 5.0455
residential lighting | Incandescent Exterior | 2033 | CAPITAL | NEW | N/A | USD/bulb | us | us | 5.0317
residential lighting | Incandescent Exterior | 2033 | CAPITAL | REPLACEMENT | N/A | USD/bulb | us | us | 5.0317
residential lighting | Incandescent Exterior | 2034 | CAPITAL | NEW | N/A | USD/bulb | us | us | 5.018
residential lighting | Incandescent Exterior | 2034 | CAPITAL | REPLACEMENT | N/A | USD/bulb | us | us | 5.018
residential lighting | Incandescent Exterior | 2035 | CAPITAL | NEW | N/A | USD/bulb | us | us | 5.0042
residential lighting | Incandescent Exterior | 2035 | CAPITAL | REPLACEMENT | N/A | USD/bulb | us | us | 5.0042
residential lighting | Incandescent Exterior | 2036 | CAPITAL | NEW | N/A | USD/bulb | us | us | 4.9905
residential lighting | Incandescent Exterior | 2036 | CAPITAL | REPLACEMENT | N/A | USD/bulb | us | us | 4.9905
residential lighting | Incandescent Exterior | 2037 | CAPITAL | NEW | N/A | USD/bulb | us | us | 4.9767
residential lighting | Incandescent Exterior | 2037 | CAPITAL | REPLACEMENT | N/A | USD/bulb | us | us | 4.9767
residential lighting | Incandescent Exterior | 2038 | CAPITAL | NEW | N/A | USD/bulb | us | us | 4.963
residential lighting | Incandescent Exterior | 2038 | CAPITAL | REPLACEMENT | N/A | USD/bulb | us | us | 4.963
residential lighting | Incandescent Exterior | 2039 | CAPITAL | NEW | N/A | USD/bulb | us | us | 4.9493
residential lighting | Incandescent Exterior | 2039 | CAPITAL | REPLACEMENT | N/A | USD/bulb | us | us | 4.9493
residential lighting | Incandescent Exterior | 2040 | CAPITAL | NEW | N/A | USD/bulb | us | us | 4.9355
residential lighting | Incandescent Exterior | 2040 | CAPITAL | REPLACEMENT | N/A | USD/bulb | us | us | 4.9355
residential lighting | Incandescent Exterior | 2041 | CAPITAL | NEW | N/A | USD/bulb | us | us | 4.9355
residential lighting | Incandescent Exterior | 2041 | CAPITAL | REPLACEMENT | N/A | USD/bulb | us | us | 4.9355
residential lighting | Incandescent Exterior | 2042 | CAPITAL | NEW | N/A | USD/bulb | us | us | 4.9355
residential lighting | Incandescent Exterior | 2042 | CAPITAL | REPLACEMENT | N/A | USD/bulb | us | us | 4.9355
residential lighting | Incandescent Exterior | 2043 | CAPITAL | NEW | N/A | USD/bulb | us | us | 4.9355
residential lighting | Incandescent Exterior | 2043 | CAPITAL | REPLACEMENT | N/A | USD/bulb | us | us | 4.9355
residential lighting | Incandescent Exterior | 2044 | CAPITAL | NEW | N/A | USD/bulb | us | us | 4.9355
residential lighting | Incandescent Exterior | 2044 | CAPITAL | REPLACEMENT | N/A | USD/bulb | us | us | 4.9355
residential lighting | Incandescent Exterior | 2045 | CAPITAL | NEW | N/A | USD/bulb | us | us | 4.9355
residential lighting | Incandescent Exterior | 2045 | CAPITAL | REPLACEMENT | N/A | USD/bulb | us | us | 4.9355
residential lighting | Incandescent Exterior | 2046 | CAPITAL | NEW | N/A | USD/bulb | us | us | 4.9355
residential lighting | Incandescent Exterior | 2046 | CAPITAL | REPLACEMENT | N/A | USD/bulb | us | us | 4.9355
residential lighting | Incandescent Exterior | 2047 | CAPITAL | NEW | N/A | USD/bulb | us | us | 4.9355
residential lighting | Incandescent Exterior | 2047 | CAPITAL | REPLACEMENT | N/A | USD/bulb | us | us | 4.9355
residential lighting | Incandescent Exterior | 2048 | CAPITAL | NEW | N/A | USD/bulb | us | us | 4.9355
residential lighting | Incandescent Exterior | 2048 | CAPITAL | REPLACEMENT | N/A | USD/bulb | us | us | 4.9355
residential lighting | Incandescent Exterior | 2049 | CAPITAL | NEW | N/A | USD/bulb | us | us | 4.9355
residential lighting | Incandescent Exterior | 2049 | CAPITAL | REPLACEMENT | N/A | USD/bulb | us | us | 4.9355
residential lighting | Incandescent Exterior | 2050 | CAPITAL | NEW | N/A | USD/bulb | us | us | 4.9355
residential lighting | Incandescent Exterior | 2050 | CAPITAL | REPLACEMENT | N/A | USD/bulb | us | us | 4.9355
residential lighting | Incandescent GSL | 2020 | CAPITAL | NEW | N/A | USD/bulb | us | us | 1.9582
residential lighting | Incandescent GSL | 2020 | CAPITAL | REPLACEMENT | N/A | USD/bulb | us | us | 1.9582
residential lighting | Incandescent GSL | 2021 | CAPITAL | NEW | N/A | USD/bulb | us | us | 1.9582
residential lighting | Incandescent GSL | 2021 | CAPITAL | REPLACEMENT | N/A | USD/bulb | us | us | 1.9582
residential lighting | Incandescent GSL | 2022 | CAPITAL | NEW | N/A | USD/bulb | us | us | 1.9582
residential lighting | Incandescent GSL | 2022 | CAPITAL | REPLACEMENT | N/A | USD/bulb | us | us | 1.9582
residential lighting | Incandescent GSL | 2023 | CAPITAL | NEW | N/A | USD/bulb | us | us | 1.9582
residential lighting | Incandescent GSL | 2023 | CAPITAL | REPLACEMENT | N/A | USD/bulb | us | us | 1.9582
residential lighting | Incandescent GSL | 2024 | CAPITAL | NEW | N/A | USD/bulb | us | us | 1.9582
residential lighting | Incandescent GSL | 2024 | CAPITAL | REPLACEMENT | N/A | USD/bulb | us | us | 1.9582
residential lighting | Incandescent GSL | 2025 | CAPITAL | NEW | N/A | USD/bulb | us | us | 1.9582
residential lighting | Incandescent GSL | 2025 | CAPITAL | REPLACEMENT | N/A | USD/bulb | us | us | 1.9582
residential lighting | Incandescent GSL | 2026 | CAPITAL | NEW | N/A | USD/bulb | us | us | 1.9582
residential lighting | Incandescent GSL | 2026 | CAPITAL | REPLACEMENT | N/A | USD/bulb | us | us | 1.9582
residential lighting | Incandescent GSL | 2027 | CAPITAL | NEW | N/A | USD/bulb | us | us | 1.9582
residential lighting | Incandescent GSL | 2027 | CAPITAL | REPLACEMENT | N/A | USD/bulb | us | us | 1.9582
residential lighting | Incandescent GSL | 2028 | CAPITAL | NEW | N/A | USD/bulb | us | us | 1.9582
residential lighting | Incandescent GSL | 2028 | CAPITAL | REPLACEMENT | N/A | USD/bulb | us | us | 1.9582
residential lighting | Incandescent GSL | 2029 | CAPITAL | NEW | N/A | USD/bulb | us | us | 1.9582
residential lighting | Incandescent GSL | 2029 | CAPITAL | REPLACEMENT | N/A | USD/bulb | us | us | 1.9582
residential lighting | Incandescent GSL | 2030 | CAPITAL | NEW | N/A | USD/bulb | us | us | 1.9582
residential lighting | Incandescent GSL | 2030 | CAPITAL | REPLACEMENT | N/A | USD/bulb | us | us | 1.9582
residential lighting | Incandescent GSL | 2031 | CAPITAL | NEW | N/A | USD/bulb | us | us | 1.9582
residential lighting | Incandescent GSL | 2031 | CAPITAL | REPLACEMENT | N/A | USD/bulb | us | us | 1.9582
residential lighting | Incandescent GSL | 2032 | CAPITAL | NEW | N/A | USD/bulb | us | us | 1.9582
residential lighting | Incandescent GSL | 2032 | CAPITAL | REPLACEMENT | N/A | USD/bulb | us | us | 1.9582
residential lighting | Incandescent GSL | 2033 | CAPITAL | NEW | N/A | USD/bulb | us | us | 1.9582
residential lighting | Incandescent GSL | 2033 | CAPITAL | REPLACEMENT | N/A | USD/bulb | us | us | 1.9582
residential lighting | Incandescent GSL | 2034 | CAPITAL | NEW | N/A | USD/bulb | us | us | 1.9582
residential lighting | Incandescent GSL | 2034 | CAPITAL | REPLACEMENT | N/A | USD/bulb | us | us | 1.9582
residential lighting | Incandescent GSL | 2035 | CAPITAL | NEW | N/A | USD/bulb | us | us | 1.9582
residential lighting | Incandescent GSL | 2035 | CAPITAL | REPLACEMENT | N/A | USD/bulb | us | us | 1.9582
residential lighting | Incandescent GSL | 2036 | CAPITAL | NEW | N/A | USD/bulb | us | us | 1.9582
residential lighting | Incandescent GSL | 2036 | CAPITAL | REPLACEMENT | N/A | USD/bulb | us | us | 1.9582
residential lighting | Incandescent GSL | 2037 | CAPITAL | NEW | N/A | USD/bulb | us | us | 1.9582
residential lighting | Incandescent GSL | 2037 | CAPITAL | REPLACEMENT | N/A | USD/bulb | us | us | 1.9582
residential lighting | Incandescent GSL | 2038 | CAPITAL | NEW | N/A | USD/bulb | us | us | 1.9582
residential lighting | Incandescent GSL | 2038 | CAPITAL | REPLACEMENT | N/A | USD/bulb | us | us | 1.9582
residential lighting | Incandescent GSL | 2039 | CAPITAL | NEW | N/A | USD/bulb | us | us | 1.9582
residential lighting | Incandescent GSL | 2039 | CAPITAL | REPLACEMENT | N/A | USD/bulb | us | us | 1.9582
residential lighting | Incandescent GSL | 2040 | CAPITAL | NEW | N/A | USD/bulb | us | us | 1.9582
residential lighting | Incandescent GSL | 2040 | CAPITAL | REPLACEMENT | N/A | USD/bulb | us | us | 1.9582
residential lighting | Incandescent GSL | 2041 | CAPITAL | NEW | N/A | USD/bulb | us | us | 1.9582
residential lighting | Incandescent GSL | 2041 | CAPITAL | REPLACEMENT | N/A | USD/bulb | us | us | 1.9582
residential lighting | Incandescent GSL | 2042 | CAPITAL | NEW | N/A | USD/bulb | us | us | 1.9582
residential lighting | Incandescent GSL | 2042 | CAPITAL | REPLACEMENT | N/A | USD/bulb | us | us | 1.9582
residential lighting | Incandescent GSL | 2043 | CAPITAL | NEW | N/A | USD/bulb | us | us | 1.9582
residential lighting | Incandescent GSL | 2043 | CAPITAL | REPLACEMENT | N/A | USD/bulb | us | us | 1.9582
residential lighting | Incandescent GSL | 2044 | CAPITAL | NEW | N/A | USD/bulb | us | us | 1.9582
residential lighting | Incandescent GSL | 2044 | CAPITAL | REPLACEMENT | N/A | USD/bulb | us | us | 1.9582
residential lighting | Incandescent GSL | 2045 | CAPITAL | NEW | N/A | USD/bulb | us | us | 1.9582
residential lighting | Incandescent GSL | 2045 | CAPITAL | REPLACEMENT | N/A | USD/bulb | us | us | 1.9582
residential lighting | Incandescent GSL | 2046 | CAPITAL | NEW | N/A | USD/bulb | us | us | 1.9582
residential lighting | Incandescent GSL | 2046 | CAPITAL | REPLACEMENT | N/A | USD/bulb | us | us | 1.9582
residential lighting | Incandescent GSL | 2047 | CAPITAL | NEW | N/A | USD/bulb | us | us | 1.9582
residential lighting | Incandescent GSL | 2047 | CAPITAL | REPLACEMENT | N/A | USD/bulb | us | us | 1.9582
residential lighting | Incandescent GSL | 2048 | CAPITAL | NEW | N/A | USD/bulb | us | us | 1.9582
residential lighting | Incandescent GSL | 2048 | CAPITAL | REPLACEMENT | N/A | USD/bulb | us | us | 1.9582
residential lighting | Incandescent GSL | 2049 | CAPITAL | NEW | N/A | USD/bulb | us | us | 1.9582
residential lighting | Incandescent GSL | 2049 | CAPITAL | REPLACEMENT | N/A | USD/bulb | us | us | 1.9582
residential lighting | Incandescent GSL | 2050 | CAPITAL | NEW | N/A | USD/bulb | us | us | 1.9582
residential lighting | Incandescent GSL | 2050 | CAPITAL | REPLACEMENT | N/A | USD/bulb | us | us | 1.9582
residential lighting | Incandescent Reflector | 2020 | CAPITAL | NEW | N/A | USD/bulb | us | us | 3.6988
residential lighting | Incandescent Reflector | 2020 | CAPITAL | REPLACEMENT | N/A | USD/bulb | us | us | 3.6988
residential lighting | Incandescent Reflector | 2021 | CAPITAL | NEW | N/A | USD/bulb | us | us | 3.6885
residential lighting | Incandescent Reflector | 2021 | CAPITAL | REPLACEMENT | N/A | USD/bulb | us | us | 3.6885
residential lighting | Incandescent Reflector | 2022 | CAPITAL | NEW | N/A | USD/bulb | us | us | 3.6782
residential lighting | Incandescent Reflector | 2022 | CAPITAL | REPLACEMENT | N/A | USD/bulb | us | us | 3.6782
residential lighting | Incandescent Reflector | 2023 | CAPITAL | NEW | N/A | USD/bulb | us | us | 3.6679
residential lighting | Incandescent Reflector | 2023 | CAPITAL | REPLACEMENT | N/A | USD/bulb | us | us | 3.6679
residential lighting | Incandescent Reflector | 2024 | CAPITAL | NEW | N/A | USD/bulb | us | us | 3.6576
residential lighting | Incandescent Reflector | 2024 | CAPITAL | REPLACEMENT | N/A | USD/bulb | us | us | 3.6576
residential lighting | Incandescent Reflector | 2025 | CAPITAL | NEW | N/A | USD/bulb | us | us | 3.6472
residential lighting | Incandescent Reflector | 2025 | CAPITAL | REPLACEMENT | N/A | USD/bulb | us | us | 3.6472
residential lighting | Incandescent Reflector | 2026 | CAPITAL | NEW | N/A | USD/bulb | us | us | 3.6369
residential lighting | Incandescent Reflector | 2026 | CAPITAL | REPLACEMENT | N/A | USD/bulb | us | us | 3.6369
residential lighting | Incandescent Reflector | 2027 | CAPITAL | NEW | N/A | USD/bulb | us | us | 3.6266
residential lighting | Incandescent Reflector | 2027 | CAPITAL | REPLACEMENT | N/A | USD/bulb | us | us | 3.6266
residential lighting | Incandescent Reflector | 2028 | CAPITAL | NEW | N/A | USD/bulb | us | us | 3.6163
residential lighting | Incandescent Reflector | 2028 | CAPITAL | REPLACEMENT | N/A | USD/bulb | us | us | 3.6163
residential lighting | Incandescent Reflector | 2029 | CAPITAL | NEW | N/A | USD/bulb | us | us | 3.606
residential lighting | Incandescent Reflector | 2029 | CAPITAL | REPLACEMENT | N/A | USD/bulb | us | us | 3.606
residential lighting | Incandescent Reflector | 2030 | CAPITAL | NEW | N/A | USD/bulb | us | us | 3.5957
residential lighting | Incandescent Reflector | 2030 | CAPITAL | REPLACEMENT | N/A | USD/bulb | us | us | 3.5957
residential lighting | Incandescent Reflector | 2031 | CAPITAL | NEW | N/A | USD/bulb | us | us | 3.5866
residential lighting | Incandescent Reflector | 2031 | CAPITAL | REPLACEMENT | N/A | USD/bulb | us | us | 3.5866
residential lighting | Incandescent Reflector | 2032 | CAPITAL | NEW | N/A | USD/bulb | us | us | 3.5774
residential lighting | Incandescent Reflector | 2032 | CAPITAL | REPLACEMENT | N/A | USD/bulb | us | us | 3.5774
residential lighting | Incandescent Reflector | 2033 | CAPITAL | NEW | N/A | USD/bulb | us | us | 3.5682
residential lighting | Incandescent Reflector | 2033 | CAPITAL | REPLACEMENT | N/A | USD/bulb | us | us | 3.5682
residential lighting | Incandescent Reflector | 2034 | CAPITAL | NEW | N/A | USD/bulb | us | us | 3.5591
residential lighting | Incandescent Reflector | 2034 | CAPITAL | REPLACEMENT | N/A | USD/bulb | us | us | 3.5591
residential lighting | Incandescent Reflector | 2035 | CAPITAL | NEW | N/A | USD/bulb | us | us | 3.5499
residential lighting | Incandescent Reflector | 2035 | CAPITAL | REPLACEMENT | N/A | USD/bulb | us | us | 3.5499
residential lighting | Incandescent Reflector | 2036 | CAPITAL | NEW | N/A | USD/bulb | us | us | 3.5408
residential lighting | Incandescent Reflector | 2036 | CAPITAL | REPLACEMENT | N/A | USD/bulb | us | us | 3.5408
residential lighting | Incandescent Reflector | 2037 | CAPITAL | NEW | N/A | USD/bulb | us | us | 3.5316
residential lighting | Incandescent Reflector | 2037 | CAPITAL | REPLACEMENT | N/A | USD/bulb | us | us | 3.5316
residential lighting | Incandescent Reflector | 2038 | CAPITAL | NEW | N/A | USD/bulb | us | us | 3.5224
residential lighting | Incandescent Reflector | 2038 | CAPITAL | REPLACEMENT | N/A | USD/bulb | us | us | 3.5224
residential lighting | Incandescent Reflector | 2039 | CAPITAL | NEW | N/A | USD/bulb | us | us | 3.5133
residential lighting | Incandescent Reflector | 2039 | CAPITAL | REPLACEMENT | N/A | USD/bulb | us | us | 3.5133
residential lighting | Incandescent Reflector | 2040 | CAPITAL | NEW | N/A | USD/bulb | us | us | 3.5041
residential lighting | Incandescent Reflector | 2040 | CAPITAL | REPLACEMENT | N/A | USD/bulb | us | us | 3.5041
residential lighting | Incandescent Reflector | 2041 | CAPITAL | NEW | N/A | USD/bulb | us | us | 3.5041
residential lighting | Incandescent Reflector | 2041 | CAPITAL | REPLACEMENT | N/A | USD/bulb | us | us | 3.5041
residential lighting | Incandescent Reflector | 2042 | CAPITAL | NEW | N/A | USD/bulb | us | us | 3.5041
residential lighting | Incandescent Reflector | 2042 | CAPITAL | REPLACEMENT | N/A | USD/bulb | us | us | 3.5041
residential lighting | Incandescent Reflector | 2043 | CAPITAL | NEW | N/A | USD/bulb | us | us | 3.5041
residential lighting | Incandescent Reflector | 2043 | CAPITAL | REPLACEMENT | N/A | USD/bulb | us | us | 3.5041
residential lighting | Incandescent Reflector | 2044 | CAPITAL | NEW | N/A | USD/bulb | us | us | 3.5041
residential lighting | Incandescent Reflector | 2044 | CAPITAL | REPLACEMENT | N/A | USD/bulb | us | us | 3.5041
residential lighting | Incandescent Reflector | 2045 | CAPITAL | NEW | N/A | USD/bulb | us | us | 3.5041
residential lighting | Incandescent Reflector | 2045 | CAPITAL | REPLACEMENT | N/A | USD/bulb | us | us | 3.5041
residential lighting | Incandescent Reflector | 2046 | CAPITAL | NEW | N/A | USD/bulb | us | us | 3.5041
residential lighting | Incandescent Reflector | 2046 | CAPITAL | REPLACEMENT | N/A | USD/bulb | us | us | 3.5041
residential lighting | Incandescent Reflector | 2047 | CAPITAL | NEW | N/A | USD/bulb | us | us | 3.5041
residential lighting | Incandescent Reflector | 2047 | CAPITAL | REPLACEMENT | N/A | USD/bulb | us | us | 3.5041
residential lighting | Incandescent Reflector | 2048 | CAPITAL | NEW | N/A | USD/bulb | us | us | 3.5041
residential lighting | Incandescent Reflector | 2048 | CAPITAL | REPLACEMENT | N/A | USD/bulb | us | us | 3.5041
residential lighting | Incandescent Reflector | 2049 | CAPITAL | NEW | N/A | USD/bulb | us | us | 3.5041
residential lighting | Incandescent Reflector | 2049 | CAPITAL | REPLACEMENT | N/A | USD/bulb | us | us | 3.5041
residential lighting | Incandescent Reflector | 2050 | CAPITAL | NEW | N/A | USD/bulb | us | us | 3.5041
residential lighting | Incandescent Reflector | 2050 | CAPITAL | REPLACEMENT | N/A | USD/bulb | us | us | 3.5041
residential lighting | LED Exterior | 2020 | CAPITAL | NEW | N/A | USD/bulb | us | us | 9.413
residential lighting | LED Exterior | 2020 | CAPITAL | REPLACEMENT | N/A | USD/bulb | us | us | 9.413
residential lighting | LED Exterior | 2021 | CAPITAL | NEW | N/A | USD/bulb | us | us | 9.145
residential lighting | LED Exterior | 2021 | CAPITAL | REPLACEMENT | N/A | USD/bulb | us | us | 9.145
residential lighting | LED Exterior | 2022 | CAPITAL | NEW | N/A | USD/bulb | us | us | 8.8771
residential lighting | LED Exterior | 2022 | CAPITAL | REPLACEMENT | N/A | USD/bulb | us | us | 8.8771
residential lighting | LED Exterior | 2023 | CAPITAL | NEW | N/A | USD/bulb | us | us | 8.6091
residential lighting | LED Exterior | 2023 | CAPITAL | REPLACEMENT | N/A | USD/bulb | us | us | 8.6091
residential lighting | LED Exterior | 2024 | CAPITAL | NEW | N/A | USD/bulb | us | us | 8.3411
residential lighting | LED Exterior | 2024 | CAPITAL | REPLACEMENT | N/A | USD/bulb | us | us | 8.3411
residential lighting | LED Exterior | 2025 | CAPITAL | NEW | N/A | USD/bulb | us | us | 8.0732
residential lighting | LED Exterior | 2025 | CAPITAL | REPLACEMENT | N/A | USD/bulb | us | us | 8.0732
residential lighting | LED Exterior | 2026 | CAPITAL | NEW | N/A | USD/bulb | us | us | 7.8029
residential lighting | LED Exterior | 2026 | CAPITAL | REPLACEMENT | N/A | USD/bulb | us | us | 7.8029
residential lighting | LED Exterior | 2027 | CAPITAL | NEW | N/A | USD/bulb | us | us | 7.5327
residential lighting | LED Exterior | 2027 | CAPITAL | REPLACEMENT | N/A | USD/bulb | us | us | 7.5327
residential lighting | LED Exterior | 2028 | CAPITAL | NEW | N/A | USD/bulb | us | us | 7.2624
residential lighting | LED Exterior | 2028 | CAPITAL | REPLACEMENT | N/A | USD/bulb | us | us | 7.2624
residential lighting | LED Exterior | 2029 | CAPITAL | NEW | N/A | USD/bulb | us | us | 6.9922
residential lighting | LED Exterior | 2029 | CAPITAL | REPLACEMENT | N/A | USD/bulb | us | us | 6.9922
residential lighting | LED Exterior | 2030 | CAPITAL | NEW | N/A | USD/bulb | us | us | 6.7219
residential lighting | LED Exterior | 2030 | CAPITAL | REPLACEMENT | N/A | USD/bulb | us | us | 6.7219
residential lighting | LED Exterior | 2031 | CAPITAL | NEW | N/A | USD/bulb | us | us | 6.7219
residential lighting | LED Exterior | 2031 | CAPITAL | REPLACEMENT | N/A | USD/bulb | us | us | 6.7219
residential lighting | LED Exterior | 2032 | CAPITAL | NEW | N/A | USD/bulb | us | us | 6.7219
residential lighting | LED Exterior | 2032 | CAPITAL | REPLACEMENT | N/A | USD/bulb | us | us | 6.7219
residential lighting | LED Exterior | 2033 | CAPITAL | NEW | N/A | USD/bulb | us | us | 6.7219
residential lighting | LED Exterior | 2033 | CAPITAL | REPLACEMENT | N/A | USD/bulb | us | us | 6.7219
residential lighting | LED Exterior | 2034 | CAPITAL | NEW | N/A | USD/bulb | us | us | 6.7219
residential lighting | LED Exterior | 2034 | CAPITAL | REPLACEMENT | N/A | USD/bulb | us | us | 6.7219
residential lighting | LED Exterior | 2035 | CAPITAL | NEW | N/A | USD/bulb | us | us | 6.7219
residential lighting | LED Exterior | 2035 | CAPITAL | REPLACEMENT | N/A | USD/bulb | us | us | 6.7219
residential lighting | LED Exterior | 2036 | CAPITAL | NEW | N/A | USD/bulb | us | us | 6.7219
residential lighting | LED Exterior | 2036 | CAPITAL | REPLACEMENT | N/A | USD/bulb | us | us | 6.7219
residential lighting | LED Exterior | 2037 | CAPITAL | NEW | N/A | USD/bulb | us | us | 6.7219
residential lighting | LED Exterior | 2037 | CAPITAL | REPLACEMENT | N/A | USD/bulb | us | us | 6.7219
residential lighting | LED Exterior | 2038 | CAPITAL | NEW | N/A | USD/bulb | us | us | 6.7219
residential lighting | LED Exterior | 2038 | CAPITAL | REPLACEMENT | N/A | USD/bulb | us | us | 6.7219
residential lighting | LED Exterior | 2039 | CAPITAL | NEW | N/A | USD/bulb | us | us | 6.7219
residential lighting | LED Exterior | 2039 | CAPITAL | REPLACEMENT | N/A | USD/bulb | us | us | 6.7219
residential lighting | LED Exterior | 2040 | CAPITAL | NEW | N/A | USD/bulb | us | us | 6.7219
residential lighting | LED Exterior | 2040 | CAPITAL | REPLACEMENT | N/A | USD/bulb | us | us | 6.7219
residential lighting | LED Exterior | 2041 | CAPITAL | NEW | N/A | USD/bulb | us | us | 6.7219
residential lighting | LED Exterior | 2041 | CAPITAL | REPLACEMENT | N/A | USD/bulb | us | us | 6.7219
residential lighting | LED Exterior | 2042 | CAPITAL | NEW | N/A | USD/bulb | us | us | 6.7219
residential lighting | LED Exterior | 2042 | CAPITAL | REPLACEMENT | N/A | USD/bulb | us | us | 6.7219
residential lighting | LED Exterior | 2043 | CAPITAL | NEW | N/A | USD/bulb | us | us | 6.7219
residential lighting | LED Exterior | 2043 | CAPITAL | REPLACEMENT | N/A | USD/bulb | us | us | 6.7219
residential lighting | LED Exterior | 2044 | CAPITAL | NEW | N/A | USD/bulb | us | us | 6.7219
residential lighting | LED Exterior | 2044 | CAPITAL | REPLACEMENT | N/A | USD/bulb | us | us | 6.7219
residential lighting | LED Exterior | 2045 | CAPITAL | NEW | N/A | USD/bulb | us | us | 6.7219
residential lighting | LED Exterior | 2045 | CAPITAL | REPLACEMENT | N/A | USD/bulb | us | us | 6.7219
residential lighting | LED Exterior | 2046 | CAPITAL | NEW | N/A | USD/bulb | us | us | 6.7219
residential lighting | LED Exterior | 2046 | CAPITAL | REPLACEMENT | N/A | USD/bulb | us | us | 6.7219
residential lighting | LED Exterior | 2047 | CAPITAL | NEW | N/A | USD/bulb | us | us | 6.7219
residential lighting | LED Exterior | 2047 | CAPITAL | REPLACEMENT | N/A | USD/bulb | us | us | 6.7219
residential lighting | LED Exterior | 2048 | CAPITAL | NEW | N/A | USD/bulb | us | us | 6.7219
residential lighting | LED Exterior | 2048 | CAPITAL | REPLACEMENT | N/A | USD/bulb | us | us | 6.7219
residential lighting | LED Exterior | 2049 | CAPITAL | NEW | N/A | USD/bulb | us | us | 6.7219
residential lighting | LED Exterior | 2049 | CAPITAL | REPLACEMENT | N/A | USD/bulb | us | us | 6.7219
residential lighting | LED Exterior | 2050 | CAPITAL | NEW | N/A | USD/bulb | us | us | 6.7219
residential lighting | LED Exterior | 2050 | CAPITAL | REPLACEMENT | N/A | USD/bulb | us | us | 6.7219
residential lighting | LED GSL | 2020 | CAPITAL | NEW | N/A | USD/bulb | us | us | 4.4889
residential lighting | LED GSL | 2020 | CAPITAL | REPLACEMENT | N/A | USD/bulb | us | us | 4.4889
residential lighting | LED GSL | 2021 | CAPITAL | NEW | N/A | USD/bulb | us | us | 4.2301
residential lighting | LED GSL | 2021 | CAPITAL | REPLACEMENT | N/A | USD/bulb | us | us | 4.2301
residential lighting | LED GSL | 2022 | CAPITAL | NEW | N/A | USD/bulb | us | us | 3.9713
residential lighting | LED GSL | 2022 | CAPITAL | REPLACEMENT | N/A | USD/bulb | us | us | 3.9713
residential lighting | LED GSL | 2023 | CAPITAL | NEW | N/A | USD/bulb | us | us | 3.7125
residential lighting | LED GSL | 2023 | CAPITAL | REPLACEMENT | N/A | USD/bulb | us | us | 3.7125
residential lighting | LED GSL | 2024 | CAPITAL | NEW | N/A | USD/bulb | us | us | 3.4537
residential lighting | LED GSL | 2024 | CAPITAL | REPLACEMENT | N/A | USD/bulb | us | us | 3.4537
residential lighting | LED GSL | 2025 | CAPITAL | NEW | N/A | USD/bulb | us | us | 3.1949
residential lighting | LED GSL | 2025 | CAPITAL | REPLACEMENT | N/A | USD/bulb | us | us | 3.1949
residential lighting | LED GSL | 2026 | CAPITAL | NEW | N/A | USD/bulb | us | us | 3.0941
residential lighting | LED GSL | 2026 | CAPITAL | REPLACEMENT | N/A | USD/bulb | us | us | 3.0941
residential lighting | LED GSL | 2027 | CAPITAL | NEW | N/A | USD/bulb | us | us | 2.9934
residential lighting | LED GSL | 2027 | CAPITAL | REPLACEMENT | N/A | USD/bulb | us | us | 2.9934
residential lighting | LED GSL | 2028 | CAPITAL | NEW | N/A | USD/bulb | us | us | 2.8926
residential lighting | LED GSL | 2028 | CAPITAL | REPLACEMENT | N/A | USD/bulb | us | us | 2.8926
residential lighting | LED GSL | 2029 | CAPITAL | NEW | N/A | USD/bulb | us | us | 2.7918
residential lighting | LED GSL | 2029 | CAPITAL | REPLACEMENT | N/A | USD/bulb | us | us | 2.7918
residential lighting | LED GSL | 2030 | CAPITAL | NEW | N/A | USD/bulb | us | us | 2.6911
residential lighting | LED GSL | 2030 | CAPITAL | REPLACEMENT | N/A | USD/bulb | us | us | 2.6911
residential lighting | LED GSL | 2031 | CAPITAL | NEW | N/A | USD/bulb | us | us | 2.6911
residential lighting | LED GSL | 2031 | CAPITAL | REPLACEMENT | N/A | USD/bulb | us | us | 2.6911
residential lighting | LED GSL | 2032 | CAPITAL | NEW | N/A | USD/bulb | us | us | 2.6911
residential lighting | LED GSL | 2032 | CAPITAL | REPLACEMENT | N/A | USD/bulb | us | us | 2.6911
residential lighting | LED GSL | 2033 | CAPITAL | NEW | N/A | USD/bulb | us | us | 2.6911
residential lighting | LED GSL | 2033 | CAPITAL | REPLACEMENT | N/A | USD/bulb | us | us | 2.6911
residential lighting | LED GSL | 2034 | CAPITAL | NEW | N/A | USD/bulb | us | us | 2.6911
residential lighting | LED GSL | 2034 | CAPITAL | REPLACEMENT | N/A | USD/bulb | us | us | 2.6911
residential lighting | LED GSL | 2035 | CAPITAL | NEW | N/A | USD/bulb | us | us | 2.6911
residential lighting | LED GSL | 2035 | CAPITAL | REPLACEMENT | N/A | USD/bulb | us | us | 2.6911
residential lighting | LED GSL | 2036 | CAPITAL | NEW | N/A | USD/bulb | us | us | 2.6911
residential lighting | LED GSL | 2036 | CAPITAL | REPLACEMENT | N/A | USD/bulb | us | us | 2.6911
residential lighting | LED GSL | 2037 | CAPITAL | NEW | N/A | USD/bulb | us | us | 2.6911
residential lighting | LED GSL | 2037 | CAPITAL | REPLACEMENT | N/A | USD/bulb | us | us | 2.6911
residential lighting | LED GSL | 2038 | CAPITAL | NEW | N/A | USD/bulb | us | us | 2.6911
residential lighting | LED GSL | 2038 | CAPITAL | REPLACEMENT | N/A | USD/bulb | us | us | 2.6911
residential lighting | LED GSL | 2039 | CAPITAL | NEW | N/A | USD/bulb | us | us | 2.6911
residential lighting | LED GSL | 2039 | CAPITAL | REPLACEMENT | N/A | USD/bulb | us | us | 2.6911
residential lighting | LED GSL | 2040 | CAPITAL | NEW | N/A | USD/bulb | us | us | 2.6911
residential lighting | LED GSL | 2040 | CAPITAL | REPLACEMENT | N/A | USD/bulb | us | us | 2.6911
residential lighting | LED GSL | 2041 | CAPITAL | NEW | N/A | USD/bulb | us | us | 2.6911
residential lighting | LED GSL | 2041 | CAPITAL | REPLACEMENT | N/A | USD/bulb | us | us | 2.6911
residential lighting | LED GSL | 2042 | CAPITAL | NEW | N/A | USD/bulb | us | us | 2.6911
residential lighting | LED GSL | 2042 | CAPITAL | REPLACEMENT | N/A | USD/bulb | us | us | 2.6911
residential lighting | LED GSL | 2043 | CAPITAL | NEW | N/A | USD/bulb | us | us | 2.6911
residential lighting | LED GSL | 2043 | CAPITAL | REPLACEMENT | N/A | USD/bulb | us | us | 2.6911
residential lighting | LED GSL | 2044 | CAPITAL | NEW | N/A | USD/bulb | us | us | 2.6911
residential lighting | LED GSL | 2044 | CAPITAL | REPLACEMENT | N/A | USD/bulb | us | us | 2.6911
residential lighting | LED GSL | 2045 | CAPITAL | NEW | N/A | USD/bulb | us | us | 2.6911
residential lighting | LED GSL | 2045 | CAPITAL | REPLACEMENT | N/A | USD/bulb | us | us | 2.6911
residential lighting | LED GSL | 2046 | CAPITAL | NEW | N/A | USD/bulb | us | us | 2.6911
residential lighting | LED GSL | 2046 | CAPITAL | REPLACEMENT | N/A | USD/bulb | us | us | 2.6911
residential lighting | LED GSL | 2047 | CAPITAL | NEW | N/A | USD/bulb | us | us | 2.6911
residential lighting | LED GSL | 2047 | CAPITAL | REPLACEMENT | N/A | USD/bulb | us | us | 2.6911
residential lighting | LED GSL | 2048 | CAPITAL | NEW | N/A | USD/bulb | us | us | 2.6911
residential lighting | LED GSL | 2048 | CAPITAL | REPLACEMENT | N/A | USD/bulb | us | us | 2.6911
residential lighting | LED GSL | 2049 | CAPITAL | NEW | N/A | USD/bulb | us | us | 2.6911
residential lighting | LED GSL | 2049 | CAPITAL | REPLACEMENT | N/A | USD/bulb | us | us | 2.6911
residential lighting | LED GSL | 2050 | CAPITAL | NEW | N/A | USD/bulb | us | us | 2.6911
residential lighting | LED GSL | 2050 | CAPITAL | REPLACEMENT | N/A | USD/bulb | us | us | 2.6911
residential lighting | LED Linear Fluorescent | 2020 | CAPITAL | NEW | N/A | USD/bulb | us | us | 17.177
residential lighting | LED Linear Fluorescent | 2020 | CAPITAL | REPLACEMENT | N/A | USD/bulb | us | us | 17.177
residential lighting | LED Linear Fluorescent | 2021 | CAPITAL | NEW | N/A | USD/bulb | us | us | 16.8334
residential lighting | LED Linear Fluorescent | 2021 | CAPITAL | REPLACEMENT | N/A | USD/bulb | us | us | 16.8334
residential lighting | LED Linear Fluorescent | 2022 | CAPITAL | NEW | N/A | USD/bulb | us | us | 16.4899
residential lighting | LED Linear Fluorescent | 2022 | CAPITAL | REPLACEMENT | N/A | USD/bulb | us | us | 16.4899
residential lighting | LED Linear Fluorescent | 2023 | CAPITAL | NEW | N/A | USD/bulb | us | us | 16.1464
residential lighting | LED Linear Fluorescent | 2023 | CAPITAL | REPLACEMENT | N/A | USD/bulb | us | us | 16.1464
residential lighting | LED Linear Fluorescent | 2024 | CAPITAL | NEW | N/A | USD/bulb | us | us | 15.8028
residential lighting | LED Linear Fluorescent | 2024 | CAPITAL | REPLACEMENT | N/A | USD/bulb | us | us | 15.8028
residential lighting | LED Linear Fluorescent | 2025 | CAPITAL | NEW | N/A | USD/bulb | us | us | 15.4593
residential lighting | LED Linear Fluorescent | 2025 | CAPITAL | REPLACEMENT | N/A | USD/bulb | us | us | 15.4593
residential lighting | LED Linear Fluorescent | 2026 | CAPITAL | NEW | N/A | USD/bulb | us | us | 15.1158
residential lighting | LED Linear Fluorescent | 2026 | CAPITAL | REPLACEMENT | N/A | USD/bulb | us | us | 15.1158
residential lighting | LED Linear Fluorescent | 2027 | CAPITAL | NEW | N/A | USD/bulb | us | us | 14.7722
residential lighting | LED Linear Fluorescent | 2027 | CAPITAL | REPLACEMENT | N/A | USD/bulb | us | us | 14.7722
residential lighting | LED Linear Fluorescent | 2028 | CAPITAL | NEW | N/A | USD/bulb | us | us | 14.4287
residential lighting | LED Linear Fluorescent | 2028 | CAPITAL | REPLACEMENT | N/A | USD/bulb | us | us | 14.4287
residential lighting | LED Linear Fluorescent | 2029 | CAPITAL | NEW | N/A | USD/bulb | us | us | 14.0851
residential lighting | LED Linear Fluorescent | 2029 | CAPITAL | REPLACEMENT | N/A | USD/bulb | us | us | 14.0851
residential lighting | LED Linear Fluorescent | 2030 | CAPITAL | NEW | N/A | USD/bulb | us | us | 13.7416
residential lighting | LED Linear Fluorescent | 2030 | CAPITAL | REPLACEMENT | N/A | USD/bulb | us | us | 13.7416
residential lighting | LED Linear Fluorescent | 2031 | CAPITAL | NEW | N/A | USD/bulb | us | us | 13.7416
residential lighting | LED Linear Fluorescent | 2031 | CAPITAL | REPLACEMENT | N/A | USD/bulb | us | us | 13.7416
residential lighting | LED Linear Fluorescent | 2032 | CAPITAL | NEW | N/A | USD/bulb | us | us | 13.7416
residential lighting | LED Linear Fluorescent | 2032 | CAPITAL | REPLACEMENT | N/A | USD/bulb | us | us | 13.7416
residential lighting | LED Linear Fluorescent | 2033 | CAPITAL | NEW | N/A | USD/bulb | us | us | 13.7416
residential lighting | LED Linear Fluorescent | 2033 | CAPITAL | REPLACEMENT | N/A | USD/bulb | us | us | 13.7416
residential lighting | LED Linear Fluorescent | 2034 | CAPITAL | NEW | N/A | USD/bulb | us | us | 13.7416
residential lighting | LED Linear Fluorescent | 2034 | CAPITAL | REPLACEMENT | N/A | USD/bulb | us | us | 13.7416
residential lighting | LED Linear Fluorescent | 2035 | CAPITAL | NEW | N/A | USD/bulb | us | us | 13.7416
residential lighting | LED Linear Fluorescent | 2035 | CAPITAL | REPLACEMENT | N/A | USD/bulb | us | us | 13.7416
residential lighting | LED Linear Fluorescent | 2036 | CAPITAL | NEW | N/A | USD/bulb | us | us | 13.7416
residential lighting | LED Linear Fluorescent | 2036 | CAPITAL | REPLACEMENT | N/A | USD/bulb | us | us | 13.7416
residential lighting | LED Linear Fluorescent | 2037 | CAPITAL | NEW | N/A | USD/bulb | us | us | 13.7416
residential lighting | LED Linear Fluorescent | 2037 | CAPITAL | REPLACEMENT | N/A | USD/bulb | us | us | 13.7416
residential lighting | LED Linear Fluorescent | 2038 | CAPITAL | NEW | N/A | USD/bulb | us | us | 13.7416
residential lighting | LED Linear Fluorescent | 2038 | CAPITAL | REPLACEMENT | N/A | USD/bulb | us | us | 13.7416
residential lighting | LED Linear Fluorescent | 2039 | CAPITAL | NEW | N/A | USD/bulb | us | us | 13.7416
residential lighting | LED Linear Fluorescent | 2039 | CAPITAL | REPLACEMENT | N/A | USD/bulb | us | us | 13.7416
residential lighting | LED Linear Fluorescent | 2040 | CAPITAL | NEW | N/A | USD/bulb | us | us | 13.7416
residential lighting | LED Linear Fluorescent | 2040 | CAPITAL | REPLACEMENT | N/A | USD/bulb | us | us | 13.7416
residential lighting | LED Linear Fluorescent | 2041 | CAPITAL | NEW | N/A | USD/bulb | us | us | 13.7416
residential lighting | LED Linear Fluorescent | 2041 | CAPITAL | REPLACEMENT | N/A | USD/bulb | us | us | 13.7416
residential lighting | LED Linear Fluorescent | 2042 | CAPITAL | NEW | N/A | USD/bulb | us | us | 13.7416
residential lighting | LED Linear Fluorescent | 2042 | CAPITAL | REPLACEMENT | N/A | USD/bulb | us | us | 13.7416
residential lighting | LED Linear Fluorescent | 2043 | CAPITAL | NEW | N/A | USD/bulb | us | us | 13.7416
residential lighting | LED Linear Fluorescent | 2043 | CAPITAL | REPLACEMENT | N/A | USD/bulb | us | us | 13.7416
residential lighting | LED Linear Fluorescent | 2044 | CAPITAL | NEW | N/A | USD/bulb | us | us | 13.7416
residential lighting | LED Linear Fluorescent | 2044 | CAPITAL | REPLACEMENT | N/A | USD/bulb | us | us | 13.7416
residential lighting | LED Linear Fluorescent | 2045 | CAPITAL | NEW | N/A | USD/bulb | us | us | 13.7416
residential lighting | LED Linear Fluorescent | 2045 | CAPITAL | REPLACEMENT | N/A | USD/bulb | us | us | 13.7416
residential lighting | LED Linear Fluorescent | 2046 | CAPITAL | NEW | N/A | USD/bulb | us | us | 13.7416
residential lighting | LED Linear Fluorescent | 2046 | CAPITAL | REPLACEMENT | N/A | USD/bulb | us | us | 13.7416
residential lighting | LED Linear Fluorescent | 2047 | CAPITAL | NEW | N/A | USD/bulb | us | us | 13.7416
residential lighting | LED Linear Fluorescent | 2047 | CAPITAL | REPLACEMENT | N/A | USD/bulb | us | us | 13.7416
residential lighting | LED Linear Fluorescent | 2048 | CAPITAL | NEW | N/A | USD/bulb | us | us | 13.7416
residential lighting | LED Linear Fluorescent | 2048 | CAPITAL | REPLACEMENT | N/A | USD/bulb | us | us | 13.7416
residential lighting | LED Linear Fluorescent | 2049 | CAPITAL | NEW | N/A | USD/bulb | us | us | 13.7416
residential lighting | LED Linear Fluorescent | 2049 | CAPITAL | REPLACEMENT | N/A | USD/bulb | us | us | 13.7416
residential lighting | LED Linear Fluorescent | 2050 | CAPITAL | NEW | N/A | USD/bulb | us | us | 13.7416
residential lighting | LED Linear Fluorescent | 2050 | CAPITAL | REPLACEMENT | N/A | USD/bulb | us | us | 13.7416
residential lighting | LED Reflector | 2020 | CAPITAL | NEW | N/A | USD/bulb | us | us | 7.8442
residential lighting | LED Reflector | 2020 | CAPITAL | REPLACEMENT | N/A | USD/bulb | us | us | 7.8442
residential lighting | LED Reflector | 2021 | CAPITAL | NEW | N/A | USD/bulb | us | us | 7.6197
residential lighting | LED Reflector | 2021 | CAPITAL | REPLACEMENT | N/A | USD/bulb | us | us | 7.6197
residential lighting | LED Reflector | 2022 | CAPITAL | NEW | N/A | USD/bulb | us | us | 7.3953
residential lighting | LED Reflector | 2022 | CAPITAL | REPLACEMENT | N/A | USD/bulb | us | us | 7.3953
residential lighting | LED Reflector | 2023 | CAPITAL | NEW | N/A | USD/bulb | us | us | 7.1708
residential lighting | LED Reflector | 2023 | CAPITAL | REPLACEMENT | N/A | USD/bulb | us | us | 7.1708
residential lighting | LED Reflector | 2024 | CAPITAL | NEW | N/A | USD/bulb | us | us | 6.9464
residential lighting | LED Reflector | 2024 | CAPITAL | REPLACEMENT | N/A | USD/bulb | us | us | 6.9464
residential lighting | LED Reflector | 2025 | CAPITAL | NEW | N/A | USD/bulb | us | us | 6.7219
residential lighting | LED Reflector | 2025 | CAPITAL | REPLACEMENT | N/A | USD/bulb | us | us | 6.7219
residential lighting | LED Reflector | 2026 | CAPITAL | NEW | N/A | USD/bulb | us | us | 6.4998
residential lighting | LED Reflector | 2026 | CAPITAL | REPLACEMENT | N/A | USD/bulb | us | us | 6.4998
residential lighting | LED Reflector | 2027 | CAPITAL | NEW | N/A | USD/bulb | us | us | 6.2776
residential lighting | LED Reflector | 2027 | CAPITAL | REPLACEMENT | N/A | USD/bulb | us | us | 6.2776
residential lighting | LED Reflector | 2028 | CAPITAL | NEW | N/A | USD/bulb | us | us | 6.0555
residential lighting | LED Reflector | 2028 | CAPITAL | REPLACEMENT | N/A | USD/bulb | us | us | 6.0555
residential lighting | LED Reflector | 2029 | CAPITAL | NEW | N/A | USD/bulb | us | us | 5.8333
residential lighting | LED Reflector | 2029 | CAPITAL | REPLACEMENT | N/A | USD/bulb | us | us | 5.8333
residential lighting | LED Reflector | 2030 | CAPITAL | NEW | N/A | USD/bulb | us | us | 5.6111
residential lighting | LED Reflector | 2030 | CAPITAL | REPLACEMENT | N/A | USD/bulb | us | us | 5.6111
residential lighting | LED Reflector | 2031 | CAPITAL | NEW | N/A | USD/bulb | us | us | 5.6111
residential lighting | LED Reflector | 2031 | CAPITAL | REPLACEMENT | N/A | USD/bulb | us | us | 5.6111
residential lighting | LED Reflector | 2032 | CAPITAL | NEW | N/A | USD/bulb | us | us | 5.6111
residential lighting | LED Reflector | 2032 | CAPITAL | REPLACEMENT | N/A | USD/bulb | us | us | 5.6111
residential lighting | LED Reflector | 2033 | CAPITAL | NEW | N/A | USD/bulb | us | us | 5.6111
residential lighting | LED Reflector | 2033 | CAPITAL | REPLACEMENT | N/A | USD/bulb | us | us | 5.6111
residential lighting | LED Reflector | 2034 | CAPITAL | NEW | N/A | USD/bulb | us | us | 5.6111
residential lighting | LED Reflector | 2034 | CAPITAL | REPLACEMENT | N/A | USD/bulb | us | us | 5.6111
residential lighting | LED Reflector | 2035 | CAPITAL | NEW | N/A | USD/bulb | us | us | 5.6111
residential lighting | LED Reflector | 2035 | CAPITAL | REPLACEMENT | N/A | USD/bulb | us | us | 5.6111
residential lighting | LED Reflector | 2036 | CAPITAL | NEW | N/A | USD/bulb | us | us | 5.6111
residential lighting | LED Reflector | 2036 | CAPITAL | REPLACEMENT | N/A | USD/bulb | us | us | 5.6111
residential lighting | LED Reflector | 2037 | CAPITAL | NEW | N/A | USD/bulb | us | us | 5.6111
residential lighting | LED Reflector | 2037 | CAPITAL | REPLACEMENT | N/A | USD/bulb | us | us | 5.6111
residential lighting | LED Reflector | 2038 | CAPITAL | NEW | N/A | USD/bulb | us | us | 5.6111
residential lighting | LED Reflector | 2038 | CAPITAL | REPLACEMENT | N/A | USD/bulb | us | us | 5.6111
residential lighting | LED Reflector | 2039 | CAPITAL | NEW | N/A | USD/bulb | us | us | 5.6111
residential lighting | LED Reflector | 2039 | CAPITAL | REPLACEMENT | N/A | USD/bulb | us | us | 5.6111
residential lighting | LED Reflector | 2040 | CAPITAL | NEW | N/A | USD/bulb | us | us | 5.6111
residential lighting | LED Reflector | 2040 | CAPITAL | REPLACEMENT | N/A | USD/bulb | us | us | 5.6111
residential lighting | LED Reflector | 2041 | CAPITAL | NEW | N/A | USD/bulb | us | us | 5.6111
residential lighting | LED Reflector | 2041 | CAPITAL | REPLACEMENT | N/A | USD/bulb | us | us | 5.6111
residential lighting | LED Reflector | 2042 | CAPITAL | NEW | N/A | USD/bulb | us | us | 5.6111
residential lighting | LED Reflector | 2042 | CAPITAL | REPLACEMENT | N/A | USD/bulb | us | us | 5.6111
residential lighting | LED Reflector | 2043 | CAPITAL | NEW | N/A | USD/bulb | us | us | 5.6111
residential lighting | LED Reflector | 2043 | CAPITAL | REPLACEMENT | N/A | USD/bulb | us | us | 5.6111
residential lighting | LED Reflector | 2044 | CAPITAL | NEW | N/A | USD/bulb | us | us | 5.6111
residential lighting | LED Reflector | 2044 | CAPITAL | REPLACEMENT | N/A | USD/bulb | us | us | 5.6111
residential lighting | LED Reflector | 2045 | CAPITAL | NEW | N/A | USD/bulb | us | us | 5.6111
residential lighting | LED Reflector | 2045 | CAPITAL | REPLACEMENT | N/A | USD/bulb | us | us | 5.6111
residential lighting | LED Reflector | 2046 | CAPITAL | NEW | N/A | USD/bulb | us | us | 5.6111
residential lighting | LED Reflector | 2046 | CAPITAL | REPLACEMENT | N/A | USD/bulb | us | us | 5.6111
residential lighting | LED Reflector | 2047 | CAPITAL | NEW | N/A | USD/bulb | us | us | 5.6111
residential lighting | LED Reflector | 2047 | CAPITAL | REPLACEMENT | N/A | USD/bulb | us | us | 5.6111
residential lighting | LED Reflector | 2048 | CAPITAL | NEW | N/A | USD/bulb | us | us | 5.6111
residential lighting | LED Reflector | 2048 | CAPITAL | REPLACEMENT | N/A | USD/bulb | us | us | 5.6111
residential lighting | LED Reflector | 2049 | CAPITAL | NEW | N/A | USD/bulb | us | us | 5.6111
residential lighting | LED Reflector | 2049 | CAPITAL | REPLACEMENT | N/A | USD/bulb | us | us | 5.6111
residential lighting | LED Reflector | 2050 | CAPITAL | NEW | N/A | USD/bulb | us | us | 5.6111
residential lighting | LED Reflector | 2050 | CAPITAL | REPLACEMENT | N/A | USD/bulb | us | us | 5.6111
residential lighting | T-12 Linear Fluorescent | 2020 | CAPITAL | NEW | N/A | USD/bulb | us | us | 6.6303
residential lighting | T-12 Linear Fluorescent | 2020 | CAPITAL | REPLACEMENT | N/A | USD/bulb | us | us | 6.6303
residential lighting | T-12 Linear Fluorescent | 2021 | CAPITAL | NEW | N/A | USD/bulb | us | us | 6.6303
residential lighting | T-12 Linear Fluorescent | 2021 | CAPITAL | REPLACEMENT | N/A | USD/bulb | us | us | 6.6303
residential lighting | T-12 Linear Fluorescent | 2022 | CAPITAL | NEW | N/A | USD/bulb | us | us | 6.6303
residential lighting | T-12 Linear Fluorescent | 2022 | CAPITAL | REPLACEMENT | N/A | USD/bulb | us | us | 6.6303
residential lighting | T-12 Linear Fluorescent | 2023 | CAPITAL | NEW | N/A | USD/bulb | us | us | 6.6303
residential lighting | T-12 Linear Fluorescent | 2023 | CAPITAL | REPLACEMENT | N/A | USD/bulb | us | us | 6.6303
residential lighting | T-12 Linear Fluorescent | 2024 | CAPITAL | NEW | N/A | USD/bulb | us | us | 6.6303
residential lighting | T-12 Linear Fluorescent | 2024 | CAPITAL | REPLACEMENT | N/A | USD/bulb | us | us | 6.6303
residential lighting | T-12 Linear Fluorescent | 2025 | CAPITAL | NEW | N/A | USD/bulb | us | us | 6.6303
residential lighting | T-12 Linear Fluorescent | 2025 | CAPITAL | REPLACEMENT | N/A | USD/bulb | us | us | 6.6303
residential lighting | T-12 Linear Fluorescent | 2026 | CAPITAL | NEW | N/A | USD/bulb | us | us | 6.6303
residential lighting | T-12 Linear Fluorescent | 2026 | CAPITAL | REPLACEMENT | N/A | USD/bulb | us | us | 6.6303
residential lighting | T-12 Linear Fluorescent | 2027 | CAPITAL | NEW | N/A | USD/bulb | us | us | 6.6303
residential lighting | T-12 Linear Fluorescent | 2027 | CAPITAL | REPLACEMENT | N/A | USD/bulb | us | us | 6.6303
residential lighting | T-12 Linear Fluorescent | 2028 | CAPITAL | NEW | N/A | USD/bulb | us | us | 6.6303
residential lighting | T-12 Linear Fluorescent | 2028 | CAPITAL | REPLACEMENT | N/A | USD/bulb | us | us | 6.6303
residential lighting | T-12 Linear Fluorescent | 2029 | CAPITAL | NEW | N/A | USD/bulb | us | us | 6.6303
residential lighting | T-12 Linear Fluorescent | 2029 | CAPITAL | REPLACEMENT | N/A | USD/bulb | us | us | 6.6303
residential lighting | T-12 Linear Fluorescent | 2030 | CAPITAL | NEW | N/A | USD/bulb | us | us | 6.6303
residential lighting | T-12 Linear Fluorescent | 2030 | CAPITAL | REPLACEMENT | N/A | USD/bulb | us | us | 6.6303
residential lighting | T-12 Linear Fluorescent | 2031 | CAPITAL | NEW | N/A | USD/bulb | us | us | 6.6303
residential lighting | T-12 Linear Fluorescent | 2031 | CAPITAL | REPLACEMENT | N/A | USD/bulb | us | us | 6.6303
residential lighting | T-12 Linear Fluorescent | 2032 | CAPITAL | NEW | N/A | USD/bulb | us | us | 6.6303
residential lighting | T-12 Linear Fluorescent | 2032 | CAPITAL | REPLACEMENT | N/A | USD/bulb | us | us | 6.6303
residential lighting | T-12 Linear Fluorescent | 2033 | CAPITAL | NEW | N/A | USD/bulb | us | us | 6.6303
residential lighting | T-12 Linear Fluorescent | 2033 | CAPITAL | REPLACEMENT | N/A | USD/bulb | us | us | 6.6303
residential lighting | T-12 Linear Fluorescent | 2034 | CAPITAL | NEW | N/A | USD/bulb | us | us | 6.6303
residential lighting | T-12 Linear Fluorescent | 2034 | CAPITAL | REPLACEMENT | N/A | USD/bulb | us | us | 6.6303
residential lighting | T-12 Linear Fluorescent | 2035 | CAPITAL | NEW | N/A | USD/bulb | us | us | 6.6303
residential lighting | T-12 Linear Fluorescent | 2035 | CAPITAL | REPLACEMENT | N/A | USD/bulb | us | us | 6.6303
residential lighting | T-12 Linear Fluorescent | 2036 | CAPITAL | NEW | N/A | USD/bulb | us | us | 6.6303
residential lighting | T-12 Linear Fluorescent | 2036 | CAPITAL | REPLACEMENT | N/A | USD/bulb | us | us | 6.6303
residential lighting | T-12 Linear Fluorescent | 2037 | CAPITAL | NEW | N/A | USD/bulb | us | us | 6.6303
residential lighting | T-12 Linear Fluorescent | 2037 | CAPITAL | REPLACEMENT | N/A | USD/bulb | us | us | 6.6303
residential lighting | T-12 Linear Fluorescent | 2038 | CAPITAL | NEW | N/A | USD/bulb | us | us | 6.6303
residential lighting | T-12 Linear Fluorescent | 2038 | CAPITAL | REPLACEMENT | N/A | USD/bulb | us | us | 6.6303
residential lighting | T-12 Linear Fluorescent | 2039 | CAPITAL | NEW | N/A | USD/bulb | us | us | 6.6303
residential lighting | T-12 Linear Fluorescent | 2039 | CAPITAL | REPLACEMENT | N/A | USD/bulb | us | us | 6.6303
residential lighting | T-12 Linear Fluorescent | 2040 | CAPITAL | NEW | N/A | USD/bulb | us | us | 6.6303
residential lighting | T-12 Linear Fluorescent | 2040 | CAPITAL | REPLACEMENT | N/A | USD/bulb | us | us | 6.6303
residential lighting | T-12 Linear Fluorescent | 2041 | CAPITAL | NEW | N/A | USD/bulb | us | us | 6.6303
residential lighting | T-12 Linear Fluorescent | 2041 | CAPITAL | REPLACEMENT | N/A | USD/bulb | us | us | 6.6303
residential lighting | T-12 Linear Fluorescent | 2042 | CAPITAL | NEW | N/A | USD/bulb | us | us | 6.6303
residential lighting | T-12 Linear Fluorescent | 2042 | CAPITAL | REPLACEMENT | N/A | USD/bulb | us | us | 6.6303
residential lighting | T-12 Linear Fluorescent | 2043 | CAPITAL | NEW | N/A | USD/bulb | us | us | 6.6303
residential lighting | T-12 Linear Fluorescent | 2043 | CAPITAL | REPLACEMENT | N/A | USD/bulb | us | us | 6.6303
residential lighting | T-12 Linear Fluorescent | 2044 | CAPITAL | NEW | N/A | USD/bulb | us | us | 6.6303
residential lighting | T-12 Linear Fluorescent | 2044 | CAPITAL | REPLACEMENT | N/A | USD/bulb | us | us | 6.6303
residential lighting | T-12 Linear Fluorescent | 2045 | CAPITAL | NEW | N/A | USD/bulb | us | us | 6.6303
residential lighting | T-12 Linear Fluorescent | 2045 | CAPITAL | REPLACEMENT | N/A | USD/bulb | us | us | 6.6303
residential lighting | T-12 Linear Fluorescent | 2046 | CAPITAL | NEW | N/A | USD/bulb | us | us | 6.6303
residential lighting | T-12 Linear Fluorescent | 2046 | CAPITAL | REPLACEMENT | N/A | USD/bulb | us | us | 6.6303
residential lighting | T-12 Linear Fluorescent | 2047 | CAPITAL | NEW | N/A | USD/bulb | us | us | 6.6303
residential lighting | T-12 Linear Fluorescent | 2047 | CAPITAL | REPLACEMENT | N/A | USD/bulb | us | us | 6.6303
residential lighting | T-12 Linear Fluorescent | 2048 | CAPITAL | NEW | N/A | USD/bulb | us | us | 6.6303
residential lighting | T-12 Linear Fluorescent | 2048 | CAPITAL | REPLACEMENT | N/A | USD/bulb | us | us | 6.6303
residential lighting | T-12 Linear Fluorescent | 2049 | CAPITAL | NEW | N/A | USD/bulb | us | us | 6.6303
residential lighting | T-12 Linear Fluorescent | 2049 | CAPITAL | REPLACEMENT | N/A | USD/bulb | us | us | 6.6303
residential lighting | T-12 Linear Fluorescent | 2050 | CAPITAL | NEW | N/A | USD/bulb | us | us | 6.6303
residential lighting | T-12 Linear Fluorescent | 2050 | CAPITAL | REPLACEMENT | N/A | USD/bulb | us | us | 6.6303
residential lighting | T-8 Linear Fluorescent | 2020 | CAPITAL | NEW | N/A | USD/bulb | us | us | 3.0919
residential lighting | T-8 Linear Fluorescent | 2020 | CAPITAL | REPLACEMENT | N/A | USD/bulb | us | us | 3.0919
residential lighting | T-8 Linear Fluorescent | 2021 | CAPITAL | NEW | N/A | USD/bulb | us | us | 3.0861
residential lighting | T-8 Linear Fluorescent | 2021 | CAPITAL | REPLACEMENT | N/A | USD/bulb | us | us | 3.0861
residential lighting | T-8 Linear Fluorescent | 2022 | CAPITAL | NEW | N/A | USD/bulb | us | us | 3.0804
residential lighting | T-8 Linear Fluorescent | 2022 | CAPITAL | REPLACEMENT | N/A | USD/bulb | us | us | 3.0804
residential lighting | T-8 Linear Fluorescent | 2023 | CAPITAL | NEW | N/A | USD/bulb | us | us | 3.0747
residential lighting | T-8 Linear Fluorescent | 2023 | CAPITAL | REPLACEMENT | N/A | USD/bulb | us | us | 3.0747
residential lighting | T-8 Linear Fluorescent | 2024 | CAPITAL | NEW | N/A | USD/bulb | us | us | 3.069
residential lighting | T-8 Linear Fluorescent | 2024 | CAPITAL | REPLACEMENT | N/A | USD/bulb | us | us | 3.069
residential lighting | T-8 Linear Fluorescent | 2025 | CAPITAL | NEW | N/A | USD/bulb | us | us | 3.0632
residential lighting | T-8 Linear Fluorescent | 2025 | CAPITAL | REPLACEMENT | N/A | USD/bulb | us | us | 3.0632
residential lighting | T-8 Linear Fluorescent | 2026 | CAPITAL | NEW | N/A | USD/bulb | us | us | 3.0575
residential lighting | T-8 Linear Fluorescent | 2026 | CAPITAL | REPLACEMENT | N/A | USD/bulb | us | us | 3.0575
residential lighting | T-8 Linear Fluorescent | 2027 | CAPITAL | NEW | N/A | USD/bulb | us | us | 3.0518
residential lighting | T-8 Linear Fluorescent | 2027 | CAPITAL | REPLACEMENT | N/A | USD/bulb | us | us | 3.0518
residential lighting | T-8 Linear Fluorescent | 2028 | CAPITAL | NEW | N/A | USD/bulb | us | us | 3.0461
residential lighting | T-8 Linear Fluorescent | 2028 | CAPITAL | REPLACEMENT | N/A | USD/bulb | us | us | 3.0461
residential lighting | T-8 Linear Fluorescent | 2029 | CAPITAL | NEW | N/A | USD/bulb | us | us | 3.0403
residential lighting | T-8 Linear Fluorescent | 2029 | CAPITAL | REPLACEMENT | N/A | USD/bulb | us | us | 3.0403
residential lighting | T-8 Linear Fluorescent | 2030 | CAPITAL | NEW | N/A | USD/bulb | us | us | 3.0346
residential lighting | T-8 Linear Fluorescent | 2030 | CAPITAL | REPLACEMENT | N/A | USD/bulb | us | us | 3.0346
residential lighting | T-8 Linear Fluorescent | 2031 | CAPITAL | NEW | N/A | USD/bulb | us | us | 3.03
residential lighting | T-8 Linear Fluorescent | 2031 | CAPITAL | REPLACEMENT | N/A | USD/bulb | us | us | 3.03
residential lighting | T-8 Linear Fluorescent | 2032 | CAPITAL | NEW | N/A | USD/bulb | us | us | 3.0254
residential lighting | T-8 Linear Fluorescent | 2032 | CAPITAL | REPLACEMENT | N/A | USD/bulb | us | us | 3.0254
residential lighting | T-8 Linear Fluorescent | 2033 | CAPITAL | NEW | N/A | USD/bulb | us | us | 3.0209
residential lighting | T-8 Linear Fluorescent | 2033 | CAPITAL | REPLACEMENT | N/A | USD/bulb | us | us | 3.0209
residential lighting | T-8 Linear Fluorescent | 2034 | CAPITAL | NEW | N/A | USD/bulb | us | us | 3.0163
residential lighting | T-8 Linear Fluorescent | 2034 | CAPITAL | REPLACEMENT | N/A | USD/bulb | us | us | 3.0163
residential lighting | T-8 Linear Fluorescent | 2035 | CAPITAL | NEW | N/A | USD/bulb | us | us | 3.0117
residential lighting | T-8 Linear Fluorescent | 2035 | CAPITAL | REPLACEMENT | N/A | USD/bulb | us | us | 3.0117
residential lighting | T-8 Linear Fluorescent | 2036 | CAPITAL | NEW | N/A | USD/bulb | us | us | 3.0071
residential lighting | T-8 Linear Fluorescent | 2036 | CAPITAL | REPLACEMENT | N/A | USD/bulb | us | us | 3.0071
residential lighting | T-8 Linear Fluorescent | 2037 | CAPITAL | NEW | N/A | USD/bulb | us | us | 3.0025
residential lighting | T-8 Linear Fluorescent | 2037 | CAPITAL | REPLACEMENT | N/A | USD/bulb | us | us | 3.0025
residential lighting | T-8 Linear Fluorescent | 2038 | CAPITAL | NEW | N/A | USD/bulb | us | us | 2.998
residential lighting | T-8 Linear Fluorescent | 2038 | CAPITAL | REPLACEMENT | N/A | USD/bulb | us | us | 2.998
residential lighting | T-8 Linear Fluorescent | 2039 | CAPITAL | NEW | N/A | USD/bulb | us | us | 2.9934
residential lighting | T-8 Linear Fluorescent | 2039 | CAPITAL | REPLACEMENT | N/A | USD/bulb | us | us | 2.9934
residential lighting | T-8 Linear Fluorescent | 2040 | CAPITAL | NEW | N/A | USD/bulb | us | us | 2.9888
residential lighting | T-8 Linear Fluorescent | 2040 | CAPITAL | REPLACEMENT | N/A | USD/bulb | us | us | 2.9888
residential lighting | T-8 Linear Fluorescent | 2041 | CAPITAL | NEW | N/A | USD/bulb | us | us | 2.9888
residential lighting | T-8 Linear Fluorescent | 2041 | CAPITAL | REPLACEMENT | N/A | USD/bulb | us | us | 2.9888
residential lighting | T-8 Linear Fluorescent | 2042 | CAPITAL | NEW | N/A | USD/bulb | us | us | 2.9888
residential lighting | T-8 Linear Fluorescent | 2042 | CAPITAL | REPLACEMENT | N/A | USD/bulb | us | us | 2.9888
residential lighting | T-8 Linear Fluorescent | 2043 | CAPITAL | NEW | N/A | USD/bulb | us | us | 2.9888
residential lighting | T-8 Linear Fluorescent | 2043 | CAPITAL | REPLACEMENT | N/A | USD/bulb | us | us | 2.9888
residential lighting | T-8 Linear Fluorescent | 2044 | CAPITAL | NEW | N/A | USD/bulb | us | us | 2.9888
residential lighting | T-8 Linear Fluorescent | 2044 | CAPITAL | REPLACEMENT | N/A | USD/bulb | us | us | 2.9888
residential lighting | T-8 Linear Fluorescent | 2045 | CAPITAL | NEW | N/A | USD/bulb | us | us | 2.9888
residential lighting | T-8 Linear Fluorescent | 2045 | CAPITAL | REPLACEMENT | N/A | USD/bulb | us | us | 2.9888
residential lighting | T-8 Linear Fluorescent | 2046 | CAPITAL | NEW | N/A | USD/bulb | us | us | 2.9888
residential lighting | T-8 Linear Fluorescent | 2046 | CAPITAL | REPLACEMENT | N/A | USD/bulb | us | us | 2.9888
residential lighting | T-8 Linear Fluorescent | 2047 | CAPITAL | NEW | N/A | USD/bulb | us | us | 2.9888
residential lighting | T-8 Linear Fluorescent | 2047 | CAPITAL | REPLACEMENT | N/A | USD/bulb | us | us | 2.9888
residential lighting | T-8 Linear Fluorescent | 2048 | CAPITAL | NEW | N/A | USD/bulb | us | us | 2.9888
residential lighting | T-8 Linear Fluorescent | 2048 | CAPITAL | REPLACEMENT | N/A | USD/bulb | us | us | 2.9888
residential lighting | T-8 Linear Fluorescent | 2049 | CAPITAL | NEW | N/A | USD/bulb | us | us | 2.9888
residential lighting | T-8 Linear Fluorescent | 2049 | CAPITAL | REPLACEMENT | N/A | USD/bulb | us | us | 2.9888
residential lighting | T-8 Linear Fluorescent | 2050 | CAPITAL | NEW | N/A | USD/bulb | us | us | 2.9888
residential lighting | T-8 Linear Fluorescent | 2050 | CAPITAL | REPLACEMENT | N/A | USD/bulb | us | us | 2.9888
residential refrigeration | High Efficiency Bottom Mount Refrigerator | 2020 | CAPITAL | NEW | N/A | USD/cubic_feet | us | us | 50.0213
residential refrigeration | High Efficiency Bottom Mount Refrigerator | 2020 | CAPITAL | REPLACEMENT | N/A | USD/cubic_feet | us | us | 50.0213
residential refrigeration | High Efficiency Bottom Mount Refrigerator | 2020 | FIXED_OM | NEW | N/A | USD/cubic_feet | us | us | 1.1229
residential refrigeration | High Efficiency Bottom Mount Refrigerator | 2020 | FIXED_OM | REPLACEMENT | N/A | USD/cubic_feet | us | us | 1.1229
residential refrigeration | High Efficiency Bottom Mount Refrigerator | 2021 | CAPITAL | NEW | N/A | USD/cubic_feet | us | us | 50.0213
residential refrigeration | High Efficiency Bottom Mount Refrigerator | 2021 | CAPITAL | REPLACEMENT | N/A | USD/cubic_feet | us | us | 50.0213
residential refrigeration | High Efficiency Bottom Mount Refrigerator | 2021 | FIXED_OM | NEW | N/A | USD/cubic_feet | us | us | 1.1229
residential refrigeration | High Efficiency Bottom Mount Refrigerator | 2021 | FIXED_OM | REPLACEMENT | N/A | USD/cubic_feet | us | us | 1.1229
residential refrigeration | High Efficiency Bottom Mount Refrigerator | 2022 | CAPITAL | NEW | N/A | USD/cubic_feet | us | us | 50.0213
residential refrigeration | High Efficiency Bottom Mount Refrigerator | 2022 | CAPITAL | REPLACEMENT | N/A | USD/cubic_feet | us | us | 50.0213
residential refrigeration | High Efficiency Bottom Mount Refrigerator | 2022 | FIXED_OM | NEW | N/A | USD/cubic_feet | us | us | 1.1229
residential refrigeration | High Efficiency Bottom Mount Refrigerator | 2022 | FIXED_OM | REPLACEMENT | N/A | USD/cubic_feet | us | us | 1.1229
residential refrigeration | High Efficiency Bottom Mount Refrigerator | 2023 | CAPITAL | NEW | N/A | USD/cubic_feet | us | us | 50.0213
residential refrigeration | High Efficiency Bottom Mount Refrigerator | 2023 | CAPITAL | REPLACEMENT | N/A | USD/cubic_feet | us | us | 50.0213
residential refrigeration | High Efficiency Bottom Mount Refrigerator | 2023 | FIXED_OM | NEW | N/A | USD/cubic_feet | us | us | 1.1229
residential refrigeration | High Efficiency Bottom Mount Refrigerator | 2023 | FIXED_OM | REPLACEMENT | N/A | USD/cubic_feet | us | us | 1.1229
residential refrigeration | High Efficiency Bottom Mount Refrigerator | 2024 | CAPITAL | NEW | N/A | USD/cubic_feet | us | us | 50.0213
residential refrigeration | High Efficiency Bottom Mount Refrigerator | 2024 | CAPITAL | REPLACEMENT | N/A | USD/cubic_feet | us | us | 50.0213
residential refrigeration | High Efficiency Bottom Mount Refrigerator | 2024 | FIXED_OM | NEW | N/A | USD/cubic_feet | us | us | 1.1229
residential refrigeration | High Efficiency Bottom Mount Refrigerator | 2024 | FIXED_OM | REPLACEMENT | N/A | USD/cubic_feet | us | us | 1.1229
residential refrigeration | High Efficiency Bottom Mount Refrigerator | 2025 | CAPITAL | NEW | N/A | USD/cubic_feet | us | us | 50.0213
residential refrigeration | High Efficiency Bottom Mount Refrigerator | 2025 | CAPITAL | REPLACEMENT | N/A | USD/cubic_feet | us | us | 50.0213
residential refrigeration | High Efficiency Bottom Mount Refrigerator | 2025 | FIXED_OM | NEW | N/A | USD/cubic_feet | us | us | 1.1229
residential refrigeration | High Efficiency Bottom Mount Refrigerator | 2025 | FIXED_OM | REPLACEMENT | N/A | USD/cubic_feet | us | us | 1.1229
residential refrigeration | High Efficiency Bottom Mount Refrigerator | 2026 | CAPITAL | NEW | N/A | USD/cubic_feet | us | us | 50.0213
residential refrigeration | High Efficiency Bottom Mount Refrigerator | 2026 | CAPITAL | REPLACEMENT | N/A | USD/cubic_feet | us | us | 50.0213
residential refrigeration | High Efficiency Bottom Mount Refrigerator | 2026 | FIXED_OM | NEW | N/A | USD/cubic_feet | us | us | 1.1229
residential refrigeration | High Efficiency Bottom Mount Refrigerator | 2026 | FIXED_OM | REPLACEMENT | N/A | USD/cubic_feet | us | us | 1.1229
residential refrigeration | High Efficiency Bottom Mount Refrigerator | 2027 | CAPITAL | NEW | N/A | USD/cubic_feet | us | us | 50.0213
residential refrigeration | High Efficiency Bottom Mount Refrigerator | 2027 | CAPITAL | REPLACEMENT | N/A | USD/cubic_feet | us | us | 50.0213
residential refrigeration | High Efficiency Bottom Mount Refrigerator | 2027 | FIXED_OM | NEW | N/A | USD/cubic_feet | us | us | 1.1229
residential refrigeration | High Efficiency Bottom Mount Refrigerator | 2027 | FIXED_OM | REPLACEMENT | N/A | USD/cubic_feet | us | us | 1.1229
residential refrigeration | High Efficiency Bottom Mount Refrigerator | 2028 | CAPITAL | NEW | N/A | USD/cubic_feet | us | us | 50.0213
residential refrigeration | High Efficiency Bottom Mount Refrigerator | 2028 | CAPITAL | REPLACEMENT | N/A | USD/cubic_feet | us | us | 50.0213
residential refrigeration | High Efficiency Bottom Mount Refrigerator | 2028 | FIXED_OM | NEW | N/A | USD/cubic_feet | us | us | 1.1229
residential refrigeration | High Efficiency Bottom Mount Refrigerator | 2028 | FIXED_OM | REPLACEMENT | N/A | USD/cubic_feet | us | us | 1.1229
residential refrigeration | High Efficiency Bottom Mount Refrigerator | 2029 | CAPITAL | NEW | N/A | USD/cubic_feet | us | us | 50.0213
residential refrigeration | High Efficiency Bottom Mount Refrigerator | 2029 | CAPITAL | REPLACEMENT | N/A | USD/cubic_feet | us | us | 50.0213
residential refrigeration | High Efficiency Bottom Mount Refrigerator | 2029 | FIXED_OM | NEW | N/A | USD/cubic_feet | us | us | 1.1229
residential refrigeration | High Efficiency Bottom Mount Refrigerator | 2029 | FIXED_OM | REPLACEMENT | N/A | USD/cubic_feet | us | us | 1.1229
residential refrigeration | High Efficiency Bottom Mount Refrigerator | 2030 | CAPITAL | NEW | N/A | USD/cubic_feet | us | us | 50.0213
residential refrigeration | High Efficiency Bottom Mount Refrigerator | 2030 | CAPITAL | REPLACEMENT | N/A | USD/cubic_feet | us | us | 50.0213
residential refrigeration | High Efficiency Bottom Mount Refrigerator | 2030 | FIXED_OM | NEW | N/A | USD/cubic_feet | us | us | 1.1229
residential refrigeration | High Efficiency Bottom Mount Refrigerator | 2030 | FIXED_OM | REPLACEMENT | N/A | USD/cubic_feet | us | us | 1.1229
residential refrigeration | High Efficiency Bottom Mount Refrigerator | 2031 | CAPITAL | NEW | N/A | USD/cubic_feet | us | us | 50.0213
residential refrigeration | High Efficiency Bottom Mount Refrigerator | 2031 | CAPITAL | REPLACEMENT | N/A | USD/cubic_feet | us | us | 50.0213
residential refrigeration | High Efficiency Bottom Mount Refrigerator | 2031 | FIXED_OM | NEW | N/A | USD/cubic_feet | us | us | 1.1229
residential refrigeration | High Efficiency Bottom Mount Refrigerator | 2031 | FIXED_OM | REPLACEMENT | N/A | USD/cubic_feet | us | us | 1.1229
residential refrigeration | High Efficiency Bottom Mount Refrigerator | 2032 | CAPITAL | NEW | N/A | USD/cubic_feet | us | us | 50.0213
residential refrigeration | High Efficiency Bottom Mount Refrigerator | 2032 | CAPITAL | REPLACEMENT | N/A | USD/cubic_feet | us | us | 50.0213
residential refrigeration | High Efficiency Bottom Mount Refrigerator | 2032 | FIXED_OM | NEW | N/A | USD/cubic_feet | us | us | 1.1229
residential refrigeration | High Efficiency Bottom Mount Refrigerator | 2032 | FIXED_OM | REPLACEMENT | N/A | USD/cubic_feet | us | us | 1.1229
residential refrigeration | High Efficiency Bottom Mount Refrigerator | 2033 | CAPITAL | NEW | N/A | USD/cubic_feet | us | us | 50.0213
residential refrigeration | High Efficiency Bottom Mount Refrigerator | 2033 | CAPITAL | REPLACEMENT | N/A | USD/cubic_feet | us | us | 50.0213
residential refrigeration | High Efficiency Bottom Mount Refrigerator | 2033 | FIXED_OM | NEW | N/A | USD/cubic_feet | us | us | 1.1229
residential refrigeration | High Efficiency Bottom Mount Refrigerator | 2033 | FIXED_OM | REPLACEMENT | N/A | USD/cubic_feet | us | us | 1.1229
residential refrigeration | High Efficiency Bottom Mount Refrigerator | 2034 | CAPITAL | NEW | N/A | USD/cubic_feet | us | us | 50.0213
residential refrigeration | High Efficiency Bottom Mount Refrigerator | 2034 | CAPITAL | REPLACEMENT | N/A | USD/cubic_feet | us | us | 50.0213
residential refrigeration | High Efficiency Bottom Mount Refrigerator | 2034 | FIXED_OM | NEW | N/A | USD/cubic_feet | us | us | 1.1229
residential refrigeration | High Efficiency Bottom Mount Refrigerator | 2034 | FIXED_OM | REPLACEMENT | N/A | USD/cubic_feet | us | us | 1.1229
residential refrigeration | High Efficiency Bottom Mount Refrigerator | 2035 | CAPITAL | NEW | N/A | USD/cubic_feet | us | us | 50.0213
residential refrigeration | High Efficiency Bottom Mount Refrigerator | 2035 | CAPITAL | REPLACEMENT | N/A | USD/cubic_feet | us | us | 50.0213
residential refrigeration | High Efficiency Bottom Mount Refrigerator | 2035 | FIXED_OM | NEW | N/A | USD/cubic_feet | us | us | 1.1229
residential refrigeration | High Efficiency Bottom Mount Refrigerator | 2035 | FIXED_OM | REPLACEMENT | N/A | USD/cubic_feet | us | us | 1.1229
residential refrigeration | High Efficiency Bottom Mount Refrigerator | 2036 | CAPITAL | NEW | N/A | USD/cubic_feet | us | us | 50.0213
residential refrigeration | High Efficiency Bottom Mount Refrigerator | 2036 | CAPITAL | REPLACEMENT | N/A | USD/cubic_feet | us | us | 50.0213
residential refrigeration | High Efficiency Bottom Mount Refrigerator | 2036 | FIXED_OM | NEW | N/A | USD/cubic_feet | us | us | 1.1229
residential refrigeration | High Efficiency Bottom Mount Refrigerator | 2036 | FIXED_OM | REPLACEMENT | N/A | USD/cubic_feet | us | us | 1.1229
residential refrigeration | High Efficiency Bottom Mount Refrigerator | 2037 | CAPITAL | NEW | N/A | USD/cubic_feet | us | us | 50.0213
residential refrigeration | High Efficiency Bottom Mount Refrigerator | 2037 | CAPITAL | REPLACEMENT | N/A | USD/cubic_feet | us | us | 50.0213
residential refrigeration | High Efficiency Bottom Mount Refrigerator | 2037 | FIXED_OM | NEW | N/A | USD/cubic_feet | us | us | 1.1229
residential refrigeration | High Efficiency Bottom Mount Refrigerator | 2037 | FIXED_OM | REPLACEMENT | N/A | USD/cubic_feet | us | us | 1.1229
residential refrigeration | High Efficiency Bottom Mount Refrigerator | 2038 | CAPITAL | NEW | N/A | USD/cubic_feet | us | us | 50.0213
residential refrigeration | High Efficiency Bottom Mount Refrigerator | 2038 | CAPITAL | REPLACEMENT | N/A | USD/cubic_feet | us | us | 50.0213
residential refrigeration | High Efficiency Bottom Mount Refrigerator | 2038 | FIXED_OM | NEW | N/A | USD/cubic_feet | us | us | 1.1229
residential refrigeration | High Efficiency Bottom Mount Refrigerator | 2038 | FIXED_OM | REPLACEMENT | N/A | USD/cubic_feet | us | us | 1.1229
residential refrigeration | High Efficiency Bottom Mount Refrigerator | 2039 | CAPITAL | NEW | N/A | USD/cubic_feet | us | us | 50.0213
residential refrigeration | High Efficiency Bottom Mount Refrigerator | 2039 | CAPITAL | REPLACEMENT | N/A | USD/cubic_feet | us | us | 50.0213
residential refrigeration | High Efficiency Bottom Mount Refrigerator | 2039 | FIXED_OM | NEW | N/A | USD/cubic_feet | us | us | 1.1229
residential refrigeration | High Efficiency Bottom Mount Refrigerator | 2039 | FIXED_OM | REPLACEMENT | N/A | USD/cubic_feet | us | us | 1.1229
residential refrigeration | High Efficiency Bottom Mount Refrigerator | 2040 | CAPITAL | NEW | N/A | USD/cubic_feet | us | us | 50.0213
residential refrigeration | High Efficiency Bottom Mount Refrigerator | 2040 | CAPITAL | REPLACEMENT | N/A | USD/cubic_feet | us | us | 50.0213
residential refrigeration | High Efficiency Bottom Mount Refrigerator | 2040 | FIXED_OM | NEW | N/A | USD/cubic_feet | us | us | 1.1229
residential refrigeration | High Efficiency Bottom Mount Refrigerator | 2040 | FIXED_OM | REPLACEMENT | N/A | USD/cubic_feet | us | us | 1.1229
residential refrigeration | High Efficiency Bottom Mount Refrigerator | 2041 | CAPITAL | NEW | N/A | USD/cubic_feet | us | us | 50.0213
residential refrigeration | High Efficiency Bottom Mount Refrigerator | 2041 | CAPITAL | REPLACEMENT | N/A | USD/cubic_feet | us | us | 50.0213
residential refrigeration | High Efficiency Bottom Mount Refrigerator | 2041 | FIXED_OM | NEW | N/A | USD/cubic_feet | us | us | 1.1229
residential refrigeration | High Efficiency Bottom Mount Refrigerator | 2041 | FIXED_OM | REPLACEMENT | N/A | USD/cubic_feet | us | us | 1.1229
residential refrigeration | High Efficiency Bottom Mount Refrigerator | 2042 | CAPITAL | NEW | N/A | USD/cubic_feet | us | us | 50.0213
residential refrigeration | High Efficiency Bottom Mount Refrigerator | 2042 | CAPITAL | REPLACEMENT | N/A | USD/cubic_feet | us | us | 50.0213
residential refrigeration | High Efficiency Bottom Mount Refrigerator | 2042 | FIXED_OM | NEW | N/A | USD/cubic_feet | us | us | 1.1229
residential refrigeration | High Efficiency Bottom Mount Refrigerator | 2042 | FIXED_OM | REPLACEMENT | N/A | USD/cubic_feet | us | us | 1.1229
residential refrigeration | High Efficiency Bottom Mount Refrigerator | 2043 | CAPITAL | NEW | N/A | USD/cubic_feet | us | us | 50.0213
residential refrigeration | High Efficiency Bottom Mount Refrigerator | 2043 | CAPITAL | REPLACEMENT | N/A | USD/cubic_feet | us | us | 50.0213
residential refrigeration | High Efficiency Bottom Mount Refrigerator | 2043 | FIXED_OM | NEW | N/A | USD/cubic_feet | us | us | 1.1229
residential refrigeration | High Efficiency Bottom Mount Refrigerator | 2043 | FIXED_OM | REPLACEMENT | N/A | USD/cubic_feet | us | us | 1.1229
residential refrigeration | High Efficiency Bottom Mount Refrigerator | 2044 | CAPITAL | NEW | N/A | USD/cubic_feet | us | us | 50.0213
residential refrigeration | High Efficiency Bottom Mount Refrigerator | 2044 | CAPITAL | REPLACEMENT | N/A | USD/cubic_feet | us | us | 50.0213
residential refrigeration | High Efficiency Bottom Mount Refrigerator | 2044 | FIXED_OM | NEW | N/A | USD/cubic_feet | us | us | 1.1229
residential refrigeration | High Efficiency Bottom Mount Refrigerator | 2044 | FIXED_OM | REPLACEMENT | N/A | USD/cubic_feet | us | us | 1.1229
residential refrigeration | High Efficiency Bottom Mount Refrigerator | 2045 | CAPITAL | NEW | N/A | USD/cubic_feet | us | us | 50.0213
residential refrigeration | High Efficiency Bottom Mount Refrigerator | 2045 | CAPITAL | REPLACEMENT | N/A | USD/cubic_feet | us | us | 50.0213
residential refrigeration | High Efficiency Bottom Mount Refrigerator | 2045 | FIXED_OM | NEW | N/A | USD/cubic_feet | us | us | 1.1229
residential refrigeration | High Efficiency Bottom Mount Refrigerator | 2045 | FIXED_OM | REPLACEMENT | N/A | USD/cubic_feet | us | us | 1.1229
residential refrigeration | High Efficiency Bottom Mount Refrigerator | 2046 | CAPITAL | NEW | N/A | USD/cubic_feet | us | us | 50.0213
residential refrigeration | High Efficiency Bottom Mount Refrigerator | 2046 | CAPITAL | REPLACEMENT | N/A | USD/cubic_feet | us | us | 50.0213
residential refrigeration | High Efficiency Bottom Mount Refrigerator | 2046 | FIXED_OM | NEW | N/A | USD/cubic_feet | us | us | 1.1229
residential refrigeration | High Efficiency Bottom Mount Refrigerator | 2046 | FIXED_OM | REPLACEMENT | N/A | USD/cubic_feet | us | us | 1.1229
residential refrigeration | High Efficiency Bottom Mount Refrigerator | 2047 | CAPITAL | NEW | N/A | USD/cubic_feet | us | us | 50.0213
residential refrigeration | High Efficiency Bottom Mount Refrigerator | 2047 | CAPITAL | REPLACEMENT | N/A | USD/cubic_feet | us | us | 50.0213
residential refrigeration | High Efficiency Bottom Mount Refrigerator | 2047 | FIXED_OM | NEW | N/A | USD/cubic_feet | us | us | 1.1229
residential refrigeration | High Efficiency Bottom Mount Refrigerator | 2047 | FIXED_OM | REPLACEMENT | N/A | USD/cubic_feet | us | us | 1.1229
residential refrigeration | High Efficiency Bottom Mount Refrigerator | 2048 | CAPITAL | NEW | N/A | USD/cubic_feet | us | us | 50.0213
residential refrigeration | High Efficiency Bottom Mount Refrigerator | 2048 | CAPITAL | REPLACEMENT | N/A | USD/cubic_feet | us | us | 50.0213
residential refrigeration | High Efficiency Bottom Mount Refrigerator | 2048 | FIXED_OM | NEW | N/A | USD/cubic_feet | us | us | 1.1229
residential refrigeration | High Efficiency Bottom Mount Refrigerator | 2048 | FIXED_OM | REPLACEMENT | N/A | USD/cubic_feet | us | us | 1.1229
residential refrigeration | High Efficiency Bottom Mount Refrigerator | 2049 | CAPITAL | NEW | N/A | USD/cubic_feet | us | us | 50.0213
residential refrigeration | High Efficiency Bottom Mount Refrigerator | 2049 | CAPITAL | REPLACEMENT | N/A | USD/cubic_feet | us | us | 50.0213
residential refrigeration | High Efficiency Bottom Mount Refrigerator | 2049 | FIXED_OM | NEW | N/A | USD/cubic_feet | us | us | 1.1229
residential refrigeration | High Efficiency Bottom Mount Refrigerator | 2049 | FIXED_OM | REPLACEMENT | N/A | USD/cubic_feet | us | us | 1.1229
residential refrigeration | High Efficiency Bottom Mount Refrigerator | 2050 | CAPITAL | NEW | N/A | USD/cubic_feet | us | us | 50.0213
residential refrigeration | High Efficiency Bottom Mount Refrigerator | 2050 | CAPITAL | REPLACEMENT | N/A | USD/cubic_feet | us | us | 50.0213
residential refrigeration | High Efficiency Bottom Mount Refrigerator | 2050 | FIXED_OM | NEW | N/A | USD/cubic_feet | us | us | 1.1229
residential refrigeration | High Efficiency Bottom Mount Refrigerator | 2050 | FIXED_OM | REPLACEMENT | N/A | USD/cubic_feet | us | us | 1.1229
residential refrigeration | High Efficiency Side Mount Refrigerator | 2020 | CAPITAL | NEW | N/A | USD/cubic_feet | us | us | 56.8923
residential refrigeration | High Efficiency Side Mount Refrigerator | 2020 | CAPITAL | REPLACEMENT | N/A | USD/cubic_feet | us | us | 56.8923
residential refrigeration | High Efficiency Side Mount Refrigerator | 2020 | FIXED_OM | NEW | N/A | USD/cubic_feet | us | us | 0.98943
residential refrigeration | High Efficiency Side Mount Refrigerator | 2020 | FIXED_OM | REPLACEMENT | N/A | USD/cubic_feet | us | us | 0.98943
residential refrigeration | High Efficiency Side Mount Refrigerator | 2021 | CAPITAL | NEW | N/A | USD/cubic_feet | us | us | 56.8923
residential refrigeration | High Efficiency Side Mount Refrigerator | 2021 | CAPITAL | REPLACEMENT | N/A | USD/cubic_feet | us | us | 56.8923
residential refrigeration | High Efficiency Side Mount Refrigerator | 2021 | FIXED_OM | NEW | N/A | USD/cubic_feet | us | us | 0.98943
residential refrigeration | High Efficiency Side Mount Refrigerator | 2021 | FIXED_OM | REPLACEMENT | N/A | USD/cubic_feet | us | us | 0.98943
residential refrigeration | High Efficiency Side Mount Refrigerator | 2022 | CAPITAL | NEW | N/A | USD/cubic_feet | us | us | 56.8923
residential refrigeration | High Efficiency Side Mount Refrigerator | 2022 | CAPITAL | REPLACEMENT | N/A | USD/cubic_feet | us | us | 56.8923
residential refrigeration | High Efficiency Side Mount Refrigerator | 2022 | FIXED_OM | NEW | N/A | USD/cubic_feet | us | us | 0.98943
residential refrigeration | High Efficiency Side Mount Refrigerator | 2022 | FIXED_OM | REPLACEMENT | N/A | USD/cubic_feet | us | us | 0.98943
residential refrigeration | High Efficiency Side Mount Refrigerator | 2023 | CAPITAL | NEW | N/A | USD/cubic_feet | us | us | 56.8923
residential refrigeration | High Efficiency Side Mount Refrigerator | 2023 | CAPITAL | REPLACEMENT | N/A | USD/cubic_feet | us | us | 56.8923
residential refrigeration | High Efficiency Side Mount Refrigerator | 2023 | FIXED_OM | NEW | N/A | USD/cubic_feet | us | us | 0.98943
residential refrigeration | High Efficiency Side Mount Refrigerator | 2023 | FIXED_OM | REPLACEMENT | N/A | USD/cubic_feet | us | us | 0.98943
residential refrigeration | High Efficiency Side Mount Refrigerator | 2024 | CAPITAL | NEW | N/A | USD/cubic_feet | us | us | 56.8923
residential refrigeration | High Efficiency Side Mount Refrigerator | 2024 | CAPITAL | REPLACEMENT | N/A | USD/cubic_feet | us | us | 56.8923
residential refrigeration | High Efficiency Side Mount Refrigerator | 2024 | FIXED_OM | NEW | N/A | USD/cubic_feet | us | us | 0.98943
residential refrigeration | High Efficiency Side Mount Refrigerator | 2024 | FIXED_OM | REPLACEMENT | N/A | USD/cubic_feet | us | us | 0.98943
residential refrigeration | High Efficiency Side Mount Refrigerator | 2025 | CAPITAL | NEW | N/A | USD/cubic_feet | us | us | 56.8923
residential refrigeration | High Efficiency Side Mount Refrigerator | 2025 | CAPITAL | REPLACEMENT | N/A | USD/cubic_feet | us | us | 56.8923
residential refrigeration | High Efficiency Side Mount Refrigerator | 2025 | FIXED_OM | NEW | N/A | USD/cubic_feet | us | us | 0.98943
residential refrigeration | High Efficiency Side Mount Refrigerator | 2025 | FIXED_OM | REPLACEMENT | N/A | USD/cubic_feet | us | us | 0.98943
residential refrigeration | High Efficiency Side Mount Refrigerator | 2026 | CAPITAL | NEW | N/A | USD/cubic_feet | us | us | 56.8923
residential refrigeration | High Efficiency Side Mount Refrigerator | 2026 | CAPITAL | REPLACEMENT | N/A | USD/cubic_feet | us | us | 56.8923
residential refrigeration | High Efficiency Side Mount Refrigerator | 2026 | FIXED_OM | NEW | N/A | USD/cubic_feet | us | us | 0.98943
residential refrigeration | High Efficiency Side Mount Refrigerator | 2026 | FIXED_OM | REPLACEMENT | N/A | USD/cubic_feet | us | us | 0.98943
residential refrigeration | High Efficiency Side Mount Refrigerator | 2027 | CAPITAL | NEW | N/A | USD/cubic_feet | us | us | 56.8923
residential refrigeration | High Efficiency Side Mount Refrigerator | 2027 | CAPITAL | REPLACEMENT | N/A | USD/cubic_feet | us | us | 56.8923
residential refrigeration | High Efficiency Side Mount Refrigerator | 2027 | FIXED_OM | NEW | N/A | USD/cubic_feet | us | us | 0.98943
residential refrigeration | High Efficiency Side Mount Refrigerator | 2027 | FIXED_OM | REPLACEMENT | N/A | USD/cubic_feet | us | us | 0.98943
residential refrigeration | High Efficiency Side Mount Refrigerator | 2028 | CAPITAL | NEW | N/A | USD/cubic_feet | us | us | 56.8923
residential refrigeration | High Efficiency Side Mount Refrigerator | 2028 | CAPITAL | REPLACEMENT | N/A | USD/cubic_feet | us | us | 56.8923
residential refrigeration | High Efficiency Side Mount Refrigerator | 2028 | FIXED_OM | NEW | N/A | USD/cubic_feet | us | us | 0.98943
residential refrigeration | High Efficiency Side Mount Refrigerator | 2028 | FIXED_OM | REPLACEMENT | N/A | USD/cubic_feet | us | us | 0.98943
residential refrigeration | High Efficiency Side Mount Refrigerator | 2029 | CAPITAL | NEW | N/A | USD/cubic_feet | us | us | 56.8923
residential refrigeration | High Efficiency Side Mount Refrigerator | 2029 | CAPITAL | REPLACEMENT | N/A | USD/cubic_feet | us | us | 56.8923
residential refrigeration | High Efficiency Side Mount Refrigerator | 2029 | FIXED_OM | NEW | N/A | USD/cubic_feet | us | us | 0.98943
residential refrigeration | High Efficiency Side Mount Refrigerator | 2029 | FIXED_OM | REPLACEMENT | N/A | USD/cubic_feet | us | us | 0.98943
residential refrigeration | High Efficiency Side Mount Refrigerator | 2030 | CAPITAL | NEW | N/A | USD/cubic_feet | us | us | 56.8923
residential refrigeration | High Efficiency Side Mount Refrigerator | 2030 | CAPITAL | REPLACEMENT | N/A | USD/cubic_feet | us | us | 56.8923
residential refrigeration | High Efficiency Side Mount Refrigerator | 2030 | FIXED_OM | NEW | N/A | USD/cubic_feet | us | us | 0.98943
residential refrigeration | High Efficiency Side Mount Refrigerator | 2030 | FIXED_OM | REPLACEMENT | N/A | USD/cubic_feet | us | us | 0.98943
residential refrigeration | High Efficiency Side Mount Refrigerator | 2031 | CAPITAL | NEW | N/A | USD/cubic_feet | us | us | 56.8923
residential refrigeration | High Efficiency Side Mount Refrigerator | 2031 | CAPITAL | REPLACEMENT | N/A | USD/cubic_feet | us | us | 56.8923
residential refrigeration | High Efficiency Side Mount Refrigerator | 2031 | FIXED_OM | NEW | N/A | USD/cubic_feet | us | us | 0.98943
residential refrigeration | High Efficiency Side Mount Refrigerator | 2031 | FIXED_OM | REPLACEMENT | N/A | USD/cubic_feet | us | us | 0.98943
residential refrigeration | High Efficiency Side Mount Refrigerator | 2032 | CAPITAL | NEW | N/A | USD/cubic_feet | us | us | 56.8923
residential refrigeration | High Efficiency Side Mount Refrigerator | 2032 | CAPITAL | REPLACEMENT | N/A | USD/cubic_feet | us | us | 56.8923
residential refrigeration | High Efficiency Side Mount Refrigerator | 2032 | FIXED_OM | NEW | N/A | USD/cubic_feet | us | us | 0.98943
residential refrigeration | High Efficiency Side Mount Refrigerator | 2032 | FIXED_OM | REPLACEMENT | N/A | USD/cubic_feet | us | us | 0.98943
residential refrigeration | High Efficiency Side Mount Refrigerator | 2033 | CAPITAL | NEW | N/A | USD/cubic_feet | us | us | 56.8923
residential refrigeration | High Efficiency Side Mount Refrigerator | 2033 | CAPITAL | REPLACEMENT | N/A | USD/cubic_feet | us | us | 56.8923
residential refrigeration | High Efficiency Side Mount Refrigerator | 2033 | FIXED_OM | NEW | N/A | USD/cubic_feet | us | us | 0.98943
residential refrigeration | High Efficiency Side Mount Refrigerator | 2033 | FIXED_OM | REPLACEMENT | N/A | USD/cubic_feet | us | us | 0.98943
residential refrigeration | High Efficiency Side Mount Refrigerator | 2034 | CAPITAL | NEW | N/A | USD/cubic_feet | us | us | 56.8923
residential refrigeration | High Efficiency Side Mount Refrigerator | 2034 | CAPITAL | REPLACEMENT | N/A | USD/cubic_feet | us | us | 56.8923
residential refrigeration | High Efficiency Side Mount Refrigerator | 2034 | FIXED_OM | NEW | N/A | USD/cubic_feet | us | us | 0.98943
residential refrigeration | High Efficiency Side Mount Refrigerator | 2034 | FIXED_OM | REPLACEMENT | N/A | USD/cubic_feet | us | us | 0.98943
residential refrigeration | High Efficiency Side Mount Refrigerator | 2035 | CAPITAL | NEW | N/A | USD/cubic_feet | us | us | 56.8923
residential refrigeration | High Efficiency Side Mount Refrigerator | 2035 | CAPITAL | REPLACEMENT | N/A | USD/cubic_feet | us | us | 56.8923
residential refrigeration | High Efficiency Side Mount Refrigerator | 2035 | FIXED_OM | NEW | N/A | USD/cubic_feet | us | us | 0.98943
residential refrigeration | High Efficiency Side Mount Refrigerator | 2035 | FIXED_OM | REPLACEMENT | N/A | USD/cubic_feet | us | us | 0.98943
residential refrigeration | High Efficiency Side Mount Refrigerator | 2036 | CAPITAL | NEW | N/A | USD/cubic_feet | us | us | 56.8923
residential refrigeration | High Efficiency Side Mount Refrigerator | 2036 | CAPITAL | REPLACEMENT | N/A | USD/cubic_feet | us | us | 56.8923
residential refrigeration | High Efficiency Side Mount Refrigerator | 2036 | FIXED_OM | NEW | N/A | USD/cubic_feet | us | us | 0.98943
residential refrigeration | High Efficiency Side Mount Refrigerator | 2036 | FIXED_OM | REPLACEMENT | N/A | USD/cubic_feet | us | us | 0.98943
residential refrigeration | High Efficiency Side Mount Refrigerator | 2037 | CAPITAL | NEW | N/A | USD/cubic_feet | us | us | 56.8923
residential refrigeration | High Efficiency Side Mount Refrigerator | 2037 | CAPITAL | REPLACEMENT | N/A | USD/cubic_feet | us | us | 56.8923
residential refrigeration | High Efficiency Side Mount Refrigerator | 2037 | FIXED_OM | NEW | N/A | USD/cubic_feet | us | us | 0.98943
residential refrigeration | High Efficiency Side Mount Refrigerator | 2037 | FIXED_OM | REPLACEMENT | N/A | USD/cubic_feet | us | us | 0.98943
residential refrigeration | High Efficiency Side Mount Refrigerator | 2038 | CAPITAL | NEW | N/A | USD/cubic_feet | us | us | 56.8923
residential refrigeration | High Efficiency Side Mount Refrigerator | 2038 | CAPITAL | REPLACEMENT | N/A | USD/cubic_feet | us | us | 56.8923
residential refrigeration | High Efficiency Side Mount Refrigerator | 2038 | FIXED_OM | NEW | N/A | USD/cubic_feet | us | us | 0.98943
residential refrigeration | High Efficiency Side Mount Refrigerator | 2038 | FIXED_OM | REPLACEMENT | N/A | USD/cubic_feet | us | us | 0.98943
residential refrigeration | High Efficiency Side Mount Refrigerator | 2039 | CAPITAL | NEW | N/A | USD/cubic_feet | us | us | 56.8923
residential refrigeration | High Efficiency Side Mount Refrigerator | 2039 | CAPITAL | REPLACEMENT | N/A | USD/cubic_feet | us | us | 56.8923
residential refrigeration | High Efficiency Side Mount Refrigerator | 2039 | FIXED_OM | NEW | N/A | USD/cubic_feet | us | us | 0.98943
residential refrigeration | High Efficiency Side Mount Refrigerator | 2039 | FIXED_OM | REPLACEMENT | N/A | USD/cubic_feet | us | us | 0.98943
residential refrigeration | High Efficiency Side Mount Refrigerator | 2040 | CAPITAL | NEW | N/A | USD/cubic_feet | us | us | 56.8923
residential refrigeration | High Efficiency Side Mount Refrigerator | 2040 | CAPITAL | REPLACEMENT | N/A | USD/cubic_feet | us | us | 56.8923
residential refrigeration | High Efficiency Side Mount Refrigerator | 2040 | FIXED_OM | NEW | N/A | USD/cubic_feet | us | us | 0.98943
residential refrigeration | High Efficiency Side Mount Refrigerator | 2040 | FIXED_OM | REPLACEMENT | N/A | USD/cubic_feet | us | us | 0.98943
residential refrigeration | High Efficiency Side Mount Refrigerator | 2041 | CAPITAL | NEW | N/A | USD/cubic_feet | us | us | 56.8923
residential refrigeration | High Efficiency Side Mount Refrigerator | 2041 | CAPITAL | REPLACEMENT | N/A | USD/cubic_feet | us | us | 56.8923
residential refrigeration | High Efficiency Side Mount Refrigerator | 2041 | FIXED_OM | NEW | N/A | USD/cubic_feet | us | us | 0.98943
residential refrigeration | High Efficiency Side Mount Refrigerator | 2041 | FIXED_OM | REPLACEMENT | N/A | USD/cubic_feet | us | us | 0.98943
residential refrigeration | High Efficiency Side Mount Refrigerator | 2042 | CAPITAL | NEW | N/A | USD/cubic_feet | us | us | 56.8923
residential refrigeration | High Efficiency Side Mount Refrigerator | 2042 | CAPITAL | REPLACEMENT | N/A | USD/cubic_feet | us | us | 56.8923
residential refrigeration | High Efficiency Side Mount Refrigerator | 2042 | FIXED_OM | NEW | N/A | USD/cubic_feet | us | us | 0.98943
residential refrigeration | High Efficiency Side Mount Refrigerator | 2042 | FIXED_OM | REPLACEMENT | N/A | USD/cubic_feet | us | us | 0.98943
residential refrigeration | High Efficiency Side Mount Refrigerator | 2043 | CAPITAL | NEW | N/A | USD/cubic_feet | us | us | 56.8923
residential refrigeration | High Efficiency Side Mount Refrigerator | 2043 | CAPITAL | REPLACEMENT | N/A | USD/cubic_feet | us | us | 56.8923
residential refrigeration | High Efficiency Side Mount Refrigerator | 2043 | FIXED_OM | NEW | N/A | USD/cubic_feet | us | us | 0.98943
residential refrigeration | High Efficiency Side Mount Refrigerator | 2043 | FIXED_OM | REPLACEMENT | N/A | USD/cubic_feet | us | us | 0.98943
residential refrigeration | High Efficiency Side Mount Refrigerator | 2044 | CAPITAL | NEW | N/A | USD/cubic_feet | us | us | 56.8923
residential refrigeration | High Efficiency Side Mount Refrigerator | 2044 | CAPITAL | REPLACEMENT | N/A | USD/cubic_feet | us | us | 56.8923
residential refrigeration | High Efficiency Side Mount Refrigerator | 2044 | FIXED_OM | NEW | N/A | USD/cubic_feet | us | us | 0.98943
residential refrigeration | High Efficiency Side Mount Refrigerator | 2044 | FIXED_OM | REPLACEMENT | N/A | USD/cubic_feet | us | us | 0.98943
residential refrigeration | High Efficiency Side Mount Refrigerator | 2045 | CAPITAL | NEW | N/A | USD/cubic_feet | us | us | 56.8923
residential refrigeration | High Efficiency Side Mount Refrigerator | 2045 | CAPITAL | REPLACEMENT | N/A | USD/cubic_feet | us | us | 56.8923
residential refrigeration | High Efficiency Side Mount Refrigerator | 2045 | FIXED_OM | NEW | N/A | USD/cubic_feet | us | us | 0.98943
residential refrigeration | High Efficiency Side Mount Refrigerator | 2045 | FIXED_OM | REPLACEMENT | N/A | USD/cubic_feet | us | us | 0.98943
residential refrigeration | High Efficiency Side Mount Refrigerator | 2046 | CAPITAL | NEW | N/A | USD/cubic_feet | us | us | 56.8923
residential refrigeration | High Efficiency Side Mount Refrigerator | 2046 | CAPITAL | REPLACEMENT | N/A | USD/cubic_feet | us | us | 56.8923
residential refrigeration | High Efficiency Side Mount Refrigerator | 2046 | FIXED_OM | NEW | N/A | USD/cubic_feet | us | us | 0.98943
residential refrigeration | High Efficiency Side Mount Refrigerator | 2046 | FIXED_OM | REPLACEMENT | N/A | USD/cubic_feet | us | us | 0.98943
residential refrigeration | High Efficiency Side Mount Refrigerator | 2047 | CAPITAL | NEW | N/A | USD/cubic_feet | us | us | 56.8923
residential refrigeration | High Efficiency Side Mount Refrigerator | 2047 | CAPITAL | REPLACEMENT | N/A | USD/cubic_feet | us | us | 56.8923
residential refrigeration | High Efficiency Side Mount Refrigerator | 2047 | FIXED_OM | NEW | N/A | USD/cubic_feet | us | us | 0.98943
residential refrigeration | High Efficiency Side Mount Refrigerator | 2047 | FIXED_OM | REPLACEMENT | N/A | USD/cubic_feet | us | us | 0.98943
residential refrigeration | High Efficiency Side Mount Refrigerator | 2048 | CAPITAL | NEW | N/A | USD/cubic_feet | us | us | 56.8923
residential refrigeration | High Efficiency Side Mount Refrigerator | 2048 | CAPITAL | REPLACEMENT | N/A | USD/cubic_feet | us | us | 56.8923
residential refrigeration | High Efficiency Side Mount Refrigerator | 2048 | FIXED_OM | NEW | N/A | USD/cubic_feet | us | us | 0.98943
residential refrigeration | High Efficiency Side Mount Refrigerator | 2048 | FIXED_OM | REPLACEMENT | N/A | USD/cubic_feet | us | us | 0.98943
residential refrigeration | High Efficiency Side Mount Refrigerator | 2049 | CAPITAL | NEW | N/A | USD/cubic_feet | us | us | 56.8923
residential refrigeration | High Efficiency Side Mount Refrigerator | 2049 | CAPITAL | REPLACEMENT | N/A | USD/cubic_feet | us | us | 56.8923
residential refrigeration | High Efficiency Side Mount Refrigerator | 2049 | FIXED_OM | NEW | N/A | USD/cubic_feet | us | us | 0.98943
residential refrigeration | High Efficiency Side Mount Refrigerator | 2049 | FIXED_OM | REPLACEMENT | N/A | USD/cubic_feet | us | us | 0.98943
residential refrigeration | High Efficiency Side Mount Refrigerator | 2050 | CAPITAL | NEW | N/A | USD/cubic_feet | us | us | 56.8923
residential refrigeration | High Efficiency Side Mount Refrigerator | 2050 | CAPITAL | REPLACEMENT | N/A | USD/cubic_feet | us | us | 56.8923
residential refrigeration | High Efficiency Side Mount Refrigerator | 2050 | FIXED_OM | NEW | N/A | USD/cubic_feet | us | us | 0.98943
residential refrigeration | High Efficiency Side Mount Refrigerator | 2050 | FIXED_OM | REPLACEMENT | N/A | USD/cubic_feet | us | us | 0.98943
residential refrigeration | High Efficiency Top Mount Refrigerator | 2020 | CAPITAL | NEW | N/A | USD/cubic_feet | us | us | 49.6452
residential refrigeration | High Efficiency Top Mount Refrigerator | 2020 | CAPITAL | REPLACEMENT | N/A | USD/cubic_feet | us | us | 49.6452
residential refrigeration | High Efficiency Top Mount Refrigerator | 2020 | FIXED_OM | NEW | N/A | USD/cubic_feet | us | us | 0.50773
residential refrigeration | High Efficiency Top Mount Refrigerator | 2020 | FIXED_OM | REPLACEMENT | N/A | USD/cubic_feet | us | us | 0.50773
residential refrigeration | High Efficiency Top Mount Refrigerator | 2021 | CAPITAL | NEW | N/A | USD/cubic_feet | us | us | 49.6452
residential refrigeration | High Efficiency Top Mount Refrigerator | 2021 | CAPITAL | REPLACEMENT | N/A | USD/cubic_feet | us | us | 49.6452
residential refrigeration | High Efficiency Top Mount Refrigerator | 2021 | FIXED_OM | NEW | N/A | USD/cubic_feet | us | us | 0.50773
residential refrigeration | High Efficiency Top Mount Refrigerator | 2021 | FIXED_OM | REPLACEMENT | N/A | USD/cubic_feet | us | us | 0.50773
residential refrigeration | High Efficiency Top Mount Refrigerator | 2022 | CAPITAL | NEW | N/A | USD/cubic_feet | us | us | 49.6452
residential refrigeration | High Efficiency Top Mount Refrigerator | 2022 | CAPITAL | REPLACEMENT | N/A | USD/cubic_feet | us | us | 49.6452
residential refrigeration | High Efficiency Top Mount Refrigerator | 2022 | FIXED_OM | NEW | N/A | USD/cubic_feet | us | us | 0.50773
residential refrigeration | High Efficiency Top Mount Refrigerator | 2022 | FIXED_OM | REPLACEMENT | N/A | USD/cubic_feet | us | us | 0.50773
residential refrigeration | High Efficiency Top Mount Refrigerator | 2023 | CAPITAL | NEW | N/A | USD/cubic_feet | us | us | 49.6452
residential refrigeration | High Efficiency Top Mount Refrigerator | 2023 | CAPITAL | REPLACEMENT | N/A | USD/cubic_feet | us | us | 49.6452
residential refrigeration | High Efficiency Top Mount Refrigerator | 2023 | FIXED_OM | NEW | N/A | USD/cubic_feet | us | us | 0.50773
residential refrigeration | High Efficiency Top Mount Refrigerator | 2023 | FIXED_OM | REPLACEMENT | N/A | USD/cubic_feet | us | us | 0.50773
residential refrigeration | High Efficiency Top Mount Refrigerator | 2024 | CAPITAL | NEW | N/A | USD/cubic_feet | us | us | 49.6452
residential refrigeration | High Efficiency Top Mount Refrigerator | 2024 | CAPITAL | REPLACEMENT | N/A | USD/cubic_feet | us | us | 49.6452
residential refrigeration | High Efficiency Top Mount Refrigerator | 2024 | FIXED_OM | NEW | N/A | USD/cubic_feet | us | us | 0.50773
residential refrigeration | High Efficiency Top Mount Refrigerator | 2024 | FIXED_OM | REPLACEMENT | N/A | USD/cubic_feet | us | us | 0.50773
residential refrigeration | High Efficiency Top Mount Refrigerator | 2025 | CAPITAL | NEW | N/A | USD/cubic_feet | us | us | 49.6452
residential refrigeration | High Efficiency Top Mount Refrigerator | 2025 | CAPITAL | REPLACEMENT | N/A | USD/cubic_feet | us | us | 49.6452
residential refrigeration | High Efficiency Top Mount Refrigerator | 2025 | FIXED_OM | NEW | N/A | USD/cubic_feet | us | us | 0.50773
residential refrigeration | High Efficiency Top Mount Refrigerator | 2025 | FIXED_OM | REPLACEMENT | N/A | USD/cubic_feet | us | us | 0.50773
residential refrigeration | High Efficiency Top Mount Refrigerator | 2026 | CAPITAL | NEW | N/A | USD/cubic_feet | us | us | 49.6452
residential refrigeration | High Efficiency Top Mount Refrigerator | 2026 | CAPITAL | REPLACEMENT | N/A | USD/cubic_feet | us | us | 49.6452
residential refrigeration | High Efficiency Top Mount Refrigerator | 2026 | FIXED_OM | NEW | N/A | USD/cubic_feet | us | us | 0.50773
residential refrigeration | High Efficiency Top Mount Refrigerator | 2026 | FIXED_OM | REPLACEMENT | N/A | USD/cubic_feet | us | us | 0.50773
residential refrigeration | High Efficiency Top Mount Refrigerator | 2027 | CAPITAL | NEW | N/A | USD/cubic_feet | us | us | 49.6452
residential refrigeration | High Efficiency Top Mount Refrigerator | 2027 | CAPITAL | REPLACEMENT | N/A | USD/cubic_feet | us | us | 49.6452
residential refrigeration | High Efficiency Top Mount Refrigerator | 2027 | FIXED_OM | NEW | N/A | USD/cubic_feet | us | us | 0.50773
residential refrigeration | High Efficiency Top Mount Refrigerator | 2027 | FIXED_OM | REPLACEMENT | N/A | USD/cubic_feet | us | us | 0.50773
residential refrigeration | High Efficiency Top Mount Refrigerator | 2028 | CAPITAL | NEW | N/A | USD/cubic_feet | us | us | 49.6452
residential refrigeration | High Efficiency Top Mount Refrigerator | 2028 | CAPITAL | REPLACEMENT | N/A | USD/cubic_feet | us | us | 49.6452
residential refrigeration | High Efficiency Top Mount Refrigerator | 2028 | FIXED_OM | NEW | N/A | USD/cubic_feet | us | us | 0.50773
residential refrigeration | High Efficiency Top Mount Refrigerator | 2028 | FIXED_OM | REPLACEMENT | N/A | USD/cubic_feet | us | us | 0.50773
residential refrigeration | High Efficiency Top Mount Refrigerator | 2029 | CAPITAL | NEW | N/A | USD/cubic_feet | us | us | 49.6452
residential refrigeration | High Efficiency Top Mount Refrigerator | 2029 | CAPITAL | REPLACEMENT | N/A | USD/cubic_feet | us | us | 49.6452
residential refrigeration | High Efficiency Top Mount Refrigerator | 2029 | FIXED_OM | NEW | N/A | USD/cubic_feet | us | us | 0.50773
residential refrigeration | High Efficiency Top Mount Refrigerator | 2029 | FIXED_OM | REPLACEMENT | N/A | USD/cubic_feet | us | us | 0.50773
residential refrigeration | High Efficiency Top Mount Refrigerator | 2030 | CAPITAL | NEW | N/A | USD/cubic_feet | us | us | 49.6452
residential refrigeration | High Efficiency Top Mount Refrigerator | 2030 | CAPITAL | REPLACEMENT | N/A | USD/cubic_feet | us | us | 49.6452
residential refrigeration | High Efficiency Top Mount Refrigerator | 2030 | FIXED_OM | NEW | N/A | USD/cubic_feet | us | us | 0.50773
residential refrigeration | High Efficiency Top Mount Refrigerator | 2030 | FIXED_OM | REPLACEMENT | N/A | USD/cubic_feet | us | us | 0.50773
residential refrigeration | High Efficiency Top Mount Refrigerator | 2031 | CAPITAL | NEW | N/A | USD/cubic_feet | us | us | 49.6452
residential refrigeration | High Efficiency Top Mount Refrigerator | 2031 | CAPITAL | REPLACEMENT | N/A | USD/cubic_feet | us | us | 49.6452
residential refrigeration | High Efficiency Top Mount Refrigerator | 2031 | FIXED_OM | NEW | N/A | USD/cubic_feet | us | us | 0.50773
residential refrigeration | High Efficiency Top Mount Refrigerator | 2031 | FIXED_OM | REPLACEMENT | N/A | USD/cubic_feet | us | us | 0.50773
residential refrigeration | High Efficiency Top Mount Refrigerator | 2032 | CAPITAL | NEW | N/A | USD/cubic_feet | us | us | 49.6452
residential refrigeration | High Efficiency Top Mount Refrigerator | 2032 | CAPITAL | REPLACEMENT | N/A | USD/cubic_feet | us | us | 49.6452
residential refrigeration | High Efficiency Top Mount Refrigerator | 2032 | FIXED_OM | NEW | N/A | USD/cubic_feet | us | us | 0.50773
residential refrigeration | High Efficiency Top Mount Refrigerator | 2032 | FIXED_OM | REPLACEMENT | N/A | USD/cubic_feet | us | us | 0.50773
residential refrigeration | High Efficiency Top Mount Refrigerator | 2033 | CAPITAL | NEW | N/A | USD/cubic_feet | us | us | 49.6452
residential refrigeration | High Efficiency Top Mount Refrigerator | 2033 | CAPITAL | REPLACEMENT | N/A | USD/cubic_feet | us | us | 49.6452
residential refrigeration | High Efficiency Top Mount Refrigerator | 2033 | FIXED_OM | NEW | N/A | USD/cubic_feet | us | us | 0.50773
residential refrigeration | High Efficiency Top Mount Refrigerator | 2033 | FIXED_OM | REPLACEMENT | N/A | USD/cubic_feet | us | us | 0.50773
residential refrigeration | High Efficiency Top Mount Refrigerator | 2034 | CAPITAL | NEW | N/A | USD/cubic_feet | us | us | 49.6452
residential refrigeration | High Efficiency Top Mount Refrigerator | 2034 | CAPITAL | REPLACEMENT | N/A | USD/cubic_feet | us | us | 49.6452
residential refrigeration | High Efficiency Top Mount Refrigerator | 2034 | FIXED_OM | NEW | N/A | USD/cubic_feet | us | us | 0.50773
residential refrigeration | High Efficiency Top Mount Refrigerator | 2034 | FIXED_OM | REPLACEMENT | N/A | USD/cubic_feet | us | us | 0.50773
residential refrigeration | High Efficiency Top Mount Refrigerator | 2035 | CAPITAL | NEW | N/A | USD/cubic_feet | us | us | 49.6452
residential refrigeration | High Efficiency Top Mount Refrigerator | 2035 | CAPITAL | REPLACEMENT | N/A | USD/cubic_feet | us | us | 49.6452
residential refrigeration | High Efficiency Top Mount Refrigerator | 2035 | FIXED_OM | NEW | N/A | USD/cubic_feet | us | us | 0.50773
residential refrigeration | High Efficiency Top Mount Refrigerator | 2035 | FIXED_OM | REPLACEMENT | N/A | USD/cubic_feet | us | us | 0.50773
residential refrigeration | High Efficiency Top Mount Refrigerator | 2036 | CAPITAL | NEW | N/A | USD/cubic_feet | us | us | 49.6452
residential refrigeration | High Efficiency Top Mount Refrigerator | 2036 | CAPITAL | REPLACEMENT | N/A | USD/cubic_feet | us | us | 49.6452
residential refrigeration | High Efficiency Top Mount Refrigerator | 2036 | FIXED_OM | NEW | N/A | USD/cubic_feet | us | us | 0.50773
residential refrigeration | High Efficiency Top Mount Refrigerator | 2036 | FIXED_OM | REPLACEMENT | N/A | USD/cubic_feet | us | us | 0.50773
residential refrigeration | High Efficiency Top Mount Refrigerator | 2037 | CAPITAL | NEW | N/A | USD/cubic_feet | us | us | 49.6452
residential refrigeration | High Efficiency Top Mount Refrigerator | 2037 | CAPITAL | REPLACEMENT | N/A | USD/cubic_feet | us | us | 49.6452
residential refrigeration | High Efficiency Top Mount Refrigerator | 2037 | FIXED_OM | NEW | N/A | USD/cubic_feet | us | us | 0.50773
residential refrigeration | High Efficiency Top Mount Refrigerator | 2037 | FIXED_OM | REPLACEMENT | N/A | USD/cubic_feet | us | us | 0.50773
residential refrigeration | High Efficiency Top Mount Refrigerator | 2038 | CAPITAL | NEW | N/A | USD/cubic_feet | us | us | 49.6452
residential refrigeration | High Efficiency Top Mount Refrigerator | 2038 | CAPITAL | REPLACEMENT | N/A | USD/cubic_feet | us | us | 49.6452
residential refrigeration | High Efficiency Top Mount Refrigerator | 2038 | FIXED_OM | NEW | N/A | USD/cubic_feet | us | us | 0.50773
residential refrigeration | High Efficiency Top Mount Refrigerator | 2038 | FIXED_OM | REPLACEMENT | N/A | USD/cubic_feet | us | us | 0.50773
residential refrigeration | High Efficiency Top Mount Refrigerator | 2039 | CAPITAL | NEW | N/A | USD/cubic_feet | us | us | 49.6452
residential refrigeration | High Efficiency Top Mount Refrigerator | 2039 | CAPITAL | REPLACEMENT | N/A | USD/cubic_feet | us | us | 49.6452
residential refrigeration | High Efficiency Top Mount Refrigerator | 2039 | FIXED_OM | NEW | N/A | USD/cubic_feet | us | us | 0.50773
residential refrigeration | High Efficiency Top Mount Refrigerator | 2039 | FIXED_OM | REPLACEMENT | N/A | USD/cubic_feet | us | us | 0.50773
residential refrigeration | High Efficiency Top Mount Refrigerator | 2040 | CAPITAL | NEW | N/A | USD/cubic_feet | us | us | 49.6452
residential refrigeration | High Efficiency Top Mount Refrigerator | 2040 | CAPITAL | REPLACEMENT | N/A | USD/cubic_feet | us | us | 49.6452
residential refrigeration | High Efficiency Top Mount Refrigerator | 2040 | FIXED_OM | NEW | N/A | USD/cubic_feet | us | us | 0.50773
residential refrigeration | High Efficiency Top Mount Refrigerator | 2040 | FIXED_OM | REPLACEMENT | N/A | USD/cubic_feet | us | us | 0.50773
residential refrigeration | High Efficiency Top Mount Refrigerator | 2041 | CAPITAL | NEW | N/A | USD/cubic_feet | us | us | 49.6452
residential refrigeration | High Efficiency Top Mount Refrigerator | 2041 | CAPITAL | REPLACEMENT | N/A | USD/cubic_feet | us | us | 49.6452
residential refrigeration | High Efficiency Top Mount Refrigerator | 2041 | FIXED_OM | NEW | N/A | USD/cubic_feet | us | us | 0.50773
residential refrigeration | High Efficiency Top Mount Refrigerator | 2041 | FIXED_OM | REPLACEMENT | N/A | USD/cubic_feet | us | us | 0.50773
residential refrigeration | High Efficiency Top Mount Refrigerator | 2042 | CAPITAL | NEW | N/A | USD/cubic_feet | us | us | 49.6452
residential refrigeration | High Efficiency Top Mount Refrigerator | 2042 | CAPITAL | REPLACEMENT | N/A | USD/cubic_feet | us | us | 49.6452
residential refrigeration | High Efficiency Top Mount Refrigerator | 2042 | FIXED_OM | NEW | N/A | USD/cubic_feet | us | us | 0.50773
residential refrigeration | High Efficiency Top Mount Refrigerator | 2042 | FIXED_OM | REPLACEMENT | N/A | USD/cubic_feet | us | us | 0.50773
residential refrigeration | High Efficiency Top Mount Refrigerator | 2043 | CAPITAL | NEW | N/A | USD/cubic_feet | us | us | 49.6452
residential refrigeration | High Efficiency Top Mount Refrigerator | 2043 | CAPITAL | REPLACEMENT | N/A | USD/cubic_feet | us | us | 49.6452
residential refrigeration | High Efficiency Top Mount Refrigerator | 2043 | FIXED_OM | NEW | N/A | USD/cubic_feet | us | us | 0.50773
residential refrigeration | High Efficiency Top Mount Refrigerator | 2043 | FIXED_OM | REPLACEMENT | N/A | USD/cubic_feet | us | us | 0.50773
residential refrigeration | High Efficiency Top Mount Refrigerator | 2044 | CAPITAL | NEW | N/A | USD/cubic_feet | us | us | 49.6452
residential refrigeration | High Efficiency Top Mount Refrigerator | 2044 | CAPITAL | REPLACEMENT | N/A | USD/cubic_feet | us | us | 49.6452
residential refrigeration | High Efficiency Top Mount Refrigerator | 2044 | FIXED_OM | NEW | N/A | USD/cubic_feet | us | us | 0.50773
residential refrigeration | High Efficiency Top Mount Refrigerator | 2044 | FIXED_OM | REPLACEMENT | N/A | USD/cubic_feet | us | us | 0.50773
residential refrigeration | High Efficiency Top Mount Refrigerator | 2045 | CAPITAL | NEW | N/A | USD/cubic_feet | us | us | 49.6452
residential refrigeration | High Efficiency Top Mount Refrigerator | 2045 | CAPITAL | REPLACEMENT | N/A | USD/cubic_feet | us | us | 49.6452
residential refrigeration | High Efficiency Top Mount Refrigerator | 2045 | FIXED_OM | NEW | N/A | USD/cubic_feet | us | us | 0.50773
residential refrigeration | High Efficiency Top Mount Refrigerator | 2045 | FIXED_OM | REPLACEMENT | N/A | USD/cubic_feet | us | us | 0.50773
residential refrigeration | High Efficiency Top Mount Refrigerator | 2046 | CAPITAL | NEW | N/A | USD/cubic_feet | us | us | 49.6452
residential refrigeration | High Efficiency Top Mount Refrigerator | 2046 | CAPITAL | REPLACEMENT | N/A | USD/cubic_feet | us | us | 49.6452
residential refrigeration | High Efficiency Top Mount Refrigerator | 2046 | FIXED_OM | NEW | N/A | USD/cubic_feet | us | us | 0.50773
residential refrigeration | High Efficiency Top Mount Refrigerator | 2046 | FIXED_OM | REPLACEMENT | N/A | USD/cubic_feet | us | us | 0.50773
residential refrigeration | High Efficiency Top Mount Refrigerator | 2047 | CAPITAL | NEW | N/A | USD/cubic_feet | us | us | 49.6452
residential refrigeration | High Efficiency Top Mount Refrigerator | 2047 | CAPITAL | REPLACEMENT | N/A | USD/cubic_feet | us | us | 49.6452
residential refrigeration | High Efficiency Top Mount Refrigerator | 2047 | FIXED_OM | NEW | N/A | USD/cubic_feet | us | us | 0.50773
residential refrigeration | High Efficiency Top Mount Refrigerator | 2047 | FIXED_OM | REPLACEMENT | N/A | USD/cubic_feet | us | us | 0.50773
residential refrigeration | High Efficiency Top Mount Refrigerator | 2048 | CAPITAL | NEW | N/A | USD/cubic_feet | us | us | 49.6452
residential refrigeration | High Efficiency Top Mount Refrigerator | 2048 | CAPITAL | REPLACEMENT | N/A | USD/cubic_feet | us | us | 49.6452
residential refrigeration | High Efficiency Top Mount Refrigerator | 2048 | FIXED_OM | NEW | N/A | USD/cubic_feet | us | us | 0.50773
residential refrigeration | High Efficiency Top Mount Refrigerator | 2048 | FIXED_OM | REPLACEMENT | N/A | USD/cubic_feet | us | us | 0.50773
residential refrigeration | High Efficiency Top Mount Refrigerator | 2049 | CAPITAL | NEW | N/A | USD/cubic_feet | us | us | 49.6452
residential refrigeration | High Efficiency Top Mount Refrigerator | 2049 | CAPITAL | REPLACEMENT | N/A | USD/cubic_feet | us | us | 49.6452
residential refrigeration | High Efficiency Top Mount Refrigerator | 2049 | FIXED_OM | NEW | N/A | USD/cubic_feet | us | us | 0.50773
residential refrigeration | High Efficiency Top Mount Refrigerator | 2049 | FIXED_OM | REPLACEMENT | N/A | USD/cubic_feet | us | us | 0.50773
residential refrigeration | High Efficiency Top Mount Refrigerator | 2050 | CAPITAL | NEW | N/A | USD/cubic_feet | us | us | 49.6452
residential refrigeration | High Efficiency Top Mount Refrigerator | 2050 | CAPITAL | REPLACEMENT | N/A | USD/cubic_feet | us | us | 49.6452
residential refrigeration | High Efficiency Top Mount Refrigerator | 2050 | FIXED_OM | NEW | N/A | USD/cubic_feet | us | us | 0.50773
residential refrigeration | High Efficiency Top Mount Refrigerator | 2050 | FIXED_OM | REPLACEMENT | N/A | USD/cubic_feet | us | us | 0.50773
residential refrigeration | Reference Bottom Mount Refrigerator | 2020 | CAPITAL | NEW | N/A | USD/cubic_feet | us | us | 47.9796
residential refrigeration | Reference Bottom Mount Refrigerator | 2020 | CAPITAL | REPLACEMENT | N/A | USD/cubic_feet | us | us | 47.9796
residential refrigeration | Reference Bottom Mount Refrigerator | 2020 | FIXED_OM | NEW | N/A | USD/cubic_feet | us | us | 1.1229
residential refrigeration | Reference Bottom Mount Refrigerator | 2020 | FIXED_OM | REPLACEMENT | N/A | USD/cubic_feet | us | us | 1.1229
residential refrigeration | Reference Bottom Mount Refrigerator | 2021 | CAPITAL | NEW | N/A | USD/cubic_feet | us | us | 48.1838
residential refrigeration | Reference Bottom Mount Refrigerator | 2021 | CAPITAL | REPLACEMENT | N/A | USD/cubic_feet | us | us | 48.1838
residential refrigeration | Reference Bottom Mount Refrigerator | 2021 | FIXED_OM | NEW | N/A | USD/cubic_feet | us | us | 1.1229
residential refrigeration | Reference Bottom Mount Refrigerator | 2021 | FIXED_OM | REPLACEMENT | N/A | USD/cubic_feet | us | us | 1.1229
residential refrigeration | Reference Bottom Mount Refrigerator | 2022 | CAPITAL | NEW | N/A | USD/cubic_feet | us | us | 48.3879
residential refrigeration | Reference Bottom Mount Refrigerator | 2022 | CAPITAL | REPLACEMENT | N/A | USD/cubic_feet | us | us | 48.3879
residential refrigeration | Reference Bottom Mount Refrigerator | 2022 | FIXED_OM | NEW | N/A | USD/cubic_feet | us | us | 1.1229
residential refrigeration | Reference Bottom Mount Refrigerator | 2022 | FIXED_OM | REPLACEMENT | N/A | USD/cubic_feet | us | us | 1.1229
residential refrigeration | Reference Bottom Mount Refrigerator | 2023 | CAPITAL | NEW | N/A | USD/cubic_feet | us | us | 48.5921
residential refrigeration | Reference Bottom Mount Refrigerator | 2023 | CAPITAL | REPLACEMENT | N/A | USD/cubic_feet | us | us | 48.5921
residential refrigeration | Reference Bottom Mount Refrigerator | 2023 | FIXED_OM | NEW | N/A | USD/cubic_feet | us | us | 1.1229
residential refrigeration | Reference Bottom Mount Refrigerator | 2023 | FIXED_OM | REPLACEMENT | N/A | USD/cubic_feet | us | us | 1.1229
residential refrigeration | Reference Bottom Mount Refrigerator | 2024 | CAPITAL | NEW | N/A | USD/cubic_feet | us | us | 48.7963
residential refrigeration | Reference Bottom Mount Refrigerator | 2024 | CAPITAL | REPLACEMENT | N/A | USD/cubic_feet | us | us | 48.7963
residential refrigeration | Reference Bottom Mount Refrigerator | 2024 | FIXED_OM | NEW | N/A | USD/cubic_feet | us | us | 1.1229
residential refrigeration | Reference Bottom Mount Refrigerator | 2024 | FIXED_OM | REPLACEMENT | N/A | USD/cubic_feet | us | us | 1.1229
residential refrigeration | Reference Bottom Mount Refrigerator | 2025 | CAPITAL | NEW | N/A | USD/cubic_feet | us | us | 49.0005
residential refrigeration | Reference Bottom Mount Refrigerator | 2025 | CAPITAL | REPLACEMENT | N/A | USD/cubic_feet | us | us | 49.0005
residential refrigeration | Reference Bottom Mount Refrigerator | 2025 | FIXED_OM | NEW | N/A | USD/cubic_feet | us | us | 1.1229
residential refrigeration | Reference Bottom Mount Refrigerator | 2025 | FIXED_OM | REPLACEMENT | N/A | USD/cubic_feet | us | us | 1.1229
residential refrigeration | Reference Bottom Mount Refrigerator | 2026 | CAPITAL | NEW | N/A | USD/cubic_feet | us | us | 49.2046
residential refrigeration | Reference Bottom Mount Refrigerator | 2026 | CAPITAL | REPLACEMENT | N/A | USD/cubic_feet | us | us | 49.2046
residential refrigeration | Reference Bottom Mount Refrigerator | 2026 | FIXED_OM | NEW | N/A | USD/cubic_feet | us | us | 1.1229
residential refrigeration | Reference Bottom Mount Refrigerator | 2026 | FIXED_OM | REPLACEMENT | N/A | USD/cubic_feet | us | us | 1.1229
residential refrigeration | Reference Bottom Mount Refrigerator | 2027 | CAPITAL | NEW | N/A | USD/cubic_feet | us | us | 49.4088
residential refrigeration | Reference Bottom Mount Refrigerator | 2027 | CAPITAL | REPLACEMENT | N/A | USD/cubic_feet | us | us | 49.4088
residential refrigeration | Reference Bottom Mount Refrigerator | 2027 | FIXED_OM | NEW | N/A | USD/cubic_feet | us | us | 1.1229
residential refrigeration | Reference Bottom Mount Refrigerator | 2027 | FIXED_OM | REPLACEMENT | N/A | USD/cubic_feet | us | us | 1.1229
residential refrigeration | Reference Bottom Mount Refrigerator | 2028 | CAPITAL | NEW | N/A | USD/cubic_feet | us | us | 49.613
residential refrigeration | Reference Bottom Mount Refrigerator | 2028 | CAPITAL | REPLACEMENT | N/A | USD/cubic_feet | us | us | 49.613
residential refrigeration | Reference Bottom Mount Refrigerator | 2028 | FIXED_OM | NEW | N/A | USD/cubic_feet | us | us | 1.1229
residential refrigeration | Reference Bottom Mount Refrigerator | 2028 | FIXED_OM | REPLACEMENT | N/A | USD/cubic_feet | us | us | 1.1229
residential refrigeration | Reference Bottom Mount Refrigerator | 2029 | CAPITAL | NEW | N/A | USD/cubic_feet | us | us | 49.8171
residential refrigeration | Reference Bottom Mount Refrigerator | 2029 | CAPITAL | REPLACEMENT | N/A | USD/cubic_feet | us | us | 49.8171
residential refrigeration | Reference Bottom Mount Refrigerator | 2029 | FIXED_OM | NEW | N/A | USD/cubic_feet | us | us | 1.1229
residential refrigeration | Reference Bottom Mount Refrigerator | 2029 | FIXED_OM | REPLACEMENT | N/A | USD/cubic_feet | us | us | 1.1229
residential refrigeration | Reference Bottom Mount Refrigerator | 2030 | CAPITAL | NEW | N/A | USD/cubic_feet | us | us | 50.0213
residential refrigeration | Reference Bottom Mount Refrigerator | 2030 | CAPITAL | REPLACEMENT | N/A | USD/cubic_feet | us | us | 50.0213
residential refrigeration | Reference Bottom Mount Refrigerator | 2030 | FIXED_OM | NEW | N/A | USD/cubic_feet | us | us | 1.1229
residential refrigeration | Reference Bottom Mount Refrigerator | 2030 | FIXED_OM | REPLACEMENT | N/A | USD/cubic_feet | us | us | 1.1229
residential refrigeration | Reference Bottom Mount Refrigerator | 2031 | CAPITAL | NEW | N/A | USD/cubic_feet | us | us | 50.0213
residential refrigeration | Reference Bottom Mount Refrigerator | 2031 | CAPITAL | REPLACEMENT | N/A | USD/cubic_feet | us | us | 50.0213
residential refrigeration | Reference Bottom Mount Refrigerator | 2031 | FIXED_OM | NEW | N/A | USD/cubic_feet | us | us | 1.1229
residential refrigeration | Reference Bottom Mount Refrigerator | 2031 | FIXED_OM | REPLACEMENT | N/A | USD/cubic_feet | us | us | 1.1229
residential refrigeration | Reference Bottom Mount Refrigerator | 2032 | CAPITAL | NEW | N/A | USD/cubic_feet | us | us | 50.0213
residential refrigeration | Reference Bottom Mount Refrigerator | 2032 | CAPITAL | REPLACEMENT | N/A | USD/cubic_feet | us | us | 50.0213
residential refrigeration | Reference Bottom Mount Refrigerator | 2032 | FIXED_OM | NEW | N/A | USD/cubic_feet | us | us | 1.1229
residential refrigeration | Reference Bottom Mount Refrigerator | 2032 | FIXED_OM | REPLACEMENT | N/A | USD/cubic_feet | us | us | 1.1229
residential refrigeration | Reference Bottom Mount Refrigerator | 2033 | CAPITAL | NEW | N/A | USD/cubic_feet | us | us | 50.0213
residential refrigeration | Reference Bottom Mount Refrigerator | 2033 | CAPITAL | REPLACEMENT | N/A | USD/cubic_feet | us | us | 50.0213
residential refrigeration | Reference Bottom Mount Refrigerator | 2033 | FIXED_OM | NEW | N/A | USD/cubic_feet | us | us | 1.1229
residential refrigeration | Reference Bottom Mount Refrigerator | 2033 | FIXED_OM | REPLACEMENT | N/A | USD/cubic_feet | us | us | 1.1229
residential refrigeration | Reference Bottom Mount Refrigerator | 2034 | CAPITAL | NEW | N/A | USD/cubic_feet | us | us | 50.0213
residential refrigeration | Reference Bottom Mount Refrigerator | 2034 | CAPITAL | REPLACEMENT | N/A | USD/cubic_feet | us | us | 50.0213
residential refrigeration | Reference Bottom Mount Refrigerator | 2034 | FIXED_OM | NEW | N/A | USD/cubic_feet | us | us | 1.1229
residential refrigeration | Reference Bottom Mount Refrigerator | 2034 | FIXED_OM | REPLACEMENT | N/A | USD/cubic_feet | us | us | 1.1229
residential refrigeration | Reference Bottom Mount Refrigerator | 2035 | CAPITAL | NEW | N/A | USD/cubic_feet | us | us | 50.0213
residential refrigeration | Reference Bottom Mount Refrigerator | 2035 | CAPITAL | REPLACEMENT | N/A | USD/cubic_feet | us | us | 50.0213
residential refrigeration | Reference Bottom Mount Refrigerator | 2035 | FIXED_OM | NEW | N/A | USD/cubic_feet | us | us | 1.1229
residential refrigeration | Reference Bottom Mount Refrigerator | 2035 | FIXED_OM | REPLACEMENT | N/A | USD/cubic_feet | us | us | 1.1229
residential refrigeration | Reference Bottom Mount Refrigerator | 2036 | CAPITAL | NEW | N/A | USD/cubic_feet | us | us | 50.0213
residential refrigeration | Reference Bottom Mount Refrigerator | 2036 | CAPITAL | REPLACEMENT | N/A | USD/cubic_feet | us | us | 50.0213
residential refrigeration | Reference Bottom Mount Refrigerator | 2036 | FIXED_OM | NEW | N/A | USD/cubic_feet | us | us | 1.1229
residential refrigeration | Reference Bottom Mount Refrigerator | 2036 | FIXED_OM | REPLACEMENT | N/A | USD/cubic_feet | us | us | 1.1229
residential refrigeration | Reference Bottom Mount Refrigerator | 2037 | CAPITAL | NEW | N/A | USD/cubic_feet | us | us | 50.0213
residential refrigeration | Reference Bottom Mount Refrigerator | 2037 | CAPITAL | REPLACEMENT | N/A | USD/cubic_feet | us | us | 50.0213
residential refrigeration | Reference Bottom Mount Refrigerator | 2037 | FIXED_OM | NEW | N/A | USD/cubic_feet | us | us | 1.1229
residential refrigeration | Reference Bottom Mount Refrigerator | 2037 | FIXED_OM | REPLACEMENT | N/A | USD/cubic_feet | us | us | 1.1229
residential refrigeration | Reference Bottom Mount Refrigerator | 2038 | CAPITAL | NEW | N/A | USD/cubic_feet | us | us | 50.0213
residential refrigeration | Reference Bottom Mount Refrigerator | 2038 | CAPITAL | REPLACEMENT | N/A | USD/cubic_feet | us | us | 50.0213
residential refrigeration | Reference Bottom Mount Refrigerator | 2038 | FIXED_OM | NEW | N/A | USD/cubic_feet | us | us | 1.1229
residential refrigeration | Reference Bottom Mount Refrigerator | 2038 | FIXED_OM | REPLACEMENT | N/A | USD/cubic_feet | us | us | 1.1229
residential refrigeration | Reference Bottom Mount Refrigerator | 2039 | CAPITAL | NEW | N/A | USD/cubic_feet | us | us | 50.0213
residential refrigeration | Reference Bottom Mount Refrigerator | 2039 | CAPITAL | REPLACEMENT | N/A | USD/cubic_feet | us | us | 50.0213
residential refrigeration | Reference Bottom Mount Refrigerator | 2039 | FIXED_OM | NEW | N/A | USD/cubic_feet | us | us | 1.1229
residential refrigeration | Reference Bottom Mount Refrigerator | 2039 | FIXED_OM | REPLACEMENT | N/A | USD/cubic_feet | us | us | 1.1229
residential refrigeration | Reference Bottom Mount Refrigerator | 2040 | CAPITAL | NEW | N/A | USD/cubic_feet | us | us | 50.0213
residential refrigeration | Reference Bottom Mount Refrigerator | 2040 | CAPITAL | REPLACEMENT | N/A | USD/cubic_feet | us | us | 50.0213
residential refrigeration | Reference Bottom Mount Refrigerator | 2040 | FIXED_OM | NEW | N/A | USD/cubic_feet | us | us | 1.1229
residential refrigeration | Reference Bottom Mount Refrigerator | 2040 | FIXED_OM | REPLACEMENT | N/A | USD/cubic_feet | us | us | 1.1229
residential refrigeration | Reference Bottom Mount Refrigerator | 2041 | CAPITAL | NEW | N/A | USD/cubic_feet | us | us | 50.0213
residential refrigeration | Reference Bottom Mount Refrigerator | 2041 | CAPITAL | REPLACEMENT | N/A | USD/cubic_feet | us | us | 50.0213
residential refrigeration | Reference Bottom Mount Refrigerator | 2041 | FIXED_OM | NEW | N/A | USD/cubic_feet | us | us | 1.1229
residential refrigeration | Reference Bottom Mount Refrigerator | 2041 | FIXED_OM | REPLACEMENT | N/A | USD/cubic_feet | us | us | 1.1229
residential refrigeration | Reference Bottom Mount Refrigerator | 2042 | CAPITAL | NEW | N/A | USD/cubic_feet | us | us | 50.0213
residential refrigeration | Reference Bottom Mount Refrigerator | 2042 | CAPITAL | REPLACEMENT | N/A | USD/cubic_feet | us | us | 50.0213
residential refrigeration | Reference Bottom Mount Refrigerator | 2042 | FIXED_OM | NEW | N/A | USD/cubic_feet | us | us | 1.1229
residential refrigeration | Reference Bottom Mount Refrigerator | 2042 | FIXED_OM | REPLACEMENT | N/A | USD/cubic_feet | us | us | 1.1229
residential refrigeration | Reference Bottom Mount Refrigerator | 2043 | CAPITAL | NEW | N/A | USD/cubic_feet | us | us | 50.0213
residential refrigeration | Reference Bottom Mount Refrigerator | 2043 | CAPITAL | REPLACEMENT | N/A | USD/cubic_feet | us | us | 50.0213
residential refrigeration | Reference Bottom Mount Refrigerator | 2043 | FIXED_OM | NEW | N/A | USD/cubic_feet | us | us | 1.1229
residential refrigeration | Reference Bottom Mount Refrigerator | 2043 | FIXED_OM | REPLACEMENT | N/A | USD/cubic_feet | us | us | 1.1229
residential refrigeration | Reference Bottom Mount Refrigerator | 2044 | CAPITAL | NEW | N/A | USD/cubic_feet | us | us | 50.0213
residential refrigeration | Reference Bottom Mount Refrigerator | 2044 | CAPITAL | REPLACEMENT | N/A | USD/cubic_feet | us | us | 50.0213
residential refrigeration | Reference Bottom Mount Refrigerator | 2044 | FIXED_OM | NEW | N/A | USD/cubic_feet | us | us | 1.1229
residential refrigeration | Reference Bottom Mount Refrigerator | 2044 | FIXED_OM | REPLACEMENT | N/A | USD/cubic_feet | us | us | 1.1229
residential refrigeration | Reference Bottom Mount Refrigerator | 2045 | CAPITAL | NEW | N/A | USD/cubic_feet | us | us | 50.0213
residential refrigeration | Reference Bottom Mount Refrigerator | 2045 | CAPITAL | REPLACEMENT | N/A | USD/cubic_feet | us | us | 50.0213
residential refrigeration | Reference Bottom Mount Refrigerator | 2045 | FIXED_OM | NEW | N/A | USD/cubic_feet | us | us | 1.1229
residential refrigeration | Reference Bottom Mount Refrigerator | 2045 | FIXED_OM | REPLACEMENT | N/A | USD/cubic_feet | us | us | 1.1229
residential refrigeration | Reference Bottom Mount Refrigerator | 2046 | CAPITAL | NEW | N/A | USD/cubic_feet | us | us | 50.0213
residential refrigeration | Reference Bottom Mount Refrigerator | 2046 | CAPITAL | REPLACEMENT | N/A | USD/cubic_feet | us | us | 50.0213
residential refrigeration | Reference Bottom Mount Refrigerator | 2046 | FIXED_OM | NEW | N/A | USD/cubic_feet | us | us | 1.1229
residential refrigeration | Reference Bottom Mount Refrigerator | 2046 | FIXED_OM | REPLACEMENT | N/A | USD/cubic_feet | us | us | 1.1229
residential refrigeration | Reference Bottom Mount Refrigerator | 2047 | CAPITAL | NEW | N/A | USD/cubic_feet | us | us | 50.0213
residential refrigeration | Reference Bottom Mount Refrigerator | 2047 | CAPITAL | REPLACEMENT | N/A | USD/cubic_feet | us | us | 50.0213
residential refrigeration | Reference Bottom Mount Refrigerator | 2047 | FIXED_OM | NEW | N/A | USD/cubic_feet | us | us | 1.1229
residential refrigeration | Reference Bottom Mount Refrigerator | 2047 | FIXED_OM | REPLACEMENT | N/A | USD/cubic_feet | us | us | 1.1229
residential refrigeration | Reference Bottom Mount Refrigerator | 2048 | CAPITAL | NEW | N/A | USD/cubic_feet | us | us | 50.0213
residential refrigeration | Reference Bottom Mount Refrigerator | 2048 | CAPITAL | REPLACEMENT | N/A | USD/cubic_feet | us | us | 50.0213
residential refrigeration | Reference Bottom Mount Refrigerator | 2048 | FIXED_OM | NEW | N/A | USD/cubic_feet | us | us | 1.1229
residential refrigeration | Reference Bottom Mount Refrigerator | 2048 | FIXED_OM | REPLACEMENT | N/A | USD/cubic_feet | us | us | 1.1229
residential refrigeration | Reference Bottom Mount Refrigerator | 2049 | CAPITAL | NEW | N/A | USD/cubic_feet | us | us | 50.0213
residential refrigeration | Reference Bottom Mount Refrigerator | 2049 | CAPITAL | REPLACEMENT | N/A | USD/cubic_feet | us | us | 50.0213
residential refrigeration | Reference Bottom Mount Refrigerator | 2049 | FIXED_OM | NEW | N/A | USD/cubic_feet | us | us | 1.1229
residential refrigeration | Reference Bottom Mount Refrigerator | 2049 | FIXED_OM | REPLACEMENT | N/A | USD/cubic_feet | us | us | 1.1229
residential refrigeration | Reference Bottom Mount Refrigerator | 2050 | CAPITAL | NEW | N/A | USD/cubic_feet | us | us | 50.0213
residential refrigeration | Reference Bottom Mount Refrigerator | 2050 | CAPITAL | REPLACEMENT | N/A | USD/cubic_feet | us | us | 50.0213
residential refrigeration | Reference Bottom Mount Refrigerator | 2050 | FIXED_OM | NEW | N/A | USD/cubic_feet | us | us | 1.1229
residential refrigeration | Reference Bottom Mount Refrigerator | 2050 | FIXED_OM | REPLACEMENT | N/A | USD/cubic_feet | us | us | 1.1229
residential refrigeration | Reference Side Mount Refrigerator | 2020 | CAPITAL | NEW | N/A | USD/cubic_feet | us | us | 48.2348
residential refrigeration | Reference Side Mount Refrigerator | 2020 | CAPITAL | REPLACEMENT | N/A | USD/cubic_feet | us | us | 48.2348
residential refrigeration | Reference Side Mount Refrigerator | 2020 | FIXED_OM | NEW | N/A | USD/cubic_feet | us | us | 0.98943
residential refrigeration | Reference Side Mount Refrigerator | 2020 | FIXED_OM | REPLACEMENT | N/A | USD/cubic_feet | us | us | 0.98943
residential refrigeration | Reference Side Mount Refrigerator | 2021 | CAPITAL | NEW | N/A | USD/cubic_feet | us | us | 48.276
residential refrigeration | Reference Side Mount Refrigerator | 2021 | CAPITAL | REPLACEMENT | N/A | USD/cubic_feet | us | us | 48.276
residential refrigeration | Reference Side Mount Refrigerator | 2021 | FIXED_OM | NEW | N/A | USD/cubic_feet | us | us | 0.98943
residential refrigeration | Reference Side Mount Refrigerator | 2021 | FIXED_OM | REPLACEMENT | N/A | USD/cubic_feet | us | us | 0.98943
residential refrigeration | Reference Side Mount Refrigerator | 2022 | CAPITAL | NEW | N/A | USD/cubic_feet | us | us | 48.3173
residential refrigeration | Reference Side Mount Refrigerator | 2022 | CAPITAL | REPLACEMENT | N/A | USD/cubic_feet | us | us | 48.3173
residential refrigeration | Reference Side Mount Refrigerator | 2022 | FIXED_OM | NEW | N/A | USD/cubic_feet | us | us | 0.98943
residential refrigeration | Reference Side Mount Refrigerator | 2022 | FIXED_OM | REPLACEMENT | N/A | USD/cubic_feet | us | us | 0.98943
residential refrigeration | Reference Side Mount Refrigerator | 2023 | CAPITAL | NEW | N/A | USD/cubic_feet | us | us | 48.3585
residential refrigeration | Reference Side Mount Refrigerator | 2023 | CAPITAL | REPLACEMENT | N/A | USD/cubic_feet | us | us | 48.3585
residential refrigeration | Reference Side Mount Refrigerator | 2023 | FIXED_OM | NEW | N/A | USD/cubic_feet | us | us | 0.98943
residential refrigeration | Reference Side Mount Refrigerator | 2023 | FIXED_OM | REPLACEMENT | N/A | USD/cubic_feet | us | us | 0.98943
residential refrigeration | Reference Side Mount Refrigerator | 2024 | CAPITAL | NEW | N/A | USD/cubic_feet | us | us | 48.3997
residential refrigeration | Reference Side Mount Refrigerator | 2024 | CAPITAL | REPLACEMENT | N/A | USD/cubic_feet | us | us | 48.3997
residential refrigeration | Reference Side Mount Refrigerator | 2024 | FIXED_OM | NEW | N/A | USD/cubic_feet | us | us | 0.98943
residential refrigeration | Reference Side Mount Refrigerator | 2024 | FIXED_OM | REPLACEMENT | N/A | USD/cubic_feet | us | us | 0.98943
residential refrigeration | Reference Side Mount Refrigerator | 2025 | CAPITAL | NEW | N/A | USD/cubic_feet | us | us | 48.4409
residential refrigeration | Reference Side Mount Refrigerator | 2025 | CAPITAL | REPLACEMENT | N/A | USD/cubic_feet | us | us | 48.4409
residential refrigeration | Reference Side Mount Refrigerator | 2025 | FIXED_OM | NEW | N/A | USD/cubic_feet | us | us | 0.98943
residential refrigeration | Reference Side Mount Refrigerator | 2025 | FIXED_OM | REPLACEMENT | N/A | USD/cubic_feet | us | us | 0.98943
residential refrigeration | Reference Side Mount Refrigerator | 2026 | CAPITAL | NEW | N/A | USD/cubic_feet | us | us | 48.4822
residential refrigeration | Reference Side Mount Refrigerator | 2026 | CAPITAL | REPLACEMENT | N/A | USD/cubic_feet | us | us | 48.4822
residential refrigeration | Reference Side Mount Refrigerator | 2026 | FIXED_OM | NEW | N/A | USD/cubic_feet | us | us | 0.98943
residential refrigeration | Reference Side Mount Refrigerator | 2026 | FIXED_OM | REPLACEMENT | N/A | USD/cubic_feet | us | us | 0.98943
residential refrigeration | Reference Side Mount Refrigerator | 2027 | CAPITAL | NEW | N/A | USD/cubic_feet | us | us | 48.5234
residential refrigeration | Reference Side Mount Refrigerator | 2027 | CAPITAL | REPLACEMENT | N/A | USD/cubic_feet | us | us | 48.5234
residential refrigeration | Reference Side Mount Refrigerator | 2027 | FIXED_OM | NEW | N/A | USD/cubic_feet | us | us | 0.98943
residential refrigeration | Reference Side Mount Refrigerator | 2027 | FIXED_OM | REPLACEMENT | N/A | USD/cubic_feet | us | us | 0.98943
residential refrigeration | Reference Side Mount Refrigerator | 2028 | CAPITAL | NEW | N/A | USD/cubic_feet | us | us | 48.5646
residential refrigeration | Reference Side Mount Refrigerator | 2028 | CAPITAL | REPLACEMENT | N/A | USD/cubic_feet | us | us | 48.5646
residential refrigeration | Reference Side Mount Refrigerator | 2028 | FIXED_OM | NEW | N/A | USD/cubic_feet | us | us | 0.98943
residential refrigeration | Reference Side Mount Refrigerator | 2028 | FIXED_OM | REPLACEMENT | N/A | USD/cubic_feet | us | us | 0.98943
residential refrigeration | Reference Side Mount Refrigerator | 2029 | CAPITAL | NEW | N/A | USD/cubic_feet | us | us | 48.6058
residential refrigeration | Reference Side Mount Refrigerator | 2029 | CAPITAL | REPLACEMENT | N/A | USD/cubic_feet | us | us | 48.6058
residential refrigeration | Reference Side Mount Refrigerator | 2029 | FIXED_OM | NEW | N/A | USD/cubic_feet | us | us | 0.98943
residential refrigeration | Reference Side Mount Refrigerator | 2029 | FIXED_OM | REPLACEMENT | N/A | USD/cubic_feet | us | us | 0.98943
residential refrigeration | Reference Side Mount Refrigerator | 2030 | CAPITAL | NEW | N/A | USD/cubic_feet | us | us | 48.6471
residential refrigeration | Reference Side Mount Refrigerator | 2030 | CAPITAL | REPLACEMENT | N/A | USD/cubic_feet | us | us | 48.6471
residential refrigeration | Reference Side Mount Refrigerator | 2030 | FIXED_OM | NEW | N/A | USD/cubic_feet | us | us | 0.98943
residential refrigeration | Reference Side Mount Refrigerator | 2030 | FIXED_OM | REPLACEMENT | N/A | USD/cubic_feet | us | us | 0.98943
residential refrigeration | Reference Side Mount Refrigerator | 2031 | CAPITAL | NEW | N/A | USD/cubic_feet | us | us | 48.6471
residential refrigeration | Reference Side Mount Refrigerator | 2031 | CAPITAL | REPLACEMENT | N/A | USD/cubic_feet | us | us | 48.6471
residential refrigeration | Reference Side Mount Refrigerator | 2031 | FIXED_OM | NEW | N/A | USD/cubic_feet | us | us | 0.98943
residential refrigeration | Reference Side Mount Refrigerator | 2031 | FIXED_OM | REPLACEMENT | N/A | USD/cubic_feet | us | us | 0.98943
residential refrigeration | Reference Side Mount Refrigerator | 2032 | CAPITAL | NEW | N/A | USD/cubic_feet | us | us | 48.6471
residential refrigeration | Reference Side Mount Refrigerator | 2032 | CAPITAL | REPLACEMENT | N/A | USD/cubic_feet | us | us | 48.6471
residential refrigeration | Reference Side Mount Refrigerator | 2032 | FIXED_OM | NEW | N/A | USD/cubic_feet | us | us | 0.98943
residential refrigeration | Reference Side Mount Refrigerator | 2032 | FIXED_OM | REPLACEMENT | N/A | USD/cubic_feet | us | us | 0.98943
residential refrigeration | Reference Side Mount Refrigerator | 2033 | CAPITAL | NEW | N/A | USD/cubic_feet | us | us | 48.6471
residential refrigeration | Reference Side Mount Refrigerator | 2033 | CAPITAL | REPLACEMENT | N/A | USD/cubic_feet | us | us | 48.6471
residential refrigeration | Reference Side Mount Refrigerator | 2033 | FIXED_OM | NEW | N/A | USD/cubic_feet | us | us | 0.98943
residential refrigeration | Reference Side Mount Refrigerator | 2033 | FIXED_OM | REPLACEMENT | N/A | USD/cubic_feet | us | us | 0.98943
residential refrigeration | Reference Side Mount Refrigerator | 2034 | CAPITAL | NEW | N/A | USD/cubic_feet | us | us | 48.6471
residential refrigeration | Reference Side Mount Refrigerator | 2034 | CAPITAL | REPLACEMENT | N/A | USD/cubic_feet | us | us | 48.6471
residential refrigeration | Reference Side Mount Refrigerator | 2034 | FIXED_OM | NEW | N/A | USD/cubic_feet | us | us | 0.98943
residential refrigeration | Reference Side Mount Refrigerator | 2034 | FIXED_OM | REPLACEMENT | N/A | USD/cubic_feet | us | us | 0.98943
residential refrigeration | Reference Side Mount Refrigerator | 2035 | CAPITAL | NEW | N/A | USD/cubic_feet | us | us | 48.6471
residential refrigeration | Reference Side Mount Refrigerator | 2035 | CAPITAL | REPLACEMENT | N/A | USD/cubic_feet | us | us | 48.6471
residential refrigeration | Reference Side Mount Refrigerator | 2035 | FIXED_OM | NEW | N/A | USD/cubic_feet | us | us | 0.98943
residential refrigeration | Reference Side Mount Refrigerator | 2035 | FIXED_OM | REPLACEMENT | N/A | USD/cubic_feet | us | us | 0.98943
residential refrigeration | Reference Side Mount Refrigerator | 2036 | CAPITAL | NEW | N/A | USD/cubic_feet | us | us | 48.6471
residential refrigeration | Reference Side Mount Refrigerator | 2036 | CAPITAL | REPLACEMENT | N/A | USD/cubic_feet | us | us | 48.6471
residential refrigeration | Reference Side Mount Refrigerator | 2036 | FIXED_OM | NEW | N/A | USD/cubic_feet | us | us | 0.98943
residential refrigeration | Reference Side Mount Refrigerator | 2036 | FIXED_OM | REPLACEMENT | N/A | USD/cubic_feet | us | us | 0.98943
residential refrigeration | Reference Side Mount Refrigerator | 2037 | CAPITAL | NEW | N/A | USD/cubic_feet | us | us | 48.6471
residential refrigeration | Reference Side Mount Refrigerator | 2037 | CAPITAL | REPLACEMENT | N/A | USD/cubic_feet | us | us | 48.6471
residential refrigeration | Reference Side Mount Refrigerator | 2037 | FIXED_OM | NEW | N/A | USD/cubic_feet | us | us | 0.98943
residential refrigeration | Reference Side Mount Refrigerator | 2037 | FIXED_OM | REPLACEMENT | N/A | USD/cubic_feet | us | us | 0.98943
residential refrigeration | Reference Side Mount Refrigerator | 2038 | CAPITAL | NEW | N/A | USD/cubic_feet | us | us | 48.6471
residential refrigeration | Reference Side Mount Refrigerator | 2038 | CAPITAL | REPLACEMENT | N/A | USD/cubic_feet | us | us | 48.6471
residential refrigeration | Reference Side Mount Refrigerator | 2038 | FIXED_OM | NEW | N/A | USD/cubic_feet | us | us | 0.98943
residential refrigeration | Reference Side Mount Refrigerator | 2038 | FIXED_OM | REPLACEMENT | N/A | USD/cubic_feet | us | us | 0.98943
residential refrigeration | Reference Side Mount Refrigerator | 2039 | CAPITAL | NEW | N/A | USD/cubic_feet | us | us | 48.6471
residential refrigeration | Reference Side Mount Refrigerator | 2039 | CAPITAL | REPLACEMENT | N/A | USD/cubic_feet | us | us | 48.6471
residential refrigeration | Reference Side Mount Refrigerator | 2039 | FIXED_OM | NEW | N/A | USD/cubic_feet | us | us | 0.98943
residential refrigeration | Reference Side Mount Refrigerator | 2039 | FIXED_OM | REPLACEMENT | N/A | USD/cubic_feet | us | us | 0.98943
residential refrigeration | Reference Side Mount Refrigerator | 2040 | CAPITAL | NEW | N/A | USD/cubic_feet | us | us | 48.6471
residential refrigeration | Reference Side Mount Refrigerator | 2040 | CAPITAL | REPLACEMENT | N/A | USD/cubic_feet | us | us | 48.6471
residential refrigeration | Reference Side Mount Refrigerator | 2040 | FIXED_OM | NEW | N/A | USD/cubic_feet | us | us | 0.98943
residential refrigeration | Reference Side Mount Refrigerator | 2040 | FIXED_OM | REPLACEMENT | N/A | USD/cubic_feet | us | us | 0.98943
residential refrigeration | Reference Side Mount Refrigerator | 2041 | CAPITAL | NEW | N/A | USD/cubic_feet | us | us | 48.6471
residential refrigeration | Reference Side Mount Refrigerator | 2041 | CAPITAL | REPLACEMENT | N/A | USD/cubic_feet | us | us | 48.6471
residential refrigeration | Reference Side Mount Refrigerator | 2041 | FIXED_OM | NEW | N/A | USD/cubic_feet | us | us | 0.98943
residential refrigeration | Reference Side Mount Refrigerator | 2041 | FIXED_OM | REPLACEMENT | N/A | USD/cubic_feet | us | us | 0.98943
residential refrigeration | Reference Side Mount Refrigerator | 2042 | CAPITAL | NEW | N/A | USD/cubic_feet | us | us | 48.6471
residential refrigeration | Reference Side Mount Refrigerator | 2042 | CAPITAL | REPLACEMENT | N/A | USD/cubic_feet | us | us | 48.6471
residential refrigeration | Reference Side Mount Refrigerator | 2042 | FIXED_OM | NEW | N/A | USD/cubic_feet | us | us | 0.98943
residential refrigeration | Reference Side Mount Refrigerator | 2042 | FIXED_OM | REPLACEMENT | N/A | USD/cubic_feet | us | us | 0.98943
residential refrigeration | Reference Side Mount Refrigerator | 2043 | CAPITAL | NEW | N/A | USD/cubic_feet | us | us | 48.6471
residential refrigeration | Reference Side Mount Refrigerator | 2043 | CAPITAL | REPLACEMENT | N/A | USD/cubic_feet | us | us | 48.6471
residential refrigeration | Reference Side Mount Refrigerator | 2043 | FIXED_OM | NEW | N/A | USD/cubic_feet | us | us | 0.98943
residential refrigeration | Reference Side Mount Refrigerator | 2043 | FIXED_OM | REPLACEMENT | N/A | USD/cubic_feet | us | us | 0.98943
residential refrigeration | Reference Side Mount Refrigerator | 2044 | CAPITAL | NEW | N/A | USD/cubic_feet | us | us | 48.6471
residential refrigeration | Reference Side Mount Refrigerator | 2044 | CAPITAL | REPLACEMENT | N/A | USD/cubic_feet | us | us | 48.6471
residential refrigeration | Reference Side Mount Refrigerator | 2044 | FIXED_OM | NEW | N/A | USD/cubic_feet | us | us | 0.98943
residential refrigeration | Reference Side Mount Refrigerator | 2044 | FIXED_OM | REPLACEMENT | N/A | USD/cubic_feet | us | us | 0.98943
residential refrigeration | Reference Side Mount Refrigerator | 2045 | CAPITAL | NEW | N/A | USD/cubic_feet | us | us | 48.6471
residential refrigeration | Reference Side Mount Refrigerator | 2045 | CAPITAL | REPLACEMENT | N/A | USD/cubic_feet | us | us | 48.6471
residential refrigeration | Reference Side Mount Refrigerator | 2045 | FIXED_OM | NEW | N/A | USD/cubic_feet | us | us | 0.98943
residential refrigeration | Reference Side Mount Refrigerator | 2045 | FIXED_OM | REPLACEMENT | N/A | USD/cubic_feet | us | us | 0.98943
residential refrigeration | Reference Side Mount Refrigerator | 2046 | CAPITAL | NEW | N/A | USD/cubic_feet | us | us | 48.6471
residential refrigeration | Reference Side Mount Refrigerator | 2046 | CAPITAL | REPLACEMENT | N/A | USD/cubic_feet | us | us | 48.6471
residential refrigeration | Reference Side Mount Refrigerator | 2046 | FIXED_OM | NEW | N/A | USD/cubic_feet | us | us | 0.98943
residential refrigeration | Reference Side Mount Refrigerator | 2046 | FIXED_OM | REPLACEMENT | N/A | USD/cubic_feet | us | us | 0.98943
residential refrigeration | Reference Side Mount Refrigerator | 2047 | CAPITAL | NEW | N/A | USD/cubic_feet | us | us | 48.6471
residential refrigeration | Reference Side Mount Refrigerator | 2047 | CAPITAL | REPLACEMENT | N/A | USD/cubic_feet | us | us | 48.6471
residential refrigeration | Reference Side Mount Refrigerator | 2047 | FIXED_OM | NEW | N/A | USD/cubic_feet | us | us | 0.98943
residential refrigeration | Reference Side Mount Refrigerator | 2047 | FIXED_OM | REPLACEMENT | N/A | USD/cubic_feet | us | us | 0.98943
residential refrigeration | Reference Side Mount Refrigerator | 2048 | CAPITAL | NEW | N/A | USD/cubic_feet | us | us | 48.6471
residential refrigeration | Reference Side Mount Refrigerator | 2048 | CAPITAL | REPLACEMENT | N/A | USD/cubic_feet | us | us | 48.6471
residential refrigeration | Reference Side Mount Refrigerator | 2048 | FIXED_OM | NEW | N/A | USD/cubic_feet | us | us | 0.98943
residential refrigeration | Reference Side Mount Refrigerator | 2048 | FIXED_OM | REPLACEMENT | N/A | USD/cubic_feet | us | us | 0.98943
residential refrigeration | Reference Side Mount Refrigerator | 2049 | CAPITAL | NEW | N/A | USD/cubic_feet | us | us | 48.6471
residential refrigeration | Reference Side Mount Refrigerator | 2049 | CAPITAL | REPLACEMENT | N/A | USD/cubic_feet | us | us | 48.6471
residential refrigeration | Reference Side Mount Refrigerator | 2049 | FIXED_OM | NEW | N/A | USD/cubic_feet | us | us | 0.98943
residential refrigeration | Reference Side Mount Refrigerator | 2049 | FIXED_OM | REPLACEMENT | N/A | USD/cubic_feet | us | us | 0.98943
residential refrigeration | Reference Side Mount Refrigerator | 2050 | CAPITAL | NEW | N/A | USD/cubic_feet | us | us | 48.6471
residential refrigeration | Reference Side Mount Refrigerator | 2050 | CAPITAL | REPLACEMENT | N/A | USD/cubic_feet | us | us | 48.6471
residential refrigeration | Reference Side Mount Refrigerator | 2050 | FIXED_OM | NEW | N/A | USD/cubic_feet | us | us | 0.98943
residential refrigeration | Reference Side Mount Refrigerator | 2050 | FIXED_OM | REPLACEMENT | N/A | USD/cubic_feet | us | us | 0.98943
residential refrigeration | Reference Top Mount Refrigerator | 2020 | CAPITAL | NEW | N/A | USD/cubic_feet | us | us | 32.1565
residential refrigeration | Reference Top Mount Refrigerator | 2020 | CAPITAL | REPLACEMENT | N/A | USD/cubic_feet | us | us | 32.1565
residential refrigeration | Reference Top Mount Refrigerator | 2020 | FIXED_OM | NEW | N/A | USD/cubic_feet | us | us | 0.50773
residential refrigeration | Reference Top Mount Refrigerator | 2020 | FIXED_OM | REPLACEMENT | N/A | USD/cubic_feet | us | us | 0.50773
residential refrigeration | Reference Top Mount Refrigerator | 2021 | CAPITAL | NEW | N/A | USD/cubic_feet | us | us | 32.4386
residential refrigeration | Reference Top Mount Refrigerator | 2021 | CAPITAL | REPLACEMENT | N/A | USD/cubic_feet | us | us | 32.4386
residential refrigeration | Reference Top Mount Refrigerator | 2021 | FIXED_OM | NEW | N/A | USD/cubic_feet | us | us | 0.50773
residential refrigeration | Reference Top Mount Refrigerator | 2021 | FIXED_OM | REPLACEMENT | N/A | USD/cubic_feet | us | us | 0.50773
residential refrigeration | Reference Top Mount Refrigerator | 2022 | CAPITAL | NEW | N/A | USD/cubic_feet | us | us | 32.7207
residential refrigeration | Reference Top Mount Refrigerator | 2022 | CAPITAL | REPLACEMENT | N/A | USD/cubic_feet | us | us | 32.7207
residential refrigeration | Reference Top Mount Refrigerator | 2022 | FIXED_OM | NEW | N/A | USD/cubic_feet | us | us | 0.50773
residential refrigeration | Reference Top Mount Refrigerator | 2022 | FIXED_OM | REPLACEMENT | N/A | USD/cubic_feet | us | us | 0.50773
residential refrigeration | Reference Top Mount Refrigerator | 2023 | CAPITAL | NEW | N/A | USD/cubic_feet | us | us | 33.0028
residential refrigeration | Reference Top Mount Refrigerator | 2023 | CAPITAL | REPLACEMENT | N/A | USD/cubic_feet | us | us | 33.0028
residential refrigeration | Reference Top Mount Refrigerator | 2023 | FIXED_OM | NEW | N/A | USD/cubic_feet | us | us | 0.50773
residential refrigeration | Reference Top Mount Refrigerator | 2023 | FIXED_OM | REPLACEMENT | N/A | USD/cubic_feet | us | us | 0.50773
residential refrigeration | Reference Top Mount Refrigerator | 2024 | CAPITAL | NEW | N/A | USD/cubic_feet | us | us | 33.2848
residential refrigeration | Reference Top Mount Refrigerator | 2024 | CAPITAL | REPLACEMENT | N/A | USD/cubic_feet | us | us | 33.2848
residential refrigeration | Reference Top Mount Refrigerator | 2024 | FIXED_OM | NEW | N/A | USD/cubic_feet | us | us | 0.50773
residential refrigeration | Reference Top Mount Refrigerator | 2024 | FIXED_OM | REPLACEMENT | N/A | USD/cubic_feet | us | us | 0.50773
residential refrigeration | Reference Top Mount Refrigerator | 2025 | CAPITAL | NEW | N/A | USD/cubic_feet | us | us | 33.5669
residential refrigeration | Reference Top Mount Refrigerator | 2025 | CAPITAL | REPLACEMENT | N/A | USD/cubic_feet | us | us | 33.5669
residential refrigeration | Reference Top Mount Refrigerator | 2025 | FIXED_OM | NEW | N/A | USD/cubic_feet | us | us | 0.50773
residential refrigeration | Reference Top Mount Refrigerator | 2025 | FIXED_OM | REPLACEMENT | N/A | USD/cubic_feet | us | us | 0.50773
residential refrigeration | Reference Top Mount Refrigerator | 2026 | CAPITAL | NEW | N/A | USD/cubic_feet | us | us | 33.849
residential refrigeration | Reference Top Mount Refrigerator | 2026 | CAPITAL | REPLACEMENT | N/A | USD/cubic_feet | us | us | 33.849
residential refrigeration | Reference Top Mount Refrigerator | 2026 | FIXED_OM | NEW | N/A | USD/cubic_feet | us | us | 0.50773
residential refrigeration | Reference Top Mount Refrigerator | 2026 | FIXED_OM | REPLACEMENT | N/A | USD/cubic_feet | us | us | 0.50773
residential refrigeration | Reference Top Mount Refrigerator | 2027 | CAPITAL | NEW | N/A | USD/cubic_feet | us | us | 34.1311
residential refrigeration | Reference Top Mount Refrigerator | 2027 | CAPITAL | REPLACEMENT | N/A | USD/cubic_feet | us | us | 34.1311
residential refrigeration | Reference Top Mount Refrigerator | 2027 | FIXED_OM | NEW | N/A | USD/cubic_feet | us | us | 0.50773
residential refrigeration | Reference Top Mount Refrigerator | 2027 | FIXED_OM | REPLACEMENT | N/A | USD/cubic_feet | us | us | 0.50773
residential refrigeration | Reference Top Mount Refrigerator | 2028 | CAPITAL | NEW | N/A | USD/cubic_feet | us | us | 34.4132
residential refrigeration | Reference Top Mount Refrigerator | 2028 | CAPITAL | REPLACEMENT | N/A | USD/cubic_feet | us | us | 34.4132
residential refrigeration | Reference Top Mount Refrigerator | 2028 | FIXED_OM | NEW | N/A | USD/cubic_feet | us | us | 0.50773
residential refrigeration | Reference Top Mount Refrigerator | 2028 | FIXED_OM | REPLACEMENT | N/A | USD/cubic_feet | us | us | 0.50773
residential refrigeration | Reference Top Mount Refrigerator | 2029 | CAPITAL | NEW | N/A | USD/cubic_feet | us | us | 34.6952
residential refrigeration | Reference Top Mount Refrigerator | 2029 | CAPITAL | REPLACEMENT | N/A | USD/cubic_feet | us | us | 34.6952
residential refrigeration | Reference Top Mount Refrigerator | 2029 | FIXED_OM | NEW | N/A | USD/cubic_feet | us | us | 0.50773
residential refrigeration | Reference Top Mount Refrigerator | 2029 | FIXED_OM | REPLACEMENT | N/A | USD/cubic_feet | us | us | 0.50773
residential refrigeration | Reference Top Mount Refrigerator | 2030 | CAPITAL | NEW | N/A | USD/cubic_feet | us | us | 34.9773
residential refrigeration | Reference Top Mount Refrigerator | 2030 | CAPITAL | REPLACEMENT | N/A | USD/cubic_feet | us | us | 34.9773
residential refrigeration | Reference Top Mount Refrigerator | 2030 | FIXED_OM | NEW | N/A | USD/cubic_feet | us | us | 0.50773
residential refrigeration | Reference Top Mount Refrigerator | 2030 | FIXED_OM | REPLACEMENT | N/A | USD/cubic_feet | us | us | 0.50773
residential refrigeration | Reference Top Mount Refrigerator | 2031 | CAPITAL | NEW | N/A | USD/cubic_feet | us | us | 34.9773
residential refrigeration | Reference Top Mount Refrigerator | 2031 | CAPITAL | REPLACEMENT | N/A | USD/cubic_feet | us | us | 34.9773
residential refrigeration | Reference Top Mount Refrigerator | 2031 | FIXED_OM | NEW | N/A | USD/cubic_feet | us | us | 0.50773
residential refrigeration | Reference Top Mount Refrigerator | 2031 | FIXED_OM | REPLACEMENT | N/A | USD/cubic_feet | us | us | 0.50773
residential refrigeration | Reference Top Mount Refrigerator | 2032 | CAPITAL | NEW | N/A | USD/cubic_feet | us | us | 34.9773
residential refrigeration | Reference Top Mount Refrigerator | 2032 | CAPITAL | REPLACEMENT | N/A | USD/cubic_feet | us | us | 34.9773
residential refrigeration | Reference Top Mount Refrigerator | 2032 | FIXED_OM | NEW | N/A | USD/cubic_feet | us | us | 0.50773
residential refrigeration | Reference Top Mount Refrigerator | 2032 | FIXED_OM | REPLACEMENT | N/A | USD/cubic_feet | us | us | 0.50773
residential refrigeration | Reference Top Mount Refrigerator | 2033 | CAPITAL | NEW | N/A | USD/cubic_feet | us | us | 34.9773
residential refrigeration | Reference Top Mount Refrigerator | 2033 | CAPITAL | REPLACEMENT | N/A | USD/cubic_feet | us | us | 34.9773
residential refrigeration | Reference Top Mount Refrigerator | 2033 | FIXED_OM | NEW | N/A | USD/cubic_feet | us | us | 0.50773
residential refrigeration | Reference Top Mount Refrigerator | 2033 | FIXED_OM | REPLACEMENT | N/A | USD/cubic_feet | us | us | 0.50773
residential refrigeration | Reference Top Mount Refrigerator | 2034 | CAPITAL | NEW | N/A | USD/cubic_feet | us | us | 34.9773
residential refrigeration | Reference Top Mount Refrigerator | 2034 | CAPITAL | REPLACEMENT | N/A | USD/cubic_feet | us | us | 34.9773
residential refrigeration | Reference Top Mount Refrigerator | 2034 | FIXED_OM | NEW | N/A | USD/cubic_feet | us | us | 0.50773
residential refrigeration | Reference Top Mount Refrigerator | 2034 | FIXED_OM | REPLACEMENT | N/A | USD/cubic_feet | us | us | 0.50773
residential refrigeration | Reference Top Mount Refrigerator | 2035 | CAPITAL | NEW | N/A | USD/cubic_feet | us | us | 34.9773
residential refrigeration | Reference Top Mount Refrigerator | 2035 | CAPITAL | REPLACEMENT | N/A | USD/cubic_feet | us | us | 34.9773
residential refrigeration | Reference Top Mount Refrigerator | 2035 | FIXED_OM | NEW | N/A | USD/cubic_feet | us | us | 0.50773
residential refrigeration | Reference Top Mount Refrigerator | 2035 | FIXED_OM | REPLACEMENT | N/A | USD/cubic_feet | us | us | 0.50773
residential refrigeration | Reference Top Mount Refrigerator | 2036 | CAPITAL | NEW | N/A | USD/cubic_feet | us | us | 34.9773
residential refrigeration | Reference Top Mount Refrigerator | 2036 | CAPITAL | REPLACEMENT | N/A | USD/cubic_feet | us | us | 34.9773
residential refrigeration | Reference Top Mount Refrigerator | 2036 | FIXED_OM | NEW | N/A | USD/cubic_feet | us | us | 0.50773
residential refrigeration | Reference Top Mount Refrigerator | 2036 | FIXED_OM | REPLACEMENT | N/A | USD/cubic_feet | us | us | 0.50773
residential refrigeration | Reference Top Mount Refrigerator | 2037 | CAPITAL | NEW | N/A | USD/cubic_feet | us | us | 34.9773
residential refrigeration | Reference Top Mount Refrigerator | 2037 | CAPITAL | REPLACEMENT | N/A | USD/cubic_feet | us | us | 34.9773
residential refrigeration | Reference Top Mount Refrigerator | 2037 | FIXED_OM | NEW | N/A | USD/cubic_feet | us | us | 0.50773
residential refrigeration | Reference Top Mount Refrigerator | 2037 | FIXED_OM | REPLACEMENT | N/A | USD/cubic_feet | us | us | 0.50773
residential refrigeration | Reference Top Mount Refrigerator | 2038 | CAPITAL | NEW | N/A | USD/cubic_feet | us | us | 34.9773
residential refrigeration | Reference Top Mount Refrigerator | 2038 | CAPITAL | REPLACEMENT | N/A | USD/cubic_feet | us | us | 34.9773
residential refrigeration | Reference Top Mount Refrigerator | 2038 | FIXED_OM | NEW | N/A | USD/cubic_feet | us | us | 0.50773
residential refrigeration | Reference Top Mount Refrigerator | 2038 | FIXED_OM | REPLACEMENT | N/A | USD/cubic_feet | us | us | 0.50773
residential refrigeration | Reference Top Mount Refrigerator | 2039 | CAPITAL | NEW | N/A | USD/cubic_feet | us | us | 34.9773
residential refrigeration | Reference Top Mount Refrigerator | 2039 | CAPITAL | REPLACEMENT | N/A | USD/cubic_feet | us | us | 34.9773
residential refrigeration | Reference Top Mount Refrigerator | 2039 | FIXED_OM | NEW | N/A | USD/cubic_feet | us | us | 0.50773
residential refrigeration | Reference Top Mount Refrigerator | 2039 | FIXED_OM | REPLACEMENT | N/A | USD/cubic_feet | us | us | 0.50773
residential refrigeration | Reference Top Mount Refrigerator | 2040 | CAPITAL | NEW | N/A | USD/cubic_feet | us | us | 34.9773
residential refrigeration | Reference Top Mount Refrigerator | 2040 | CAPITAL | REPLACEMENT | N/A | USD/cubic_feet | us | us | 34.9773
residential refrigeration | Reference Top Mount Refrigerator | 2040 | FIXED_OM | NEW | N/A | USD/cubic_feet | us | us | 0.50773
residential refrigeration | Reference Top Mount Refrigerator | 2040 | FIXED_OM | REPLACEMENT | N/A | USD/cubic_feet | us | us | 0.50773
residential refrigeration | Reference Top Mount Refrigerator | 2041 | CAPITAL | NEW | N/A | USD/cubic_feet | us | us | 34.9773
residential refrigeration | Reference Top Mount Refrigerator | 2041 | CAPITAL | REPLACEMENT | N/A | USD/cubic_feet | us | us | 34.9773
residential refrigeration | Reference Top Mount Refrigerator | 2041 | FIXED_OM | NEW | N/A | USD/cubic_feet | us | us | 0.50773
residential refrigeration | Reference Top Mount Refrigerator | 2041 | FIXED_OM | REPLACEMENT | N/A | USD/cubic_feet | us | us | 0.50773
residential refrigeration | Reference Top Mount Refrigerator | 2042 | CAPITAL | NEW | N/A | USD/cubic_feet | us | us | 34.9773
residential refrigeration | Reference Top Mount Refrigerator | 2042 | CAPITAL | REPLACEMENT | N/A | USD/cubic_feet | us | us | 34.9773
residential refrigeration | Reference Top Mount Refrigerator | 2042 | FIXED_OM | NEW | N/A | USD/cubic_feet | us | us | 0.50773
residential refrigeration | Reference Top Mount Refrigerator | 2042 | FIXED_OM | REPLACEMENT | N/A | USD/cubic_feet | us | us | 0.50773
residential refrigeration | Reference Top Mount Refrigerator | 2043 | CAPITAL | NEW | N/A | USD/cubic_feet | us | us | 34.9773
residential refrigeration | Reference Top Mount Refrigerator | 2043 | CAPITAL | REPLACEMENT | N/A | USD/cubic_feet | us | us | 34.9773
residential refrigeration | Reference Top Mount Refrigerator | 2043 | FIXED_OM | NEW | N/A | USD/cubic_feet | us | us | 0.50773
residential refrigeration | Reference Top Mount Refrigerator | 2043 | FIXED_OM | REPLACEMENT | N/A | USD/cubic_feet | us | us | 0.50773
residential refrigeration | Reference Top Mount Refrigerator | 2044 | CAPITAL | NEW | N/A | USD/cubic_feet | us | us | 34.9773
residential refrigeration | Reference Top Mount Refrigerator | 2044 | CAPITAL | REPLACEMENT | N/A | USD/cubic_feet | us | us | 34.9773
residential refrigeration | Reference Top Mount Refrigerator | 2044 | FIXED_OM | NEW | N/A | USD/cubic_feet | us | us | 0.50773
residential refrigeration | Reference Top Mount Refrigerator | 2044 | FIXED_OM | REPLACEMENT | N/A | USD/cubic_feet | us | us | 0.50773
residential refrigeration | Reference Top Mount Refrigerator | 2045 | CAPITAL | NEW | N/A | USD/cubic_feet | us | us | 34.9773
residential refrigeration | Reference Top Mount Refrigerator | 2045 | CAPITAL | REPLACEMENT | N/A | USD/cubic_feet | us | us | 34.9773
residential refrigeration | Reference Top Mount Refrigerator | 2045 | FIXED_OM | NEW | N/A | USD/cubic_feet | us | us | 0.50773
residential refrigeration | Reference Top Mount Refrigerator | 2045 | FIXED_OM | REPLACEMENT | N/A | USD/cubic_feet | us | us | 0.50773
residential refrigeration | Reference Top Mount Refrigerator | 2046 | CAPITAL | NEW | N/A | USD/cubic_feet | us | us | 34.9773
residential refrigeration | Reference Top Mount Refrigerator | 2046 | CAPITAL | REPLACEMENT | N/A | USD/cubic_feet | us | us | 34.9773
residential refrigeration | Reference Top Mount Refrigerator | 2046 | FIXED_OM | NEW | N/A | USD/cubic_feet | us | us | 0.50773
residential refrigeration | Reference Top Mount Refrigerator | 2046 | FIXED_OM | REPLACEMENT | N/A | USD/cubic_feet | us | us | 0.50773
residential refrigeration | Reference Top Mount Refrigerator | 2047 | CAPITAL | NEW | N/A | USD/cubic_feet | us | us | 34.9773
residential refrigeration | Reference Top Mount Refrigerator | 2047 | CAPITAL | REPLACEMENT | N/A | USD/cubic_feet | us | us | 34.9773
residential refrigeration | Reference Top Mount Refrigerator | 2047 | FIXED_OM | NEW | N/A | USD/cubic_feet | us | us | 0.50773
residential refrigeration | Reference Top Mount Refrigerator | 2047 | FIXED_OM | REPLACEMENT | N/A | USD/cubic_feet | us | us | 0.50773
residential refrigeration | Reference Top Mount Refrigerator | 2048 | CAPITAL | NEW | N/A | USD/cubic_feet | us | us | 34.9773
residential refrigeration | Reference Top Mount Refrigerator | 2048 | CAPITAL | REPLACEMENT | N/A | USD/cubic_feet | us | us | 34.9773
residential refrigeration | Reference Top Mount Refrigerator | 2048 | FIXED_OM | NEW | N/A | USD/cubic_feet | us | us | 0.50773
residential refrigeration | Reference Top Mount Refrigerator | 2048 | FIXED_OM | REPLACEMENT | N/A | USD/cubic_feet | us | us | 0.50773
residential refrigeration | Reference Top Mount Refrigerator | 2049 | CAPITAL | NEW | N/A | USD/cubic_feet | us | us | 34.9773
residential refrigeration | Reference Top Mount Refrigerator | 2049 | CAPITAL | REPLACEMENT | N/A | USD/cubic_feet | us | us | 34.9773
residential refrigeration | Reference Top Mount Refrigerator | 2049 | FIXED_OM | NEW | N/A | USD/cubic_feet | us | us | 0.50773
residential refrigeration | Reference Top Mount Refrigerator | 2049 | FIXED_OM | REPLACEMENT | N/A | USD/cubic_feet | us | us | 0.50773
residential refrigeration | Reference Top Mount Refrigerator | 2050 | CAPITAL | NEW | N/A | USD/cubic_feet | us | us | 34.9773
residential refrigeration | Reference Top Mount Refrigerator | 2050 | CAPITAL | REPLACEMENT | N/A | USD/cubic_feet | us | us | 34.9773
residential refrigeration | Reference Top Mount Refrigerator | 2050 | FIXED_OM | NEW | N/A | USD/cubic_feet | us | us | 0.50773
residential refrigeration | Reference Top Mount Refrigerator | 2050 | FIXED_OM | REPLACEMENT | N/A | USD/cubic_feet | us | us | 0.50773
residential space heating | Cordwood Stoves | 2020 | CAPITAL | NEW | N/A | USD/space heater | us | us | 3751.5964
residential space heating | Cordwood Stoves | 2020 | CAPITAL | REPLACEMENT | N/A | USD/space heater | us | us | 3751.5964
residential space heating | Cordwood Stoves | 2020 | FIXED_OM | NEW | N/A | USD/space heater | us | us | 241.1741
residential space heating | Cordwood Stoves | 2020 | FIXED_OM | REPLACEMENT | N/A | USD/space heater | us | us | 241.1741
residential space heating | Cordwood Stoves | 2020 | INSTALLATION | NEW | N/A | USD/space heater | us | us | 4930.6696
residential space heating | Cordwood Stoves | 2020 | INSTALLATION | REPLACEMENT | N/A | USD/space heater | us | us | 4930.6696
residential space heating | Cordwood Stoves | 2021 | CAPITAL | NEW | N/A | USD/space heater | us | us | 3773.0341
residential space heating | Cordwood Stoves | 2021 | CAPITAL | REPLACEMENT | N/A | USD/space heater | us | us | 3773.0341
residential space heating | Cordwood Stoves | 2021 | FIXED_OM | NEW | N/A | USD/space heater | us | us | 241.1741
residential space heating | Cordwood Stoves | 2021 | FIXED_OM | REPLACEMENT | N/A | USD/space heater | us | us | 241.1741
residential space heating | Cordwood Stoves | 2021 | INSTALLATION | NEW | N/A | USD/space heater | us | us | 4930.6696
residential space heating | Cordwood Stoves | 2021 | INSTALLATION | REPLACEMENT | N/A | USD/space heater | us | us | 4930.6696
residential space heating | Cordwood Stoves | 2022 | CAPITAL | NEW | N/A | USD/space heater | us | us | 3794.4718
residential space heating | Cordwood Stoves | 2022 | CAPITAL | REPLACEMENT | N/A | USD/space heater | us | us | 3794.4718
residential space heating | Cordwood Stoves | 2022 | FIXED_OM | NEW | N/A | USD/space heater | us | us | 241.1741
residential space heating | Cordwood Stoves | 2022 | FIXED_OM | REPLACEMENT | N/A | USD/space heater | us | us | 241.1741
residential space heating | Cordwood Stoves | 2022 | INSTALLATION | NEW | N/A | USD/space heater | us | us | 4930.6696
residential space heating | Cordwood Stoves | 2022 | INSTALLATION | REPLACEMENT | N/A | USD/space heater | us | us | 4930.6696
residential space heating | Cordwood Stoves | 2023 | CAPITAL | NEW | N/A | USD/space heater | us | us | 3815.9095
residential space heating | Cordwood Stoves | 2023 | CAPITAL | REPLACEMENT | N/A | USD/space heater | us | us | 3815.9095
residential space heating | Cordwood Stoves | 2023 | FIXED_OM | NEW | N/A | USD/space heater | us | us | 241.1741
residential space heating | Cordwood Stoves | 2023 | FIXED_OM | REPLACEMENT | N/A | USD/space heater | us | us | 241.1741
residential space heating | Cordwood Stoves | 2023 | INSTALLATION | NEW | N/A | USD/space heater | us | us | 4930.6696
residential space heating | Cordwood Stoves | 2023 | INSTALLATION | REPLACEMENT | N/A | USD/space heater | us | us | 4930.6696
residential space heating | Cordwood Stoves | 2024 | CAPITAL | NEW | N/A | USD/space heater | us | us | 3837.3472
residential space heating | Cordwood Stoves | 2024 | CAPITAL | REPLACEMENT | N/A | USD/space heater | us | us | 3837.3472
residential space heating | Cordwood Stoves | 2024 | FIXED_OM | NEW | N/A | USD/space heater | us | us | 241.1741
residential space heating | Cordwood Stoves | 2024 | FIXED_OM | REPLACEMENT | N/A | USD/space heater | us | us | 241.1741
residential space heating | Cordwood Stoves | 2024 | INSTALLATION | NEW | N/A | USD/space heater | us | us | 4930.6696
residential space heating | Cordwood Stoves | 2024 | INSTALLATION | REPLACEMENT | N/A | USD/space heater | us | us | 4930.6696
residential space heating | Cordwood Stoves | 2025 | CAPITAL | NEW | N/A | USD/space heater | us | us | 3858.7849
residential space heating | Cordwood Stoves | 2025 | CAPITAL | REPLACEMENT | N/A | USD/space heater | us | us | 3858.7849
residential space heating | Cordwood Stoves | 2025 | FIXED_OM | NEW | N/A | USD/space heater | us | us | 241.1741
residential space heating | Cordwood Stoves | 2025 | FIXED_OM | REPLACEMENT | N/A | USD/space heater | us | us | 241.1741
residential space heating | Cordwood Stoves | 2025 | INSTALLATION | NEW | N/A | USD/space heater | us | us | 4930.6696
residential space heating | Cordwood Stoves | 2025 | INSTALLATION | REPLACEMENT | N/A | USD/space heater | us | us | 4930.6696
residential space heating | Cordwood Stoves | 2026 | CAPITAL | NEW | N/A | USD/space heater | us | us | 3880.2226
residential space heating | Cordwood Stoves | 2026 | CAPITAL | REPLACEMENT | N/A | USD/space heater | us | us | 3880.2226
residential space heating | Cordwood Stoves | 2026 | FIXED_OM | NEW | N/A | USD/space heater | us | us | 241.1741
residential space heating | Cordwood Stoves | 2026 | FIXED_OM | REPLACEMENT | N/A | USD/space heater | us | us | 241.1741
residential space heating | Cordwood Stoves | 2026 | INSTALLATION | NEW | N/A | USD/space heater | us | us | 4930.6696
residential space heating | Cordwood Stoves | 2026 | INSTALLATION | REPLACEMENT | N/A | USD/space heater | us | us | 4930.6696
residential space heating | Cordwood Stoves | 2027 | CAPITAL | NEW | N/A | USD/space heater | us | us | 3901.6603
residential space heating | Cordwood Stoves | 2027 | CAPITAL | REPLACEMENT | N/A | USD/space heater | us | us | 3901.6603
residential space heating | Cordwood Stoves | 2027 | FIXED_OM | NEW | N/A | USD/space heater | us | us | 241.1741
residential space heating | Cordwood Stoves | 2027 | FIXED_OM | REPLACEMENT | N/A | USD/space heater | us | us | 241.1741
residential space heating | Cordwood Stoves | 2027 | INSTALLATION | NEW | N/A | USD/space heater | us | us | 4930.6696
residential space heating | Cordwood Stoves | 2027 | INSTALLATION | REPLACEMENT | N/A | USD/space heater | us | us | 4930.6696
residential space heating | Cordwood Stoves | 2028 | CAPITAL | NEW | N/A | USD/space heater | us | us | 3923.098
residential space heating | Cordwood Stoves | 2028 | CAPITAL | REPLACEMENT | N/A | USD/space heater | us | us | 3923.098
residential space heating | Cordwood Stoves | 2028 | FIXED_OM | NEW | N/A | USD/space heater | us | us | 241.1741
residential space heating | Cordwood Stoves | 2028 | FIXED_OM | REPLACEMENT | N/A | USD/space heater | us | us | 241.1741
residential space heating | Cordwood Stoves | 2028 | INSTALLATION | NEW | N/A | USD/space heater | us | us | 4930.6696
residential space heating | Cordwood Stoves | 2028 | INSTALLATION | REPLACEMENT | N/A | USD/space heater | us | us | 4930.6696
residential space heating | Cordwood Stoves | 2029 | CAPITAL | NEW | N/A | USD/space heater | us | us | 3944.5357
residential space heating | Cordwood Stoves | 2029 | CAPITAL | REPLACEMENT | N/A | USD/space heater | us | us | 3944.5357
residential space heating | Cordwood Stoves | 2029 | FIXED_OM | NEW | N/A | USD/space heater | us | us | 241.1741
residential space heating | Cordwood Stoves | 2029 | FIXED_OM | REPLACEMENT | N/A | USD/space heater | us | us | 241.1741
residential space heating | Cordwood Stoves | 2029 | INSTALLATION | NEW | N/A | USD/space heater | us | us | 4930.6696
residential space heating | Cordwood Stoves | 2029 | INSTALLATION | REPLACEMENT | N/A | USD/space heater | us | us | 4930.6696
residential space heating | Cordwood Stoves | 2030 | CAPITAL | NEW | N/A | USD/space heater | us | us | 3965.9734
residential space heating | Cordwood Stoves | 2030 | CAPITAL | REPLACEMENT | N/A | USD/space heater | us | us | 3965.9734
residential space heating | Cordwood Stoves | 2030 | FIXED_OM | NEW | N/A | USD/space heater | us | us | 241.1741
residential space heating | Cordwood Stoves | 2030 | FIXED_OM | REPLACEMENT | N/A | USD/space heater | us | us | 241.1741
residential space heating | Cordwood Stoves | 2030 | INSTALLATION | NEW | N/A | USD/space heater | us | us | 4930.6696
residential space heating | Cordwood Stoves | 2030 | INSTALLATION | REPLACEMENT | N/A | USD/space heater | us | us | 4930.6696
residential space heating | Cordwood Stoves | 2031 | CAPITAL | NEW | N/A | USD/space heater | us | us | 3965.9734
residential space heating | Cordwood Stoves | 2031 | CAPITAL | REPLACEMENT | N/A | USD/space heater | us | us | 3965.9734
residential space heating | Cordwood Stoves | 2031 | FIXED_OM | NEW | N/A | USD/space heater | us | us | 241.1741
residential space heating | Cordwood Stoves | 2031 | FIXED_OM | REPLACEMENT | N/A | USD/space heater | us | us | 241.1741
residential space heating | Cordwood Stoves | 2031 | INSTALLATION | NEW | N/A | USD/space heater | us | us | 4930.6696
residential space heating | Cordwood Stoves | 2031 | INSTALLATION | REPLACEMENT | N/A | USD/space heater | us | us | 4930.6696
residential space heating | Cordwood Stoves | 2032 | CAPITAL | NEW | N/A | USD/space heater | us | us | 3965.9734
residential space heating | Cordwood Stoves | 2032 | CAPITAL | REPLACEMENT | N/A | USD/space heater | us | us | 3965.9734
residential space heating | Cordwood Stoves | 2032 | FIXED_OM | NEW | N/A | USD/space heater | us | us | 241.1741
residential space heating | Cordwood Stoves | 2032 | FIXED_OM | REPLACEMENT | N/A | USD/space heater | us | us | 241.1741
residential space heating | Cordwood Stoves | 2032 | INSTALLATION | NEW | N/A | USD/space heater | us | us | 4930.6696
residential space heating | Cordwood Stoves | 2032 | INSTALLATION | REPLACEMENT | N/A | USD/space heater | us | us | 4930.6696
residential space heating | Cordwood Stoves | 2033 | CAPITAL | NEW | N/A | USD/space heater | us | us | 3965.9734
residential space heating | Cordwood Stoves | 2033 | CAPITAL | REPLACEMENT | N/A | USD/space heater | us | us | 3965.9734
residential space heating | Cordwood Stoves | 2033 | FIXED_OM | NEW | N/A | USD/space heater | us | us | 241.1741
residential space heating | Cordwood Stoves | 2033 | FIXED_OM | REPLACEMENT | N/A | USD/space heater | us | us | 241.1741
residential space heating | Cordwood Stoves | 2033 | INSTALLATION | NEW | N/A | USD/space heater | us | us | 4930.6696
residential space heating | Cordwood Stoves | 2033 | INSTALLATION | REPLACEMENT | N/A | USD/space heater | us | us | 4930.6696
residential space heating | Cordwood Stoves | 2034 | CAPITAL | NEW | N/A | USD/space heater | us | us | 3965.9734
residential space heating | Cordwood Stoves | 2034 | CAPITAL | REPLACEMENT | N/A | USD/space heater | us | us | 3965.9734
residential space heating | Cordwood Stoves | 2034 | FIXED_OM | NEW | N/A | USD/space heater | us | us | 241.1741
residential space heating | Cordwood Stoves | 2034 | FIXED_OM | REPLACEMENT | N/A | USD/space heater | us | us | 241.1741
residential space heating | Cordwood Stoves | 2034 | INSTALLATION | NEW | N/A | USD/space heater | us | us | 4930.6696
residential space heating | Cordwood Stoves | 2034 | INSTALLATION | REPLACEMENT | N/A | USD/space heater | us | us | 4930.6696
residential space heating | Cordwood Stoves | 2035 | CAPITAL | NEW | N/A | USD/space heater | us | us | 3965.9734
residential space heating | Cordwood Stoves | 2035 | CAPITAL | REPLACEMENT | N/A | USD/space heater | us | us | 3965.9734
residential space heating | Cordwood Stoves | 2035 | FIXED_OM | NEW | N/A | USD/space heater | us | us | 241.1741
residential space heating | Cordwood Stoves | 2035 | FIXED_OM | REPLACEMENT | N/A | USD/space heater | us | us | 241.1741
residential space heating | Cordwood Stoves | 2035 | INSTALLATION | NEW | N/A | USD/space heater | us | us | 4930.6696
residential space heating | Cordwood Stoves | 2035 | INSTALLATION | REPLACEMENT | N/A | USD/space heater | us | us | 4930.6696
residential space heating | Cordwood Stoves | 2036 | CAPITAL | NEW | N/A | USD/space heater | us | us | 3965.9734
residential space heating | Cordwood Stoves | 2036 | CAPITAL | REPLACEMENT | N/A | USD/space heater | us | us | 3965.9734
residential space heating | Cordwood Stoves | 2036 | FIXED_OM | NEW | N/A | USD/space heater | us | us | 241.1741
residential space heating | Cordwood Stoves | 2036 | FIXED_OM | REPLACEMENT | N/A | USD/space heater | us | us | 241.1741
residential space heating | Cordwood Stoves | 2036 | INSTALLATION | NEW | N/A | USD/space heater | us | us | 4930.6696
residential space heating | Cordwood Stoves | 2036 | INSTALLATION | REPLACEMENT | N/A | USD/space heater | us | us | 4930.6696
residential space heating | Cordwood Stoves | 2037 | CAPITAL | NEW | N/A | USD/space heater | us | us | 3965.9734
residential space heating | Cordwood Stoves | 2037 | CAPITAL | REPLACEMENT | N/A | USD/space heater | us | us | 3965.9734
residential space heating | Cordwood Stoves | 2037 | FIXED_OM | NEW | N/A | USD/space heater | us | us | 241.1741
residential space heating | Cordwood Stoves | 2037 | FIXED_OM | REPLACEMENT | N/A | USD/space heater | us | us | 241.1741
residential space heating | Cordwood Stoves | 2037 | INSTALLATION | NEW | N/A | USD/space heater | us | us | 4930.6696
residential space heating | Cordwood Stoves | 2037 | INSTALLATION | REPLACEMENT | N/A | USD/space heater | us | us | 4930.6696
residential space heating | Cordwood Stoves | 2038 | CAPITAL | NEW | N/A | USD/space heater | us | us | 3965.9734
residential space heating | Cordwood Stoves | 2038 | CAPITAL | REPLACEMENT | N/A | USD/space heater | us | us | 3965.9734
residential space heating | Cordwood Stoves | 2038 | FIXED_OM | NEW | N/A | USD/space heater | us | us | 241.1741
residential space heating | Cordwood Stoves | 2038 | FIXED_OM | REPLACEMENT | N/A | USD/space heater | us | us | 241.1741
residential space heating | Cordwood Stoves | 2038 | INSTALLATION | NEW | N/A | USD/space heater | us | us | 4930.6696
residential space heating | Cordwood Stoves | 2038 | INSTALLATION | REPLACEMENT | N/A | USD/space heater | us | us | 4930.6696
residential space heating | Cordwood Stoves | 2039 | CAPITAL | NEW | N/A | USD/space heater | us | us | 3965.9734
residential space heating | Cordwood Stoves | 2039 | CAPITAL | REPLACEMENT | N/A | USD/space heater | us | us | 3965.9734
residential space heating | Cordwood Stoves | 2039 | FIXED_OM | NEW | N/A | USD/space heater | us | us | 241.1741
residential space heating | Cordwood Stoves | 2039 | FIXED_OM | REPLACEMENT | N/A | USD/space heater | us | us | 241.1741
residential space heating | Cordwood Stoves | 2039 | INSTALLATION | NEW | N/A | USD/space heater | us | us | 4930.6696
residential space heating | Cordwood Stoves | 2039 | INSTALLATION | REPLACEMENT | N/A | USD/space heater | us | us | 4930.6696
residential space heating | Cordwood Stoves | 2040 | CAPITAL | NEW | N/A | USD/space heater | us | us | 3965.9734
residential space heating | Cordwood Stoves | 2040 | CAPITAL | REPLACEMENT | N/A | USD/space heater | us | us | 3965.9734
residential space heating | Cordwood Stoves | 2040 | FIXED_OM | NEW | N/A | USD/space heater | us | us | 241.1741
residential space heating | Cordwood Stoves | 2040 | FIXED_OM | REPLACEMENT | N/A | USD/space heater | us | us | 241.1741
residential space heating | Cordwood Stoves | 2040 | INSTALLATION | NEW | N/A | USD/space heater | us | us | 4930.6696
residential space heating | Cordwood Stoves | 2040 | INSTALLATION | REPLACEMENT | N/A | USD/space heater | us | us | 4930.6696
residential space heating | Cordwood Stoves | 2041 | CAPITAL | NEW | N/A | USD/space heater | us | us | 3965.9734
residential space heating | Cordwood Stoves | 2041 | CAPITAL | REPLACEMENT | N/A | USD/space heater | us | us | 3965.9734
residential space heating | Cordwood Stoves | 2041 | FIXED_OM | NEW | N/A | USD/space heater | us | us | 241.1741
residential space heating | Cordwood Stoves | 2041 | FIXED_OM | REPLACEMENT | N/A | USD/space heater | us | us | 241.1741
residential space heating | Cordwood Stoves | 2041 | INSTALLATION | NEW | N/A | USD/space heater | us | us | 4930.6696
residential space heating | Cordwood Stoves | 2041 | INSTALLATION | REPLACEMENT | N/A | USD/space heater | us | us | 4930.6696
residential space heating | Cordwood Stoves | 2042 | CAPITAL | NEW | N/A | USD/space heater | us | us | 3965.9734
residential space heating | Cordwood Stoves | 2042 | CAPITAL | REPLACEMENT | N/A | USD/space heater | us | us | 3965.9734
residential space heating | Cordwood Stoves | 2042 | FIXED_OM | NEW | N/A | USD/space heater | us | us | 241.1741
residential space heating | Cordwood Stoves | 2042 | FIXED_OM | REPLACEMENT | N/A | USD/space heater | us | us | 241.1741
residential space heating | Cordwood Stoves | 2042 | INSTALLATION | NEW | N/A | USD/space heater | us | us | 4930.6696
residential space heating | Cordwood Stoves | 2042 | INSTALLATION | REPLACEMENT | N/A | USD/space heater | us | us | 4930.6696
residential space heating | Cordwood Stoves | 2043 | CAPITAL | NEW | N/A | USD/space heater | us | us | 3965.9734
residential space heating | Cordwood Stoves | 2043 | CAPITAL | REPLACEMENT | N/A | USD/space heater | us | us | 3965.9734
residential space heating | Cordwood Stoves | 2043 | FIXED_OM | NEW | N/A | USD/space heater | us | us | 241.1741
residential space heating | Cordwood Stoves | 2043 | FIXED_OM | REPLACEMENT | N/A | USD/space heater | us | us | 241.1741
residential space heating | Cordwood Stoves | 2043 | INSTALLATION | NEW | N/A | USD/space heater | us | us | 4930.6696
residential space heating | Cordwood Stoves | 2043 | INSTALLATION | REPLACEMENT | N/A | USD/space heater | us | us | 4930.6696
residential space heating | Cordwood Stoves | 2044 | CAPITAL | NEW | N/A | USD/space heater | us | us | 3965.9734
residential space heating | Cordwood Stoves | 2044 | CAPITAL | REPLACEMENT | N/A | USD/space heater | us | us | 3965.9734
residential space heating | Cordwood Stoves | 2044 | FIXED_OM | NEW | N/A | USD/space heater | us | us | 241.1741
residential space heating | Cordwood Stoves | 2044 | FIXED_OM | REPLACEMENT | N/A | USD/space heater | us | us | 241.1741
residential space heating | Cordwood Stoves | 2044 | INSTALLATION | NEW | N/A | USD/space heater | us | us | 4930.6696
residential space heating | Cordwood Stoves | 2044 | INSTALLATION | REPLACEMENT | N/A | USD/space heater | us | us | 4930.6696
residential space heating | Cordwood Stoves | 2045 | CAPITAL | NEW | N/A | USD/space heater | us | us | 3965.9734
residential space heating | Cordwood Stoves | 2045 | CAPITAL | REPLACEMENT | N/A | USD/space heater | us | us | 3965.9734
residential space heating | Cordwood Stoves | 2045 | FIXED_OM | NEW | N/A | USD/space heater | us | us | 241.1741
residential space heating | Cordwood Stoves | 2045 | FIXED_OM | REPLACEMENT | N/A | USD/space heater | us | us | 241.1741
residential space heating | Cordwood Stoves | 2045 | INSTALLATION | NEW | N/A | USD/space heater | us | us | 4930.6696
residential space heating | Cordwood Stoves | 2045 | INSTALLATION | REPLACEMENT | N/A | USD/space heater | us | us | 4930.6696
residential space heating | Cordwood Stoves | 2046 | CAPITAL | NEW | N/A | USD/space heater | us | us | 3965.9734
residential space heating | Cordwood Stoves | 2046 | CAPITAL | REPLACEMENT | N/A | USD/space heater | us | us | 3965.9734
residential space heating | Cordwood Stoves | 2046 | FIXED_OM | NEW | N/A | USD/space heater | us | us | 241.1741
residential space heating | Cordwood Stoves | 2046 | FIXED_OM | REPLACEMENT | N/A | USD/space heater | us | us | 241.1741
residential space heating | Cordwood Stoves | 2046 | INSTALLATION | NEW | N/A | USD/space heater | us | us | 4930.6696
residential space heating | Cordwood Stoves | 2046 | INSTALLATION | REPLACEMENT | N/A | USD/space heater | us | us | 4930.6696
residential space heating | Cordwood Stoves | 2047 | CAPITAL | NEW | N/A | USD/space heater | us | us | 3965.9734
residential space heating | Cordwood Stoves | 2047 | CAPITAL | REPLACEMENT | N/A | USD/space heater | us | us | 3965.9734
residential space heating | Cordwood Stoves | 2047 | FIXED_OM | NEW | N/A | USD/space heater | us | us | 241.1741
residential space heating | Cordwood Stoves | 2047 | FIXED_OM | REPLACEMENT | N/A | USD/space heater | us | us | 241.1741
residential space heating | Cordwood Stoves | 2047 | INSTALLATION | NEW | N/A | USD/space heater | us | us | 4930.6696
residential space heating | Cordwood Stoves | 2047 | INSTALLATION | REPLACEMENT | N/A | USD/space heater | us | us | 4930.6696
residential space heating | Cordwood Stoves | 2048 | CAPITAL | NEW | N/A | USD/space heater | us | us | 3965.9734
residential space heating | Cordwood Stoves | 2048 | CAPITAL | REPLACEMENT | N/A | USD/space heater | us | us | 3965.9734
residential space heating | Cordwood Stoves | 2048 | FIXED_OM | NEW | N/A | USD/space heater | us | us | 241.1741
residential space heating | Cordwood Stoves | 2048 | FIXED_OM | REPLACEMENT | N/A | USD/space heater | us | us | 241.1741
residential space heating | Cordwood Stoves | 2048 | INSTALLATION | NEW | N/A | USD/space heater | us | us | 4930.6696
residential space heating | Cordwood Stoves | 2048 | INSTALLATION | REPLACEMENT | N/A | USD/space heater | us | us | 4930.6696
residential space heating | Cordwood Stoves | 2049 | CAPITAL | NEW | N/A | USD/space heater | us | us | 3965.9734
residential space heating | Cordwood Stoves | 2049 | CAPITAL | REPLACEMENT | N/A | USD/space heater | us | us | 3965.9734
residential space heating | Cordwood Stoves | 2049 | FIXED_OM | NEW | N/A | USD/space heater | us | us | 241.1741
residential space heating | Cordwood Stoves | 2049 | FIXED_OM | REPLACEMENT | N/A | USD/space heater | us | us | 241.1741
residential space heating | Cordwood Stoves | 2049 | INSTALLATION | NEW | N/A | USD/space heater | us | us | 4930.6696
residential space heating | Cordwood Stoves | 2049 | INSTALLATION | REPLACEMENT | N/A | USD/space heater | us | us | 4930.6696
residential space heating | Cordwood Stoves | 2050 | CAPITAL | NEW | N/A | USD/space heater | us | us | 3965.9734
residential space heating | Cordwood Stoves | 2050 | CAPITAL | REPLACEMENT | N/A | USD/space heater | us | us | 3965.9734
residential space heating | Cordwood Stoves | 2050 | FIXED_OM | NEW | N/A | USD/space heater | us | us | 241.1741
residential space heating | Cordwood Stoves | 2050 | FIXED_OM | REPLACEMENT | N/A | USD/space heater | us | us | 241.1741
residential space heating | Cordwood Stoves | 2050 | INSTALLATION | NEW | N/A | USD/space heater | us | us | 4930.6696
residential space heating | Cordwood Stoves | 2050 | INSTALLATION | REPLACEMENT | N/A | USD/space heater | us | us | 4930.6696
residential space heating | Ductless Mini-Split Heat Pump - Heating | 2020 | CAPITAL | NEW | N/A | USD/space heater | us | us | 1580.2857
residential space heating | Ductless Mini-Split Heat Pump - Heating | 2020 | CAPITAL | REPLACEMENT | N/A | USD/space heater | us | us | 1580.2857
residential space heating | Ductless Mini-Split Heat Pump - Heating | 2020 | INSTALLATION | NEW | N/A | USD/space heater | us | us | 263.3809
residential space heating | Ductless Mini-Split Heat Pump - Heating | 2020 | INSTALLATION | REPLACEMENT | N/A | USD/space heater | us | us | 263.3809
residential space heating | Ductless Mini-Split Heat Pump - Heating | 2021 | CAPITAL | NEW | N/A | USD/space heater | us | us | 1580.2857
residential space heating | Ductless Mini-Split Heat Pump - Heating | 2021 | CAPITAL | REPLACEMENT | N/A | USD/space heater | us | us | 1580.2857
residential space heating | Ductless Mini-Split Heat Pump - Heating | 2021 | INSTALLATION | NEW | N/A | USD/space heater | us | us | 263.3809
residential space heating | Ductless Mini-Split Heat Pump - Heating | 2021 | INSTALLATION | REPLACEMENT | N/A | USD/space heater | us | us | 263.3809
residential space heating | Ductless Mini-Split Heat Pump - Heating | 2022 | CAPITAL | NEW | N/A | USD/space heater | us | us | 1580.2857
residential space heating | Ductless Mini-Split Heat Pump - Heating | 2022 | CAPITAL | REPLACEMENT | N/A | USD/space heater | us | us | 1580.2857
residential space heating | Ductless Mini-Split Heat Pump - Heating | 2022 | INSTALLATION | NEW | N/A | USD/space heater | us | us | 263.3809
residential space heating | Ductless Mini-Split Heat Pump - Heating | 2022 | INSTALLATION | REPLACEMENT | N/A | USD/space heater | us | us | 263.3809
residential space heating | Ductless Mini-Split Heat Pump - Heating | 2023 | CAPITAL | NEW | N/A | USD/space heater | us | us | 1580.2857
residential space heating | Ductless Mini-Split Heat Pump - Heating | 2023 | CAPITAL | REPLACEMENT | N/A | USD/space heater | us | us | 1580.2857
residential space heating | Ductless Mini-Split Heat Pump - Heating | 2023 | INSTALLATION | NEW | N/A | USD/space heater | us | us | 263.3809
residential space heating | Ductless Mini-Split Heat Pump - Heating | 2023 | INSTALLATION | REPLACEMENT | N/A | USD/space heater | us | us | 263.3809
residential space heating | Ductless Mini-Split Heat Pump - Heating | 2024 | CAPITAL | NEW | N/A | USD/space heater | us | us | 1580.2857
residential space heating | Ductless Mini-Split Heat Pump - Heating | 2024 | CAPITAL | REPLACEMENT | N/A | USD/space heater | us | us | 1580.2857
residential space heating | Ductless Mini-Split Heat Pump - Heating | 2024 | INSTALLATION | NEW | N/A | USD/space heater | us | us | 263.3809
residential space heating | Ductless Mini-Split Heat Pump - Heating | 2024 | INSTALLATION | REPLACEMENT | N/A | USD/space heater | us | us | 263.3809
residential space heating | Ductless Mini-Split Heat Pump - Heating | 2025 | CAPITAL | NEW | N/A | USD/space heater | us | us | 1580.2857
residential space heating | Ductless Mini-Split Heat Pump - Heating | 2025 | CAPITAL | REPLACEMENT | N/A | USD/space heater | us | us | 1580.2857
residential space heating | Ductless Mini-Split Heat Pump - Heating | 2025 | INSTALLATION | NEW | N/A | USD/space heater | us | us | 263.3809
residential space heating | Ductless Mini-Split Heat Pump - Heating | 2025 | INSTALLATION | REPLACEMENT | N/A | USD/space heater | us | us | 263.3809
residential space heating | Ductless Mini-Split Heat Pump - Heating | 2026 | CAPITAL | NEW | N/A | USD/space heater | us | us | 1580.2857
residential space heating | Ductless Mini-Split Heat Pump - Heating | 2026 | CAPITAL | REPLACEMENT | N/A | USD/space heater | us | us | 1580.2857
residential space heating | Ductless Mini-Split Heat Pump - Heating | 2026 | INSTALLATION | NEW | N/A | USD/space heater | us | us | 263.3809
residential space heating | Ductless Mini-Split Heat Pump - Heating | 2026 | INSTALLATION | REPLACEMENT | N/A | USD/space heater | us | us | 263.3809
residential space heating | Ductless Mini-Split Heat Pump - Heating | 2027 | CAPITAL | NEW | N/A | USD/space heater | us | us | 1580.2857
residential space heating | Ductless Mini-Split Heat Pump - Heating | 2027 | CAPITAL | REPLACEMENT | N/A | USD/space heater | us | us | 1580.2857
residential space heating | Ductless Mini-Split Heat Pump - Heating | 2027 | INSTALLATION | NEW | N/A | USD/space heater | us | us | 263.3809
residential space heating | Ductless Mini-Split Heat Pump - Heating | 2027 | INSTALLATION | REPLACEMENT | N/A | USD/space heater | us | us | 263.3809
residential space heating | Ductless Mini-Split Heat Pump - Heating | 2028 | CAPITAL | NEW | N/A | USD/space heater | us | us | 1580.2857
residential space heating | Ductless Mini-Split Heat Pump - Heating | 2028 | CAPITAL | REPLACEMENT | N/A | USD/space heater | us | us | 1580.2857
residential space heating | Ductless Mini-Split Heat Pump - Heating | 2028 | INSTALLATION | NEW | N/A | USD/space heater | us | us | 263.3809
residential space heating | Ductless Mini-Split Heat Pump - Heating | 2028 | INSTALLATION | REPLACEMENT | N/A | USD/space heater | us | us | 263.3809
residential space heating | Ductless Mini-Split Heat Pump - Heating | 2029 | CAPITAL | NEW | N/A | USD/space heater | us | us | 1580.2857
residential space heating | Ductless Mini-Split Heat Pump - Heating | 2029 | CAPITAL | REPLACEMENT | N/A | USD/space heater | us | us | 1580.2857
residential space heating | Ductless Mini-Split Heat Pump - Heating | 2029 | INSTALLATION | NEW | N/A | USD/space heater | us | us | 263.3809
residential space heating | Ductless Mini-Split Heat Pump - Heating | 2029 | INSTALLATION | REPLACEMENT | N/A | USD/space heater | us | us | 263.3809
residential space heating | Ductless Mini-Split Heat Pump - Heating | 2030 | CAPITAL | NEW | N/A | USD/space heater | us | us | 1580.2857
residential space heating | Ductless Mini-Split Heat Pump - Heating | 2030 | CAPITAL | REPLACEMENT | N/A | USD/space heater | us | us | 1580.2857
residential space heating | Ductless Mini-Split Heat Pump - Heating | 2030 | INSTALLATION | NEW | N/A | USD/space heater | us | us | 263.3809
residential space heating | Ductless Mini-Split Heat Pump - Heating | 2030 | INSTALLATION | REPLACEMENT | N/A | USD/space heater | us | us | 263.3809
residential space heating | Ductless Mini-Split Heat Pump - Heating | 2031 | CAPITAL | NEW | N/A | USD/space heater | us | us | 1580.2857
residential space heating | Ductless Mini-Split Heat Pump - Heating | 2031 | CAPITAL | REPLACEMENT | N/A | USD/space heater | us | us | 1580.2857
residential space heating | Ductless Mini-Split Heat Pump - Heating | 2031 | INSTALLATION | NEW | N/A | USD/space heater | us | us | 263.3809
residential space heating | Ductless Mini-Split Heat Pump - Heating | 2031 | INSTALLATION | REPLACEMENT | N/A | USD/space heater | us | us | 263.3809
residential space heating | Ductless Mini-Split Heat Pump - Heating | 2032 | CAPITAL | NEW | N/A | USD/space heater | us | us | 1580.2857
residential space heating | Ductless Mini-Split Heat Pump - Heating | 2032 | CAPITAL | REPLACEMENT | N/A | USD/space heater | us | us | 1580.2857
residential space heating | Ductless Mini-Split Heat Pump - Heating | 2032 | INSTALLATION | NEW | N/A | USD/space heater | us | us | 263.3809
residential space heating | Ductless Mini-Split Heat Pump - Heating | 2032 | INSTALLATION | REPLACEMENT | N/A | USD/space heater | us | us | 263.3809
residential space heating | Ductless Mini-Split Heat Pump - Heating | 2033 | CAPITAL | NEW | N/A | USD/space heater | us | us | 1580.2857
residential space heating | Ductless Mini-Split Heat Pump - Heating | 2033 | CAPITAL | REPLACEMENT | N/A | USD/space heater | us | us | 1580.2857
residential space heating | Ductless Mini-Split Heat Pump - Heating | 2033 | INSTALLATION | NEW | N/A | USD/space heater | us | us | 263.3809
residential space heating | Ductless Mini-Split Heat Pump - Heating | 2033 | INSTALLATION | REPLACEMENT | N/A | USD/space heater | us | us | 263.3809
residential space heating | Ductless Mini-Split Heat Pump - Heating | 2034 | CAPITAL | NEW | N/A | USD/space heater | us | us | 1580.2857
residential space heating | Ductless Mini-Split Heat Pump - Heating | 2034 | CAPITAL | REPLACEMENT | N/A | USD/space heater | us | us | 1580.2857
residential space heating | Ductless Mini-Split Heat Pump - Heating | 2034 | INSTALLATION | NEW | N/A | USD/space heater | us | us | 263.3809
residential space heating | Ductless Mini-Split Heat Pump - Heating | 2034 | INSTALLATION | REPLACEMENT | N/A | USD/space heater | us | us | 263.3809
residential space heating | Ductless Mini-Split Heat Pump - Heating | 2035 | CAPITAL | NEW | N/A | USD/space heater | us | us | 1580.2857
residential space heating | Ductless Mini-Split Heat Pump - Heating | 2035 | CAPITAL | REPLACEMENT | N/A | USD/space heater | us | us | 1580.2857
residential space heating | Ductless Mini-Split Heat Pump - Heating | 2035 | INSTALLATION | NEW | N/A | USD/space heater | us | us | 263.3809
residential space heating | Ductless Mini-Split Heat Pump - Heating | 2035 | INSTALLATION | REPLACEMENT | N/A | USD/space heater | us | us | 263.3809
residential space heating | Ductless Mini-Split Heat Pump - Heating | 2036 | CAPITAL | NEW | N/A | USD/space heater | us | us | 1580.2857
residential space heating | Ductless Mini-Split Heat Pump - Heating | 2036 | CAPITAL | REPLACEMENT | N/A | USD/space heater | us | us | 1580.2857
residential space heating | Ductless Mini-Split Heat Pump - Heating | 2036 | INSTALLATION | NEW | N/A | USD/space heater | us | us | 263.3809
residential space heating | Ductless Mini-Split Heat Pump - Heating | 2036 | INSTALLATION | REPLACEMENT | N/A | USD/space heater | us | us | 263.3809
residential space heating | Ductless Mini-Split Heat Pump - Heating | 2037 | CAPITAL | NEW | N/A | USD/space heater | us | us | 1580.2857
residential space heating | Ductless Mini-Split Heat Pump - Heating | 2037 | CAPITAL | REPLACEMENT | N/A | USD/space heater | us | us | 1580.2857
residential space heating | Ductless Mini-Split Heat Pump - Heating | 2037 | INSTALLATION | NEW | N/A | USD/space heater | us | us | 263.3809
residential space heating | Ductless Mini-Split Heat Pump - Heating | 2037 | INSTALLATION | REPLACEMENT | N/A | USD/space heater | us | us | 263.3809
residential space heating | Ductless Mini-Split Heat Pump - Heating | 2038 | CAPITAL | NEW | N/A | USD/space heater | us | us | 1580.2857
residential space heating | Ductless Mini-Split Heat Pump - Heating | 2038 | CAPITAL | REPLACEMENT | N/A | USD/space heater | us | us | 1580.2857
residential space heating | Ductless Mini-Split Heat Pump - Heating | 2038 | INSTALLATION | NEW | N/A | USD/space heater | us | us | 263.3809
residential space heating | Ductless Mini-Split Heat Pump - Heating | 2038 | INSTALLATION | REPLACEMENT | N/A | USD/space heater | us | us | 263.3809
residential space heating | Ductless Mini-Split Heat Pump - Heating | 2039 | CAPITAL | NEW | N/A | USD/space heater | us | us | 1580.2857
residential space heating | Ductless Mini-Split Heat Pump - Heating | 2039 | CAPITAL | REPLACEMENT | N/A | USD/space heater | us | us | 1580.2857
residential space heating | Ductless Mini-Split Heat Pump - Heating | 2039 | INSTALLATION | NEW | N/A | USD/space heater | us | us | 263.3809
residential space heating | Ductless Mini-Split Heat Pump - Heating | 2039 | INSTALLATION | REPLACEMENT | N/A | USD/space heater | us | us | 263.3809
residential space heating | Ductless Mini-Split Heat Pump - Heating | 2040 | CAPITAL | NEW | N/A | USD/space heater | us | us | 1580.2857
residential space heating | Ductless Mini-Split Heat Pump - Heating | 2040 | CAPITAL | REPLACEMENT | N/A | USD/space heater | us | us | 1580.2857
residential space heating | Ductless Mini-Split Heat Pump - Heating | 2040 | INSTALLATION | NEW | N/A | USD/space heater | us | us | 263.3809
residential space heating | Ductless Mini-Split Heat Pump - Heating | 2040 | INSTALLATION | REPLACEMENT | N/A | USD/space heater | us | us | 263.3809
residential space heating | Ductless Mini-Split Heat Pump - Heating | 2041 | CAPITAL | NEW | N/A | USD/space heater | us | us | 1580.2857
residential space heating | Ductless Mini-Split Heat Pump - Heating | 2041 | CAPITAL | REPLACEMENT | N/A | USD/space heater | us | us | 1580.2857
residential space heating | Ductless Mini-Split Heat Pump - Heating | 2041 | INSTALLATION | NEW | N/A | USD/space heater | us | us | 263.3809
residential space heating | Ductless Mini-Split Heat Pump - Heating | 2041 | INSTALLATION | REPLACEMENT | N/A | USD/space heater | us | us | 263.3809
residential space heating | Ductless Mini-Split Heat Pump - Heating | 2042 | CAPITAL | NEW | N/A | USD/space heater | us | us | 1580.2857
residential space heating | Ductless Mini-Split Heat Pump - Heating | 2042 | CAPITAL | REPLACEMENT | N/A | USD/space heater | us | us | 1580.2857
residential space heating | Ductless Mini-Split Heat Pump - Heating | 2042 | INSTALLATION | NEW | N/A | USD/space heater | us | us | 263.3809
residential space heating | Ductless Mini-Split Heat Pump - Heating | 2042 | INSTALLATION | REPLACEMENT | N/A | USD/space heater | us | us | 263.3809
residential space heating | Ductless Mini-Split Heat Pump - Heating | 2043 | CAPITAL | NEW | N/A | USD/space heater | us | us | 1580.2857
residential space heating | Ductless Mini-Split Heat Pump - Heating | 2043 | CAPITAL | REPLACEMENT | N/A | USD/space heater | us | us | 1580.2857
residential space heating | Ductless Mini-Split Heat Pump - Heating | 2043 | INSTALLATION | NEW | N/A | USD/space heater | us | us | 263.3809
residential space heating | Ductless Mini-Split Heat Pump - Heating | 2043 | INSTALLATION | REPLACEMENT | N/A | USD/space heater | us | us | 263.3809
residential space heating | Ductless Mini-Split Heat Pump - Heating | 2044 | CAPITAL | NEW | N/A | USD/space heater | us | us | 1580.2857
residential space heating | Ductless Mini-Split Heat Pump - Heating | 2044 | CAPITAL | REPLACEMENT | N/A | USD/space heater | us | us | 1580.2857
residential space heating | Ductless Mini-Split Heat Pump - Heating | 2044 | INSTALLATION | NEW | N/A | USD/space heater | us | us | 263.3809
residential space heating | Ductless Mini-Split Heat Pump - Heating | 2044 | INSTALLATION | REPLACEMENT | N/A | USD/space heater | us | us | 263.3809
residential space heating | Ductless Mini-Split Heat Pump - Heating | 2045 | CAPITAL | NEW | N/A | USD/space heater | us | us | 1580.2857
residential space heating | Ductless Mini-Split Heat Pump - Heating | 2045 | CAPITAL | REPLACEMENT | N/A | USD/space heater | us | us | 1580.2857
residential space heating | Ductless Mini-Split Heat Pump - Heating | 2045 | INSTALLATION | NEW | N/A | USD/space heater | us | us | 263.3809
residential space heating | Ductless Mini-Split Heat Pump - Heating | 2045 | INSTALLATION | REPLACEMENT | N/A | USD/space heater | us | us | 263.3809
residential space heating | Ductless Mini-Split Heat Pump - Heating | 2046 | CAPITAL | NEW | N/A | USD/space heater | us | us | 1580.2857
residential space heating | Ductless Mini-Split Heat Pump - Heating | 2046 | CAPITAL | REPLACEMENT | N/A | USD/space heater | us | us | 1580.2857
residential space heating | Ductless Mini-Split Heat Pump - Heating | 2046 | INSTALLATION | NEW | N/A | USD/space heater | us | us | 263.3809
residential space heating | Ductless Mini-Split Heat Pump - Heating | 2046 | INSTALLATION | REPLACEMENT | N/A | USD/space heater | us | us | 263.3809
residential space heating | Ductless Mini-Split Heat Pump - Heating | 2047 | CAPITAL | NEW | N/A | USD/space heater | us | us | 1580.2857
residential space heating | Ductless Mini-Split Heat Pump - Heating | 2047 | CAPITAL | REPLACEMENT | N/A | USD/space heater | us | us | 1580.2857
residential space heating | Ductless Mini-Split Heat Pump - Heating | 2047 | INSTALLATION | NEW | N/A | USD/space heater | us | us | 263.3809
residential space heating | Ductless Mini-Split Heat Pump - Heating | 2047 | INSTALLATION | REPLACEMENT | N/A | USD/space heater | us | us | 263.3809
residential space heating | Ductless Mini-Split Heat Pump - Heating | 2048 | CAPITAL | NEW | N/A | USD/space heater | us | us | 1580.2857
residential space heating | Ductless Mini-Split Heat Pump - Heating | 2048 | CAPITAL | REPLACEMENT | N/A | USD/space heater | us | us | 1580.2857
residential space heating | Ductless Mini-Split Heat Pump - Heating | 2048 | INSTALLATION | NEW | N/A | USD/space heater | us | us | 263.3809
residential space heating | Ductless Mini-Split Heat Pump - Heating | 2048 | INSTALLATION | REPLACEMENT | N/A | USD/space heater | us | us | 263.3809
residential space heating | Ductless Mini-Split Heat Pump - Heating | 2049 | CAPITAL | NEW | N/A | USD/space heater | us | us | 1580.2857
residential space heating | Ductless Mini-Split Heat Pump - Heating | 2049 | CAPITAL | REPLACEMENT | N/A | USD/space heater | us | us | 1580.2857
residential space heating | Ductless Mini-Split Heat Pump - Heating | 2049 | INSTALLATION | NEW | N/A | USD/space heater | us | us | 263.3809
residential space heating | Ductless Mini-Split Heat Pump - Heating | 2049 | INSTALLATION | REPLACEMENT | N/A | USD/space heater | us | us | 263.3809
residential space heating | Ductless Mini-Split Heat Pump - Heating | 2050 | CAPITAL | NEW | N/A | USD/space heater | us | us | 1580.2857
residential space heating | Ductless Mini-Split Heat Pump - Heating | 2050 | CAPITAL | REPLACEMENT | N/A | USD/space heater | us | us | 1580.2857
residential space heating | Ductless Mini-Split Heat Pump - Heating | 2050 | INSTALLATION | NEW | N/A | USD/space heater | us | us | 263.3809
residential space heating | Ductless Mini-Split Heat Pump - Heating | 2050 | INSTALLATION | REPLACEMENT | N/A | USD/space heater | us | us | 263.3809
residential space heating | High Efficiency Air Source Heat Pump - Heating | 2020 | CAPITAL | NEW | N/A | USD/space heater | us | us | 2545.7261
residential space heating | High Efficiency Air Source Heat Pump - Heating | 2020 | CAPITAL | REPLACEMENT | N/A | USD/space heater | us | us | 2545.7261
residential space heating | High Efficiency Air Source Heat Pump - Heating | 2020 | FIXED_OM | NEW | N/A | USD/space heater | us | us | 40.7316
residential space heating | High Efficiency Air Source Heat Pump - Heating | 2020 | FIXED_OM | REPLACEMENT | N/A | USD/space heater | us | us | 40.7316
residential space heating | High Efficiency Air Source Heat Pump - Heating | 2020 | FUEL_SWITCHING | NEW | N/A | USD/space heater | us | us | 0
residential space heating | High Efficiency Air Source Heat Pump - Heating | 2020 | FUEL_SWITCHING | REPLACEMENT | N/A | USD/space heater | us | us | 0
residential space heating | High Efficiency Air Source Heat Pump - Heating | 2020 | INSTALLATION | NEW | N/A | USD/space heater | us | us | 267.9712
residential space heating | High Efficiency Air Source Heat Pump - Heating | 2020 | INSTALLATION | REPLACEMENT | N/A | USD/space heater | us | us | 267.9712
residential space heating | High Efficiency Air Source Heat Pump - Heating | 2021 | CAPITAL | NEW | N/A | USD/space heater | us | us | 2525.6283
residential space heating | High Efficiency Air Source Heat Pump - Heating | 2021 | CAPITAL | REPLACEMENT | N/A | USD/space heater | us | us | 2525.6283
residential space heating | High Efficiency Air Source Heat Pump - Heating | 2021 | FIXED_OM | NEW | N/A | USD/space heater | us | us | 40.7316
residential space heating | High Efficiency Air Source Heat Pump - Heating | 2021 | FIXED_OM | REPLACEMENT | N/A | USD/space heater | us | us | 40.7316
residential space heating | High Efficiency Air Source Heat Pump - Heating | 2021 | FUEL_SWITCHING | NEW | N/A | USD/space heater | us | us | 0
residential space heating | High Efficiency Air Source Heat Pump - Heating | 2021 | FUEL_SWITCHING | REPLACEMENT | N/A | USD/space heater | us | us | 0
residential space heating | High Efficiency Air Source Heat Pump - Heating | 2021 | INSTALLATION | NEW | N/A | USD/space heater | us | us | 267.9712
residential space heating | High Efficiency Air Source Heat Pump - Heating | 2021 | INSTALLATION | REPLACEMENT | N/A | USD/space heater | us | us | 267.9712
residential space heating | High Efficiency Air Source Heat Pump - Heating | 2022 | CAPITAL | NEW | N/A | USD/space heater | us | us | 2505.5305
residential space heating | High Efficiency Air Source Heat Pump - Heating | 2022 | CAPITAL | REPLACEMENT | N/A | USD/space heater | us | us | 2505.5305
residential space heating | High Efficiency Air Source Heat Pump - Heating | 2022 | FIXED_OM | NEW | N/A | USD/space heater | us | us | 40.7316
residential space heating | High Efficiency Air Source Heat Pump - Heating | 2022 | FIXED_OM | REPLACEMENT | N/A | USD/space heater | us | us | 40.7316
residential space heating | High Efficiency Air Source Heat Pump - Heating | 2022 | FUEL_SWITCHING | NEW | N/A | USD/space heater | us | us | 0
residential space heating | High Efficiency Air Source Heat Pump - Heating | 2022 | FUEL_SWITCHING | REPLACEMENT | N/A | USD/space heater | us | us | 0
residential space heating | High Efficiency Air Source Heat Pump - Heating | 2022 | INSTALLATION | NEW | N/A | USD/space heater | us | us | 267.9712
residential space heating | High Efficiency Air Source Heat Pump - Heating | 2022 | INSTALLATION | REPLACEMENT | N/A | USD/space heater | us | us | 267.9712
residential space heating | High Efficiency Air Source Heat Pump - Heating | 2023 | CAPITAL | NEW | N/A | USD/space heater | us | us | 2485.4326
residential space heating | High Efficiency Air Source Heat Pump - Heating | 2023 | CAPITAL | REPLACEMENT | N/A | USD/space heater | us | us | 2485.4326
residential space heating | High Efficiency Air Source Heat Pump - Heating | 2023 | FIXED_OM | NEW | N/A | USD/space heater | us | us | 40.7316
residential space heating | High Efficiency Air Source Heat Pump - Heating | 2023 | FIXED_OM | REPLACEMENT | N/A | USD/space heater | us | us | 40.7316
residential space heating | High Efficiency Air Source Heat Pump - Heating | 2023 | FUEL_SWITCHING | NEW | N/A | USD/space heater | us | us | 0
residential space heating | High Efficiency Air Source Heat Pump - Heating | 2023 | FUEL_SWITCHING | REPLACEMENT | N/A | USD/space heater | us | us | 0
residential space heating | High Efficiency Air Source Heat Pump - Heating | 2023 | INSTALLATION | NEW | N/A | USD/space heater | us | us | 267.9712
residential space heating | High Efficiency Air Source Heat Pump - Heating | 2023 | INSTALLATION | REPLACEMENT | N/A | USD/space heater | us | us | 267.9712
residential space heating | High Efficiency Air Source Heat Pump - Heating | 2024 | CAPITAL | NEW | N/A | USD/space heater | us | us | 2465.3348
residential space heating | High Efficiency Air Source Heat Pump - Heating | 2024 | CAPITAL | REPLACEMENT | N/A | USD/space heater | us | us | 2465.3348
residential space heating | High Efficiency Air Source Heat Pump - Heating | 2024 | FIXED_OM | NEW | N/A | USD/space heater | us | us | 40.7316
residential space heating | High Efficiency Air Source Heat Pump - Heating | 2024 | FIXED_OM | REPLACEMENT | N/A | USD/space heater | us | us | 40.7316
residential space heating | High Efficiency Air Source Heat Pump - Heating | 2024 | FUEL_SWITCHING | NEW | N/A | USD/space heater | us | us | 0
residential space heating | High Efficiency Air Source Heat Pump - Heating | 2024 | FUEL_SWITCHING | REPLACEMENT | N/A | USD/space heater | us | us | 0
residential space heating | High Efficiency Air Source Heat Pump - Heating | 2024 | INSTALLATION | NEW | N/A | USD/space heater | us | us | 267.9712
residential space heating | High Efficiency Air Source Heat Pump - Heating | 2024 | INSTALLATION | REPLACEMENT | N/A | USD/space heater | us | us | 267.9712
residential space heating | High Efficiency Air Source Heat Pump - Heating | 2025 | CAPITAL | NEW | N/A | USD/space heater | us | us | 2445.237
residential space heating | High Efficiency Air Source Heat Pump - Heating | 2025 | CAPITAL | REPLACEMENT | N/A | USD/space heater | us | us | 2445.237
residential space heating | High Efficiency Air Source Heat Pump - Heating | 2025 | FIXED_OM | NEW | N/A | USD/space heater | us | us | 40.7316
residential space heating | High Efficiency Air Source Heat Pump - Heating | 2025 | FIXED_OM | REPLACEMENT | N/A | USD/space heater | us | us | 40.7316
residential space heating | High Efficiency Air Source Heat Pump - Heating | 2025 | FUEL_SWITCHING | NEW | N/A | USD/space heater | us | us | 0
residential space heating | High Efficiency Air Source Heat Pump - Heating | 2025 | FUEL_SWITCHING | REPLACEMENT | N/A | USD/space heater | us | us | 0
residential space heating | High Efficiency Air Source Heat Pump - Heating | 2025 | INSTALLATION | NEW | N/A | USD/space heater | us | us | 267.9712
residential space heating | High Efficiency Air Source Heat Pump - Heating | 2025 | INSTALLATION | REPLACEMENT | N/A | USD/space heater | us | us | 267.9712
residential space heating | High Efficiency Air Source Heat Pump - Heating | 2026 | CAPITAL | NEW | N/A | USD/space heater | us | us | 2425.1391
residential space heating | High Efficiency Air Source Heat Pump - Heating | 2026 | CAPITAL | REPLACEMENT | N/A | USD/space heater | us | us | 2425.1391
residential space heating | High Efficiency Air Source Heat Pump - Heating | 2026 | FIXED_OM | NEW | N/A | USD/space heater | us | us | 40.7316
residential space heating | High Efficiency Air Source Heat Pump - Heating | 2026 | FIXED_OM | REPLACEMENT | N/A | USD/space heater | us | us | 40.7316
residential space heating | High Efficiency Air Source Heat Pump - Heating | 2026 | FUEL_SWITCHING | NEW | N/A | USD/space heater | us | us | 0
residential space heating | High Efficiency Air Source Heat Pump - Heating | 2026 | FUEL_SWITCHING | REPLACEMENT | N/A | USD/space heater | us | us | 0
residential space heating | High Efficiency Air Source Heat Pump - Heating | 2026 | INSTALLATION | NEW | N/A | USD/space heater | us | us | 267.9712
residential space heating | High Efficiency Air Source Heat Pump - Heating | 2026 | INSTALLATION | REPLACEMENT | N/A | USD/space heater | us | us | 267.9712
residential space heating | High Efficiency Air Source Heat Pump - Heating | 2027 | CAPITAL | NEW | N/A | USD/space heater | us | us | 2405.0413
residential space heating | High Efficiency Air Source Heat Pump - Heating | 2027 | CAPITAL | REPLACEMENT | N/A | USD/space heater | us | us | 2405.0413
residential space heating | High Efficiency Air Source Heat Pump - Heating | 2027 | FIXED_OM | NEW | N/A | USD/space heater | us | us | 40.7316
residential space heating | High Efficiency Air Source Heat Pump - Heating | 2027 | FIXED_OM | REPLACEMENT | N/A | USD/space heater | us | us | 40.7316
residential space heating | High Efficiency Air Source Heat Pump - Heating | 2027 | FUEL_SWITCHING | NEW | N/A | USD/space heater | us | us | 0
residential space heating | High Efficiency Air Source Heat Pump - Heating | 2027 | FUEL_SWITCHING | REPLACEMENT | N/A | USD/space heater | us | us | 0
residential space heating | High Efficiency Air Source Heat Pump - Heating | 2027 | INSTALLATION | NEW | N/A | USD/space heater | us | us | 267.9712
residential space heating | High Efficiency Air Source Heat Pump - Heating | 2027 | INSTALLATION | REPLACEMENT | N/A | USD/space heater | us | us | 267.9712
residential space heating | High Efficiency Air Source Heat Pump - Heating | 2028 | CAPITAL | NEW | N/A | USD/space heater | us | us | 2384.9434
residential space heating | High Efficiency Air Source Heat Pump - Heating | 2028 | CAPITAL | REPLACEMENT | N/A | USD/space heater | us | us | 2384.9434
residential space heating | High Efficiency Air Source Heat Pump - Heating | 2028 | FIXED_OM | NEW | N/A | USD/space heater | us | us | 40.7316
residential space heating | High Efficiency Air Source Heat Pump - Heating | 2028 | FIXED_OM | REPLACEMENT | N/A | USD/space heater | us | us | 40.7316
residential space heating | High Efficiency Air Source Heat Pump - Heating | 2028 | FUEL_SWITCHING | NEW | N/A | USD/space heater | us | us | 0
residential space heating | High Efficiency Air Source Heat Pump - Heating | 2028 | FUEL_SWITCHING | REPLACEMENT | N/A | USD/space heater | us | us | 0
residential space heating | High Efficiency Air Source Heat Pump - Heating | 2028 | INSTALLATION | NEW | N/A | USD/space heater | us | us | 267.9712
residential space heating | High Efficiency Air Source Heat Pump - Heating | 2028 | INSTALLATION | REPLACEMENT | N/A | USD/space heater | us | us | 267.9712
residential space heating | High Efficiency Air Source Heat Pump - Heating | 2029 | CAPITAL | NEW | N/A | USD/space heater | us | us | 2364.8456
residential space heating | High Efficiency Air Source Heat Pump - Heating | 2029 | CAPITAL | REPLACEMENT | N/A | USD/space heater | us | us | 2364.8456
residential space heating | High Efficiency Air Source Heat Pump - Heating | 2029 | FIXED_OM | NEW | N/A | USD/space heater | us | us | 40.7316
residential space heating | High Efficiency Air Source Heat Pump - Heating | 2029 | FIXED_OM | REPLACEMENT | N/A | USD/space heater | us | us | 40.7316
residential space heating | High Efficiency Air Source Heat Pump - Heating | 2029 | FUEL_SWITCHING | NEW | N/A | USD/space heater | us | us | 0
residential space heating | High Efficiency Air Source Heat Pump - Heating | 2029 | FUEL_SWITCHING | REPLACEMENT | N/A | USD/space heater | us | us | 0
residential space heating | High Efficiency Air Source Heat Pump - Heating | 2029 | INSTALLATION | NEW | N/A | USD/space heater | us | us | 267.9712
residential space heating | High Efficiency Air Source Heat Pump - Heating | 2029 | INSTALLATION | REPLACEMENT | N/A | USD/space heater | us | us | 267.9712
residential space heating | High Efficiency Air Source Heat Pump - Heating | 2030 | CAPITAL | NEW | N/A | USD/space heater | us | us | 2344.7478
residential space heating | High Efficiency Air Source Heat Pump - Heating | 2030 | CAPITAL | REPLACEMENT | N/A | USD/space heater | us | us | 2344.7478
residential space heating | High Efficiency Air Source Heat Pump - Heating | 2030 | FIXED_OM | NEW | N/A | USD/space heater | us | us | 40.7316
residential space heating | High Efficiency Air Source Heat Pump - Heating | 2030 | FIXED_OM | REPLACEMENT | N/A | USD/space heater | us | us | 40.7316
residential space heating | High Efficiency Air Source Heat Pump - Heating | 2030 | FUEL_SWITCHING | NEW | N/A | USD/space heater | us | us | 0
residential space heating | High Efficiency Air Source Heat Pump - Heating | 2030 | FUEL_SWITCHING | REPLACEMENT | N/A | USD/space heater | us | us | 0
residential space heating | High Efficiency Air Source Heat Pump - Heating | 2030 | INSTALLATION | NEW | N/A | USD/space heater | us | us | 267.9712
residential space heating | High Efficiency Air Source Heat Pump - Heating | 2030 | INSTALLATION | REPLACEMENT | N/A | USD/space heater | us | us | 267.9712
residential space heating | High Efficiency Air Source Heat Pump - Heating | 2031 | CAPITAL | NEW | N/A | USD/space heater | us | us | 2338.0485
residential space heating | High Efficiency Air Source Heat Pump - Heating | 2031 | CAPITAL | REPLACEMENT | N/A | USD/space heater | us | us | 2338.0485
residential space heating | High Efficiency Air Source Heat Pump - Heating | 2031 | FIXED_OM | NEW | N/A | USD/space heater | us | us | 40.7316
residential space heating | High Efficiency Air Source Heat Pump - Heating | 2031 | FIXED_OM | REPLACEMENT | N/A | USD/space heater | us | us | 40.7316
residential space heating | High Efficiency Air Source Heat Pump - Heating | 2031 | FUEL_SWITCHING | NEW | N/A | USD/space heater | us | us | 0
residential space heating | High Efficiency Air Source Heat Pump - Heating | 2031 | FUEL_SWITCHING | REPLACEMENT | N/A | USD/space heater | us | us | 0
residential space heating | High Efficiency Air Source Heat Pump - Heating | 2031 | INSTALLATION | NEW | N/A | USD/space heater | us | us | 267.9712
residential space heating | High Efficiency Air Source Heat Pump - Heating | 2031 | INSTALLATION | REPLACEMENT | N/A | USD/space heater | us | us | 267.9712
residential space heating | High Efficiency Air Source Heat Pump - Heating | 2032 | CAPITAL | NEW | N/A | USD/space heater | us | us | 2331.3492
residential space heating | High Efficiency Air Source Heat Pump - Heating | 2032 | CAPITAL | REPLACEMENT | N/A | USD/space heater | us | us | 2331.3492
residential space heating | High Efficiency Air Source Heat Pump - Heating | 2032 | FIXED_OM | NEW | N/A | USD/space heater | us | us | 40.7316
residential space heating | High Efficiency Air Source Heat Pump - Heating | 2032 | FIXED_OM | REPLACEMENT | N/A | USD/space heater | us | us | 40.7316
residential space heating | High Efficiency Air Source Heat Pump - Heating | 2032 | FUEL_SWITCHING | NEW | N/A | USD/space heater | us | us | 0
residential space heating | High Efficiency Air Source Heat Pump - Heating | 2032 | FUEL_SWITCHING | REPLACEMENT | N/A | USD/space heater | us | us | 0
residential space heating | High Efficiency Air Source Heat Pump - Heating | 2032 | INSTALLATION | NEW | N/A | USD/space heater | us | us | 267.9712
residential space heating | High Efficiency Air Source Heat Pump - Heating | 2032 | INSTALLATION | REPLACEMENT | N/A | USD/space heater | us | us | 267.9712
residential space heating | High Efficiency Air Source Heat Pump - Heating | 2033 | CAPITAL | NEW | N/A | USD/space heater | us | us | 2324.6499
residential space heating | High Efficiency Air Source Heat Pump - Heating | 2033 | CAPITAL | REPLACEMENT | N/A | USD/space heater | us | us | 2324.6499
residential space heating | High Efficiency Air Source Heat Pump - Heating | 2033 | FIXED_OM | NEW | N/A | USD/space heater | us | us | 40.7316
residential space heating | High Efficiency Air Source Heat Pump - Heating | 2033 | FIXED_OM | REPLACEMENT | N/A | USD/space heater | us | us | 40.7316
residential space heating | High Efficiency Air Source Heat Pump - Heating | 2033 | FUEL_SWITCHING | NEW | N/A | USD/space heater | us | us | 0
residential space heating | High Efficiency Air Source Heat Pump - Heating | 2033 | FUEL_SWITCHING | REPLACEMENT | N/A | USD/space heater | us | us | 0
residential space heating | High Efficiency Air Source Heat Pump - Heating | 2033 | INSTALLATION | NEW | N/A | USD/space heater | us | us | 267.9712
residential space heating | High Efficiency Air Source Heat Pump - Heating | 2033 | INSTALLATION | REPLACEMENT | N/A | USD/space heater | us | us | 267.9712
residential space heating | High Efficiency Air Source Heat Pump - Heating | 2034 | CAPITAL | NEW | N/A | USD/space heater | us | us | 2317.9507
residential space heating | High Efficiency Air Source Heat Pump - Heating | 2034 | CAPITAL | REPLACEMENT | N/A | USD/space heater | us | us | 2317.9507
residential space heating | High Efficiency Air Source Heat Pump - Heating | 2034 | FIXED_OM | NEW | N/A | USD/space heater | us | us | 40.7316
residential space heating | High Efficiency Air Source Heat Pump - Heating | 2034 | FIXED_OM | REPLACEMENT | N/A | USD/space heater | us | us | 40.7316
residential space heating | High Efficiency Air Source Heat Pump - Heating | 2034 | FUEL_SWITCHING | NEW | N/A | USD/space heater | us | us | 0
residential space heating | High Efficiency Air Source Heat Pump - Heating | 2034 | FUEL_SWITCHING | REPLACEMENT | N/A | USD/space heater | us | us | 0
residential space heating | High Efficiency Air Source Heat Pump - Heating | 2034 | INSTALLATION | NEW | N/A | USD/space heater | us | us | 267.9712
residential space heating | High Efficiency Air Source Heat Pump - Heating | 2034 | INSTALLATION | REPLACEMENT | N/A | USD/space heater | us | us | 267.9712
residential space heating | High Efficiency Air Source Heat Pump - Heating | 2035 | CAPITAL | NEW | N/A | USD/space heater | us | us | 2311.2514
residential space heating | High Efficiency Air Source Heat Pump - Heating | 2035 | CAPITAL | REPLACEMENT | N/A | USD/space heater | us | us | 2311.2514
residential space heating | High Efficiency Air Source Heat Pump - Heating | 2035 | FIXED_OM | NEW | N/A | USD/space heater | us | us | 40.7316
residential space heating | High Efficiency Air Source Heat Pump - Heating | 2035 | FIXED_OM | REPLACEMENT | N/A | USD/space heater | us | us | 40.7316
residential space heating | High Efficiency Air Source Heat Pump - Heating | 2035 | FUEL_SWITCHING | NEW | N/A | USD/space heater | us | us | 0
residential space heating | High Efficiency Air Source Heat Pump - Heating | 2035 | FUEL_SWITCHING | REPLACEMENT | N/A | USD/space heater | us | us | 0
residential space heating | High Efficiency Air Source Heat Pump - Heating | 2035 | INSTALLATION | NEW | N/A | USD/space heater | us | us | 267.9712
residential space heating | High Efficiency Air Source Heat Pump - Heating | 2035 | INSTALLATION | REPLACEMENT | N/A | USD/space heater | us | us | 267.9712
residential space heating | High Efficiency Air Source Heat Pump - Heating | 2036 | CAPITAL | NEW | N/A | USD/space heater | us | us | 2304.5521
residential space heating | High Efficiency Air Source Heat Pump - Heating | 2036 | CAPITAL | REPLACEMENT | N/A | USD/space heater | us | us | 2304.5521
residential space heating | High Efficiency Air Source Heat Pump - Heating | 2036 | FIXED_OM | NEW | N/A | USD/space heater | us | us | 40.7316
residential space heating | High Efficiency Air Source Heat Pump - Heating | 2036 | FIXED_OM | REPLACEMENT | N/A | USD/space heater | us | us | 40.7316
residential space heating | High Efficiency Air Source Heat Pump - Heating | 2036 | FUEL_SWITCHING | NEW | N/A | USD/space heater | us | us | 0
residential space heating | High Efficiency Air Source Heat Pump - Heating | 2036 | FUEL_SWITCHING | REPLACEMENT | N/A | USD/space heater | us | us | 0
residential space heating | High Efficiency Air Source Heat Pump - Heating | 2036 | INSTALLATION | NEW | N/A | USD/space heater | us | us | 267.9712
residential space heating | High Efficiency Air Source Heat Pump - Heating | 2036 | INSTALLATION | REPLACEMENT | N/A | USD/space heater | us | us | 267.9712
residential space heating | High Efficiency Air Source Heat Pump - Heating | 2037 | CAPITAL | NEW | N/A | USD/space heater | us | us | 2297.8528
residential space heating | High Efficiency Air Source Heat Pump - Heating | 2037 | CAPITAL | REPLACEMENT | N/A | USD/space heater | us | us | 2297.8528
residential space heating | High Efficiency Air Source Heat Pump - Heating | 2037 | FIXED_OM | NEW | N/A | USD/space heater | us | us | 40.7316
residential space heating | High Efficiency Air Source Heat Pump - Heating | 2037 | FIXED_OM | REPLACEMENT | N/A | USD/space heater | us | us | 40.7316
residential space heating | High Efficiency Air Source Heat Pump - Heating | 2037 | FUEL_SWITCHING | NEW | N/A | USD/space heater | us | us | 0
residential space heating | High Efficiency Air Source Heat Pump - Heating | 2037 | FUEL_SWITCHING | REPLACEMENT | N/A | USD/space heater | us | us | 0
residential space heating | High Efficiency Air Source Heat Pump - Heating | 2037 | INSTALLATION | NEW | N/A | USD/space heater | us | us | 267.9712
residential space heating | High Efficiency Air Source Heat Pump - Heating | 2037 | INSTALLATION | REPLACEMENT | N/A | USD/space heater | us | us | 267.9712
residential space heating | High Efficiency Air Source Heat Pump - Heating | 2038 | CAPITAL | NEW | N/A | USD/space heater | us | us | 2291.1535
residential space heating | High Efficiency Air Source Heat Pump - Heating | 2038 | CAPITAL | REPLACEMENT | N/A | USD/space heater | us | us | 2291.1535
residential space heating | High Efficiency Air Source Heat Pump - Heating | 2038 | FIXED_OM | NEW | N/A | USD/space heater | us | us | 40.7316
residential space heating | High Efficiency Air Source Heat Pump - Heating | 2038 | FIXED_OM | REPLACEMENT | N/A | USD/space heater | us | us | 40.7316
residential space heating | High Efficiency Air Source Heat Pump - Heating | 2038 | FUEL_SWITCHING | NEW | N/A | USD/space heater | us | us | 0
residential space heating | High Efficiency Air Source Heat Pump - Heating | 2038 | FUEL_SWITCHING | REPLACEMENT | N/A | USD/space heater | us | us | 0
residential space heating | High Efficiency Air Source Heat Pump - Heating | 2038 | INSTALLATION | NEW | N/A | USD/space heater | us | us | 267.9712
residential space heating | High Efficiency Air Source Heat Pump - Heating | 2038 | INSTALLATION | REPLACEMENT | N/A | USD/space heater | us | us | 267.9712
residential space heating | High Efficiency Air Source Heat Pump - Heating | 2039 | CAPITAL | NEW | N/A | USD/space heater | us | us | 2284.4543
residential space heating | High Efficiency Air Source Heat Pump - Heating | 2039 | CAPITAL | REPLACEMENT | N/A | USD/space heater | us | us | 2284.4543
residential space heating | High Efficiency Air Source Heat Pump - Heating | 2039 | FIXED_OM | NEW | N/A | USD/space heater | us | us | 40.7316
residential space heating | High Efficiency Air Source Heat Pump - Heating | 2039 | FIXED_OM | REPLACEMENT | N/A | USD/space heater | us | us | 40.7316
residential space heating | High Efficiency Air Source Heat Pump - Heating | 2039 | FUEL_SWITCHING | NEW | N/A | USD/space heater | us | us | 0
residential space heating | High Efficiency Air Source Heat Pump - Heating | 2039 | FUEL_SWITCHING | REPLACEMENT | N/A | USD/space heater | us | us | 0
residential space heating | High Efficiency Air Source Heat Pump - Heating | 2039 | INSTALLATION | NEW | N/A | USD/space heater | us | us | 267.9712
residential space heating | High Efficiency Air Source Heat Pump - Heating | 2039 | INSTALLATION | REPLACEMENT | N/A | USD/space heater | us | us | 267.9712
residential space heating | High Efficiency Air Source Heat Pump - Heating | 2040 | CAPITAL | NEW | N/A | USD/space heater | us | us | 2277.755
residential space heating | High Efficiency Air Source Heat Pump - Heating | 2040 | CAPITAL | REPLACEMENT | N/A | USD/space heater | us | us | 2277.755
residential space heating | High Efficiency Air Source Heat Pump - Heating | 2040 | FIXED_OM | NEW | N/A | USD/space heater | us | us | 40.7316
residential space heating | High Efficiency Air Source Heat Pump - Heating | 2040 | FIXED_OM | REPLACEMENT | N/A | USD/space heater | us | us | 40.7316
residential space heating | High Efficiency Air Source Heat Pump - Heating | 2040 | FUEL_SWITCHING | NEW | N/A | USD/space heater | us | us | 0
residential space heating | High Efficiency Air Source Heat Pump - Heating | 2040 | FUEL_SWITCHING | REPLACEMENT | N/A | USD/space heater | us | us | 0
residential space heating | High Efficiency Air Source Heat Pump - Heating | 2040 | INSTALLATION | NEW | N/A | USD/space heater | us | us | 267.9712
residential space heating | High Efficiency Air Source Heat Pump - Heating | 2040 | INSTALLATION | REPLACEMENT | N/A | USD/space heater | us | us | 267.9712
residential space heating | High Efficiency Air Source Heat Pump - Heating | 2041 | CAPITAL | NEW | N/A | USD/space heater | us | us | 2277.755
residential space heating | High Efficiency Air Source Heat Pump - Heating | 2041 | CAPITAL | REPLACEMENT | N/A | USD/space heater | us | us | 2277.755
residential space heating | High Efficiency Air Source Heat Pump - Heating | 2041 | FIXED_OM | NEW | N/A | USD/space heater | us | us | 40.7316
residential space heating | High Efficiency Air Source Heat Pump - Heating | 2041 | FIXED_OM | REPLACEMENT | N/A | USD/space heater | us | us | 40.7316
residential space heating | High Efficiency Air Source Heat Pump - Heating | 2041 | FUEL_SWITCHING | NEW | N/A | USD/space heater | us | us | 0
residential space heating | High Efficiency Air Source Heat Pump - Heating | 2041 | FUEL_SWITCHING | REPLACEMENT | N/A | USD/space heater | us | us | 0
residential space heating | High Efficiency Air Source Heat Pump - Heating | 2041 | INSTALLATION | NEW | N/A | USD/space heater | us | us | 267.9712
residential space heating | High Efficiency Air Source Heat Pump - Heating | 2041 | INSTALLATION | REPLACEMENT | N/A | USD/space heater | us | us | 267.9712
residential space heating | High Efficiency Air Source Heat Pump - Heating | 2042 | CAPITAL | NEW | N/A | USD/space heater | us | us | 2277.755
residential space heating | High Efficiency Air Source Heat Pump - Heating | 2042 | CAPITAL | REPLACEMENT | N/A | USD/space heater | us | us | 2277.755
residential space heating | High Efficiency Air Source Heat Pump - Heating | 2042 | FIXED_OM | NEW | N/A | USD/space heater | us | us | 40.7316
residential space heating | High Efficiency Air Source Heat Pump - Heating | 2042 | FIXED_OM | REPLACEMENT | N/A | USD/space heater | us | us | 40.7316
residential space heating | High Efficiency Air Source Heat Pump - Heating | 2042 | FUEL_SWITCHING | NEW | N/A | USD/space heater | us | us | 0
residential space heating | High Efficiency Air Source Heat Pump - Heating | 2042 | FUEL_SWITCHING | REPLACEMENT | N/A | USD/space heater | us | us | 0
residential space heating | High Efficiency Air Source Heat Pump - Heating | 2042 | INSTALLATION | NEW | N/A | USD/space heater | us | us | 267.9712
residential space heating | High Efficiency Air Source Heat Pump - Heating | 2042 | INSTALLATION | REPLACEMENT | N/A | USD/space heater | us | us | 267.9712
residential space heating | High Efficiency Air Source Heat Pump - Heating | 2043 | CAPITAL | NEW | N/A | USD/space heater | us | us | 2277.755
residential space heating | High Efficiency Air Source Heat Pump - Heating | 2043 | CAPITAL | REPLACEMENT | N/A | USD/space heater | us | us | 2277.755
residential space heating | High Efficiency Air Source Heat Pump - Heating | 2043 | FIXED_OM | NEW | N/A | USD/space heater | us | us | 40.7316
residential space heating | High Efficiency Air Source Heat Pump - Heating | 2043 | FIXED_OM | REPLACEMENT | N/A | USD/space heater | us | us | 40.7316
residential space heating | High Efficiency Air Source Heat Pump - Heating | 2043 | FUEL_SWITCHING | NEW | N/A | USD/space heater | us | us | 0
residential space heating | High Efficiency Air Source Heat Pump - Heating | 2043 | FUEL_SWITCHING | REPLACEMENT | N/A | USD/space heater | us | us | 0
residential space heating | High Efficiency Air Source Heat Pump - Heating | 2043 | INSTALLATION | NEW | N/A | USD/space heater | us | us | 267.9712
residential space heating | High Efficiency Air Source Heat Pump - Heating | 2043 | INSTALLATION | REPLACEMENT | N/A | USD/space heater | us | us | 267.9712
residential space heating | High Efficiency Air Source Heat Pump - Heating | 2044 | CAPITAL | NEW | N/A | USD/space heater | us | us | 2277.755
residential space heating | High Efficiency Air Source Heat Pump - Heating | 2044 | CAPITAL | REPLACEMENT | N/A | USD/space heater | us | us | 2277.755
residential space heating | High Efficiency Air Source Heat Pump - Heating | 2044 | FIXED_OM | NEW | N/A | USD/space heater | us | us | 40.7316
residential space heating | High Efficiency Air Source Heat Pump - Heating | 2044 | FIXED_OM | REPLACEMENT | N/A | USD/space heater | us | us | 40.7316
residential space heating | High Efficiency Air Source Heat Pump - Heating | 2044 | FUEL_SWITCHING | NEW | N/A | USD/space heater | us | us | 0
residential space heating | High Efficiency Air Source Heat Pump - Heating | 2044 | FUEL_SWITCHING | REPLACEMENT | N/A | USD/space heater | us | us | 0
residential space heating | High Efficiency Air Source Heat Pump - Heating | 2044 | INSTALLATION | NEW | N/A | USD/space heater | us | us | 267.9712
residential space heating | High Efficiency Air Source Heat Pump - Heating | 2044 | INSTALLATION | REPLACEMENT | N/A | USD/space heater | us | us | 267.9712
residential space heating | High Efficiency Air Source Heat Pump - Heating | 2045 | CAPITAL | NEW | N/A | USD/space heater | us | us | 2277.755
residential space heating | High Efficiency Air Source Heat Pump - Heating | 2045 | CAPITAL | REPLACEMENT | N/A | USD/space heater | us | us | 2277.755
residential space heating | High Efficiency Air Source Heat Pump - Heating | 2045 | FIXED_OM | NEW | N/A | USD/space heater | us | us | 40.7316
residential space heating | High Efficiency Air Source Heat Pump - Heating | 2045 | FIXED_OM | REPLACEMENT | N/A | USD/space heater | us | us | 40.7316
residential space heating | High Efficiency Air Source Heat Pump - Heating | 2045 | FUEL_SWITCHING | NEW | N/A | USD/space heater | us | us | 0
residential space heating | High Efficiency Air Source Heat Pump - Heating | 2045 | FUEL_SWITCHING | REPLACEMENT | N/A | USD/space heater | us | us | 0
residential space heating | High Efficiency Air Source Heat Pump - Heating | 2045 | INSTALLATION | NEW | N/A | USD/space heater | us | us | 267.9712
residential space heating | High Efficiency Air Source Heat Pump - Heating | 2045 | INSTALLATION | REPLACEMENT | N/A | USD/space heater | us | us | 267.9712
residential space heating | High Efficiency Air Source Heat Pump - Heating | 2046 | CAPITAL | NEW | N/A | USD/space heater | us | us | 2277.755
residential space heating | High Efficiency Air Source Heat Pump - Heating | 2046 | CAPITAL | REPLACEMENT | N/A | USD/space heater | us | us | 2277.755
residential space heating | High Efficiency Air Source Heat Pump - Heating | 2046 | FIXED_OM | NEW | N/A | USD/space heater | us | us | 40.7316
residential space heating | High Efficiency Air Source Heat Pump - Heating | 2046 | FIXED_OM | REPLACEMENT | N/A | USD/space heater | us | us | 40.7316
residential space heating | High Efficiency Air Source Heat Pump - Heating | 2046 | FUEL_SWITCHING | NEW | N/A | USD/space heater | us | us | 0
residential space heating | High Efficiency Air Source Heat Pump - Heating | 2046 | FUEL_SWITCHING | REPLACEMENT | N/A | USD/space heater | us | us | 0
residential space heating | High Efficiency Air Source Heat Pump - Heating | 2046 | INSTALLATION | NEW | N/A | USD/space heater | us | us | 267.9712
residential space heating | High Efficiency Air Source Heat Pump - Heating | 2046 | INSTALLATION | REPLACEMENT | N/A | USD/space heater | us | us | 267.9712
residential space heating | High Efficiency Air Source Heat Pump - Heating | 2047 | CAPITAL | NEW | N/A | USD/space heater | us | us | 2277.755
residential space heating | High Efficiency Air Source Heat Pump - Heating | 2047 | CAPITAL | REPLACEMENT | N/A | USD/space heater | us | us | 2277.755
residential space heating | High Efficiency Air Source Heat Pump - Heating | 2047 | FIXED_OM | NEW | N/A | USD/space heater | us | us | 40.7316
residential space heating | High Efficiency Air Source Heat Pump - Heating | 2047 | FIXED_OM | REPLACEMENT | N/A | USD/space heater | us | us | 40.7316
residential space heating | High Efficiency Air Source Heat Pump - Heating | 2047 | FUEL_SWITCHING | NEW | N/A | USD/space heater | us | us | 0
residential space heating | High Efficiency Air Source Heat Pump - Heating | 2047 | FUEL_SWITCHING | REPLACEMENT | N/A | USD/space heater | us | us | 0
residential space heating | High Efficiency Air Source Heat Pump - Heating | 2047 | INSTALLATION | NEW | N/A | USD/space heater | us | us | 267.9712
residential space heating | High Efficiency Air Source Heat Pump - Heating | 2047 | INSTALLATION | REPLACEMENT | N/A | USD/space heater | us | us | 267.9712
residential space heating | High Efficiency Air Source Heat Pump - Heating | 2048 | CAPITAL | NEW | N/A | USD/space heater | us | us | 2277.755
residential space heating | High Efficiency Air Source Heat Pump - Heating | 2048 | CAPITAL | REPLACEMENT | N/A | USD/space heater | us | us | 2277.755
residential space heating | High Efficiency Air Source Heat Pump - Heating | 2048 | FIXED_OM | NEW | N/A | USD/space heater | us | us | 40.7316
residential space heating | High Efficiency Air Source Heat Pump - Heating | 2048 | FIXED_OM | REPLACEMENT | N/A | USD/space heater | us | us | 40.7316
residential space heating | High Efficiency Air Source Heat Pump - Heating | 2048 | FUEL_SWITCHING | NEW | N/A | USD/space heater | us | us | 0
residential space heating | High Efficiency Air Source Heat Pump - Heating | 2048 | FUEL_SWITCHING | REPLACEMENT | N/A | USD/space heater | us | us | 0
residential space heating | High Efficiency Air Source Heat Pump - Heating | 2048 | INSTALLATION | NEW | N/A | USD/space heater | us | us | 267.9712
residential space heating | High Efficiency Air Source Heat Pump - Heating | 2048 | INSTALLATION | REPLACEMENT | N/A | USD/space heater | us | us | 267.9712
residential space heating | High Efficiency Air Source Heat Pump - Heating | 2049 | CAPITAL | NEW | N/A | USD/space heater | us | us | 2277.755
residential space heating | High Efficiency Air Source Heat Pump - Heating | 2049 | CAPITAL | REPLACEMENT | N/A | USD/space heater | us | us | 2277.755
residential space heating | High Efficiency Air Source Heat Pump - Heating | 2049 | FIXED_OM | NEW | N/A | USD/space heater | us | us | 40.7316
residential space heating | High Efficiency Air Source Heat Pump - Heating | 2049 | FIXED_OM | REPLACEMENT | N/A | USD/space heater | us | us | 40.7316
residential space heating | High Efficiency Air Source Heat Pump - Heating | 2049 | FUEL_SWITCHING | NEW | N/A | USD/space heater | us | us | 0
residential space heating | High Efficiency Air Source Heat Pump - Heating | 2049 | FUEL_SWITCHING | REPLACEMENT | N/A | USD/space heater | us | us | 0
residential space heating | High Efficiency Air Source Heat Pump - Heating | 2049 | INSTALLATION | NEW | N/A | USD/space heater | us | us | 267.9712
residential space heating | High Efficiency Air Source Heat Pump - Heating | 2049 | INSTALLATION | REPLACEMENT | N/A | USD/space heater | us | us | 267.9712
residential space heating | High Efficiency Air Source Heat Pump - Heating | 2050 | CAPITAL | NEW | N/A | USD/space heater | us | us | 2277.755
residential space heating | High Efficiency Air Source Heat Pump - Heating | 2050 | CAPITAL | REPLACEMENT | N/A | USD/space heater | us | us | 2277.755
residential space heating | High Efficiency Air Source Heat Pump - Heating | 2050 | FIXED_OM | NEW | N/A | USD/space heater | us | us | 40.7316
residential space heating | High Efficiency Air Source Heat Pump - Heating | 2050 | FIXED_OM | REPLACEMENT | N/A | USD/space heater | us | us | 40.7316
residential space heating | High Efficiency Air Source Heat Pump - Heating | 2050 | FUEL_SWITCHING | NEW | N/A | USD/space heater | us | us | 0
residential space heating | High Efficiency Air Source Heat Pump - Heating | 2050 | FUEL_SWITCHING | REPLACEMENT | N/A | USD/space heater | us | us | 0
residential space heating | High Efficiency Air Source Heat Pump - Heating | 2050 | INSTALLATION | NEW | N/A | USD/space heater | us | us | 267.9712
residential space heating | High Efficiency Air Source Heat Pump - Heating | 2050 | INSTALLATION | REPLACEMENT | N/A | USD/space heater | us | us | 267.9712
residential space heating | High Efficiency Geothermal Heat Pump - Heating | 2020 | CAPITAL | NEW | N/A | USD/space heater | us | us | 9646.9623
residential space heating | High Efficiency Geothermal Heat Pump - Heating | 2020 | CAPITAL | REPLACEMENT | N/A | USD/space heater | us | us | 9646.9623
residential space heating | High Efficiency Geothermal Heat Pump - Heating | 2020 | INSTALLATION | NEW | N/A | USD/space heater | us | us | 8307.1064
residential space heating | High Efficiency Geothermal Heat Pump - Heating | 2020 | INSTALLATION | REPLACEMENT | N/A | USD/space heater | us | us | 8307.1064
residential space heating | High Efficiency Geothermal Heat Pump - Heating | 2021 | CAPITAL | NEW | N/A | USD/space heater | us | us | 9646.9623
residential space heating | High Efficiency Geothermal Heat Pump - Heating | 2021 | CAPITAL | REPLACEMENT | N/A | USD/space heater | us | us | 9646.9623
residential space heating | High Efficiency Geothermal Heat Pump - Heating | 2021 | INSTALLATION | NEW | N/A | USD/space heater | us | us | 8307.1064
residential space heating | High Efficiency Geothermal Heat Pump - Heating | 2021 | INSTALLATION | REPLACEMENT | N/A | USD/space heater | us | us | 8307.1064
residential space heating | High Efficiency Geothermal Heat Pump - Heating | 2022 | CAPITAL | NEW | N/A | USD/space heater | us | us | 9646.9623
residential space heating | High Efficiency Geothermal Heat Pump - Heating | 2022 | CAPITAL | REPLACEMENT | N/A | USD/space heater | us | us | 9646.9623
residential space heating | High Efficiency Geothermal Heat Pump - Heating | 2022 | INSTALLATION | NEW | N/A | USD/space heater | us | us | 8307.1064
residential space heating | High Efficiency Geothermal Heat Pump - Heating | 2022 | INSTALLATION | REPLACEMENT | N/A | USD/space heater | us | us | 8307.1064
residential space heating | High Efficiency Geothermal Heat Pump - Heating | 2023 | CAPITAL | NEW | N/A | USD/space heater | us | us | 9646.9623
residential space heating | High Efficiency Geothermal Heat Pump - Heating | 2023 | CAPITAL | REPLACEMENT | N/A | USD/space heater | us | us | 9646.9623
residential space heating | High Efficiency Geothermal Heat Pump - Heating | 2023 | INSTALLATION | NEW | N/A | USD/space heater | us | us | 8307.1064
residential space heating | High Efficiency Geothermal Heat Pump - Heating | 2023 | INSTALLATION | REPLACEMENT | N/A | USD/space heater | us | us | 8307.1064
residential space heating | High Efficiency Geothermal Heat Pump - Heating | 2024 | CAPITAL | NEW | N/A | USD/space heater | us | us | 9646.9623
residential space heating | High Efficiency Geothermal Heat Pump - Heating | 2024 | CAPITAL | REPLACEMENT | N/A | USD/space heater | us | us | 9646.9623
residential space heating | High Efficiency Geothermal Heat Pump - Heating | 2024 | INSTALLATION | NEW | N/A | USD/space heater | us | us | 8307.1064
residential space heating | High Efficiency Geothermal Heat Pump - Heating | 2024 | INSTALLATION | REPLACEMENT | N/A | USD/space heater | us | us | 8307.1064
residential space heating | High Efficiency Geothermal Heat Pump - Heating | 2025 | CAPITAL | NEW | N/A | USD/space heater | us | us | 9646.9623
residential space heating | High Efficiency Geothermal Heat Pump - Heating | 2025 | CAPITAL | REPLACEMENT | N/A | USD/space heater | us | us | 9646.9623
residential space heating | High Efficiency Geothermal Heat Pump - Heating | 2025 | INSTALLATION | NEW | N/A | USD/space heater | us | us | 8307.1064
residential space heating | High Efficiency Geothermal Heat Pump - Heating | 2025 | INSTALLATION | REPLACEMENT | N/A | USD/space heater | us | us | 8307.1064
residential space heating | High Efficiency Geothermal Heat Pump - Heating | 2026 | CAPITAL | NEW | N/A | USD/space heater | us | us | 9646.9623
residential space heating | High Efficiency Geothermal Heat Pump - Heating | 2026 | CAPITAL | REPLACEMENT | N/A | USD/space heater | us | us | 9646.9623
residential space heating | High Efficiency Geothermal Heat Pump - Heating | 2026 | INSTALLATION | NEW | N/A | USD/space heater | us | us | 8307.1064
residential space heating | High Efficiency Geothermal Heat Pump - Heating | 2026 | INSTALLATION | REPLACEMENT | N/A | USD/space heater | us | us | 8307.1064
residential space heating | High Efficiency Geothermal Heat Pump - Heating | 2027 | CAPITAL | NEW | N/A | USD/space heater | us | us | 9646.9623
residential space heating | High Efficiency Geothermal Heat Pump - Heating | 2027 | CAPITAL | REPLACEMENT | N/A | USD/space heater | us | us | 9646.9623
residential space heating | High Efficiency Geothermal Heat Pump - Heating | 2027 | INSTALLATION | NEW | N/A | USD/space heater | us | us | 8307.1064
residential space heating | High Efficiency Geothermal Heat Pump - Heating | 2027 | INSTALLATION | REPLACEMENT | N/A | USD/space heater | us | us | 8307.1064
residential space heating | High Efficiency Geothermal Heat Pump - Heating | 2028 | CAPITAL | NEW | N/A | USD/space heater | us | us | 9646.9623
residential space heating | High Efficiency Geothermal Heat Pump - Heating | 2028 | CAPITAL | REPLACEMENT | N/A | USD/space heater | us | us | 9646.9623
residential space heating | High Efficiency Geothermal Heat Pump - Heating | 2028 | INSTALLATION | NEW | N/A | USD/space heater | us | us | 8307.1064
residential space heating | High Efficiency Geothermal Heat Pump - Heating | 2028 | INSTALLATION | REPLACEMENT | N/A | USD/space heater | us | us | 8307.1064
residential space heating | High Efficiency Geothermal Heat Pump - Heating | 2029 | CAPITAL | NEW | N/A | USD/space heater | us | us | 9646.9623
residential space heating | High Efficiency Geothermal Heat Pump - Heating | 2029 | CAPITAL | REPLACEMENT | N/A | USD/space heater | us | us | 9646.9623
residential space heating | High Efficiency Geothermal Heat Pump - Heating | 2029 | INSTALLATION | NEW | N/A | USD/space heater | us | us | 8307.1064
residential space heating | High Efficiency Geothermal Heat Pump - Heating | 2029 | INSTALLATION | REPLACEMENT | N/A | USD/space heater | us | us | 8307.1064
residential space heating | High Efficiency Geothermal Heat Pump - Heating | 2030 | CAPITAL | NEW | N/A | USD/space heater | us | us | 9646.9623
residential space heating | High Efficiency Geothermal Heat Pump - Heating | 2030 | CAPITAL | REPLACEMENT | N/A | USD/space heater | us | us | 9646.9623
residential space heating | High Efficiency Geothermal Heat Pump - Heating | 2030 | INSTALLATION | NEW | N/A | USD/space heater | us | us | 8307.1064
residential space heating | High Efficiency Geothermal Heat Pump - Heating | 2030 | INSTALLATION | REPLACEMENT | N/A | USD/space heater | us | us | 8307.1064
residential space heating | High Efficiency Geothermal Heat Pump - Heating | 2031 | CAPITAL | NEW | N/A | USD/space heater | us | us | 9646.9623
residential space heating | High Efficiency Geothermal Heat Pump - Heating | 2031 | CAPITAL | REPLACEMENT | N/A | USD/space heater | us | us | 9646.9623
residential space heating | High Efficiency Geothermal Heat Pump - Heating | 2031 | INSTALLATION | NEW | N/A | USD/space heater | us | us | 8307.1064
residential space heating | High Efficiency Geothermal Heat Pump - Heating | 2031 | INSTALLATION | REPLACEMENT | N/A | USD/space heater | us | us | 8307.1064
residential space heating | High Efficiency Geothermal Heat Pump - Heating | 2032 | CAPITAL | NEW | N/A | USD/space heater | us | us | 9646.9623
residential space heating | High Efficiency Geothermal Heat Pump - Heating | 2032 | CAPITAL | REPLACEMENT | N/A | USD/space heater | us | us | 9646.9623
residential space heating | High Efficiency Geothermal Heat Pump - Heating | 2032 | INSTALLATION | NEW | N/A | USD/space heater | us | us | 8307.1064
residential space heating | High Efficiency Geothermal Heat Pump - Heating | 2032 | INSTALLATION | REPLACEMENT | N/A | USD/space heater | us | us | 8307.1064
residential space heating | High Efficiency Geothermal Heat Pump - Heating | 2033 | CAPITAL | NEW | N/A | USD/space heater | us | us | 9646.9623
residential space heating | High Efficiency Geothermal Heat Pump - Heating | 2033 | CAPITAL | REPLACEMENT | N/A | USD/space heater | us | us | 9646.9623
residential space heating | High Efficiency Geothermal Heat Pump - Heating | 2033 | INSTALLATION | NEW | N/A | USD/space heater | us | us | 8307.1064
residential space heating | High Efficiency Geothermal Heat Pump - Heating | 2033 | INSTALLATION | REPLACEMENT | N/A | USD/space heater | us | us | 8307.1064
residential space heating | High Efficiency Geothermal Heat Pump - Heating | 2034 | CAPITAL | NEW | N/A | USD/space heater | us | us | 9646.9623
residential space heating | High Efficiency Geothermal Heat Pump - Heating | 2034 | CAPITAL | REPLACEMENT | N/A | USD/space heater | us | us | 9646.9623
residential space heating | High Efficiency Geothermal Heat Pump - Heating | 2034 | INSTALLATION | NEW | N/A | USD/space heater | us | us | 8307.1064
residential space heating | High Efficiency Geothermal Heat Pump - Heating | 2034 | INSTALLATION | REPLACEMENT | N/A | USD/space heater | us | us | 8307.1064
residential space heating | High Efficiency Geothermal Heat Pump - Heating | 2035 | CAPITAL | NEW | N/A | USD/space heater | us | us | 9646.9623
residential space heating | High Efficiency Geothermal Heat Pump - Heating | 2035 | CAPITAL | REPLACEMENT | N/A | USD/space heater | us | us | 9646.9623
residential space heating | High Efficiency Geothermal Heat Pump - Heating | 2035 | INSTALLATION | NEW | N/A | USD/space heater | us | us | 8307.1064
residential space heating | High Efficiency Geothermal Heat Pump - Heating | 2035 | INSTALLATION | REPLACEMENT | N/A | USD/space heater | us | us | 8307.1064
residential space heating | High Efficiency Geothermal Heat Pump - Heating | 2036 | CAPITAL | NEW | N/A | USD/space heater | us | us | 9646.9623
residential space heating | High Efficiency Geothermal Heat Pump - Heating | 2036 | CAPITAL | REPLACEMENT | N/A | USD/space heater | us | us | 9646.9623
residential space heating | High Efficiency Geothermal Heat Pump - Heating | 2036 | INSTALLATION | NEW | N/A | USD/space heater | us | us | 8307.1064
residential space heating | High Efficiency Geothermal Heat Pump - Heating | 2036 | INSTALLATION | REPLACEMENT | N/A | USD/space heater | us | us | 8307.1064
residential space heating | High Efficiency Geothermal Heat Pump - Heating | 2037 | CAPITAL | NEW | N/A | USD/space heater | us | us | 9646.9623
residential space heating | High Efficiency Geothermal Heat Pump - Heating | 2037 | CAPITAL | REPLACEMENT | N/A | USD/space heater | us | us | 9646.9623
residential space heating | High Efficiency Geothermal Heat Pump - Heating | 2037 | INSTALLATION | NEW | N/A | USD/space heater | us | us | 8307.1064
residential space heating | High Efficiency Geothermal Heat Pump - Heating | 2037 | INSTALLATION | REPLACEMENT | N/A | USD/space heater | us | us | 8307.1064
residential space heating | High Efficiency Geothermal Heat Pump - Heating | 2038 | CAPITAL | NEW | N/A | USD/space heater | us | us | 9646.9623
residential space heating | High Efficiency Geothermal Heat Pump - Heating | 2038 | CAPITAL | REPLACEMENT | N/A | USD/space heater | us | us | 9646.9623
residential space heating | High Efficiency Geothermal Heat Pump - Heating | 2038 | INSTALLATION | NEW | N/A | USD/space heater | us | us | 8307.1064
residential space heating | High Efficiency Geothermal Heat Pump - Heating | 2038 | INSTALLATION | REPLACEMENT | N/A | USD/space heater | us | us | 8307.1064
residential space heating | High Efficiency Geothermal Heat Pump - Heating | 2039 | CAPITAL | NEW | N/A | USD/space heater | us | us | 9646.9623
residential space heating | High Efficiency Geothermal Heat Pump - Heating | 2039 | CAPITAL | REPLACEMENT | N/A | USD/space heater | us | us | 9646.9623
residential space heating | High Efficiency Geothermal Heat Pump - Heating | 2039 | INSTALLATION | NEW | N/A | USD/space heater | us | us | 8307.1064
residential space heating | High Efficiency Geothermal Heat Pump - Heating | 2039 | INSTALLATION | REPLACEMENT | N/A | USD/space heater | us | us | 8307.1064
residential space heating | High Efficiency Geothermal Heat Pump - Heating | 2040 | CAPITAL | NEW | N/A | USD/space heater | us | us | 9646.9623
residential space heating | High Efficiency Geothermal Heat Pump - Heating | 2040 | CAPITAL | REPLACEMENT | N/A | USD/space heater | us | us | 9646.9623
residential space heating | High Efficiency Geothermal Heat Pump - Heating | 2040 | INSTALLATION | NEW | N/A | USD/space heater | us | us | 8307.1064
residential space heating | High Efficiency Geothermal Heat Pump - Heating | 2040 | INSTALLATION | REPLACEMENT | N/A | USD/space heater | us | us | 8307.1064
residential space heating | High Efficiency Geothermal Heat Pump - Heating | 2041 | CAPITAL | NEW | N/A | USD/space heater | us | us | 9646.9623
residential space heating | High Efficiency Geothermal Heat Pump - Heating | 2041 | CAPITAL | REPLACEMENT | N/A | USD/space heater | us | us | 9646.9623
residential space heating | High Efficiency Geothermal Heat Pump - Heating | 2041 | INSTALLATION | NEW | N/A | USD/space heater | us | us | 8307.1064
residential space heating | High Efficiency Geothermal Heat Pump - Heating | 2041 | INSTALLATION | REPLACEMENT | N/A | USD/space heater | us | us | 8307.1064
residential space heating | High Efficiency Geothermal Heat Pump - Heating | 2042 | CAPITAL | NEW | N/A | USD/space heater | us | us | 9646.9623
residential space heating | High Efficiency Geothermal Heat Pump - Heating | 2042 | CAPITAL | REPLACEMENT | N/A | USD/space heater | us | us | 9646.9623
residential space heating | High Efficiency Geothermal Heat Pump - Heating | 2042 | INSTALLATION | NEW | N/A | USD/space heater | us | us | 8307.1064
residential space heating | High Efficiency Geothermal Heat Pump - Heating | 2042 | INSTALLATION | REPLACEMENT | N/A | USD/space heater | us | us | 8307.1064
residential space heating | High Efficiency Geothermal Heat Pump - Heating | 2043 | CAPITAL | NEW | N/A | USD/space heater | us | us | 9646.9623
residential space heating | High Efficiency Geothermal Heat Pump - Heating | 2043 | CAPITAL | REPLACEMENT | N/A | USD/space heater | us | us | 9646.9623
residential space heating | High Efficiency Geothermal Heat Pump - Heating | 2043 | INSTALLATION | NEW | N/A | USD/space heater | us | us | 8307.1064
residential space heating | High Efficiency Geothermal Heat Pump - Heating | 2043 | INSTALLATION | REPLACEMENT | N/A | USD/space heater | us | us | 8307.1064
residential space heating | High Efficiency Geothermal Heat Pump - Heating | 2044 | CAPITAL | NEW | N/A | USD/space heater | us | us | 9646.9623
residential space heating | High Efficiency Geothermal Heat Pump - Heating | 2044 | CAPITAL | REPLACEMENT | N/A | USD/space heater | us | us | 9646.9623
residential space heating | High Efficiency Geothermal Heat Pump - Heating | 2044 | INSTALLATION | NEW | N/A | USD/space heater | us | us | 8307.1064
residential space heating | High Efficiency Geothermal Heat Pump - Heating | 2044 | INSTALLATION | REPLACEMENT | N/A | USD/space heater | us | us | 8307.1064
residential space heating | High Efficiency Geothermal Heat Pump - Heating | 2045 | CAPITAL | NEW | N/A | USD/space heater | us | us | 9646.9623
residential space heating | High Efficiency Geothermal Heat Pump - Heating | 2045 | CAPITAL | REPLACEMENT | N/A | USD/space heater | us | us | 9646.9623
residential space heating | High Efficiency Geothermal Heat Pump - Heating | 2045 | INSTALLATION | NEW | N/A | USD/space heater | us | us | 8307.1064
residential space heating | High Efficiency Geothermal Heat Pump - Heating | 2045 | INSTALLATION | REPLACEMENT | N/A | USD/space heater | us | us | 8307.1064
residential space heating | High Efficiency Geothermal Heat Pump - Heating | 2046 | CAPITAL | NEW | N/A | USD/space heater | us | us | 9646.9623
residential space heating | High Efficiency Geothermal Heat Pump - Heating | 2046 | CAPITAL | REPLACEMENT | N/A | USD/space heater | us | us | 9646.9623
residential space heating | High Efficiency Geothermal Heat Pump - Heating | 2046 | INSTALLATION | NEW | N/A | USD/space heater | us | us | 8307.1064
residential space heating | High Efficiency Geothermal Heat Pump - Heating | 2046 | INSTALLATION | REPLACEMENT | N/A | USD/space heater | us | us | 8307.1064
residential space heating | High Efficiency Geothermal Heat Pump - Heating | 2047 | CAPITAL | NEW | N/A | USD/space heater | us | us | 9646.9623
residential space heating | High Efficiency Geothermal Heat Pump - Heating | 2047 | CAPITAL | REPLACEMENT | N/A | USD/space heater | us | us | 9646.9623
residential space heating | High Efficiency Geothermal Heat Pump - Heating | 2047 | INSTALLATION | NEW | N/A | USD/space heater | us | us | 8307.1064
residential space heating | High Efficiency Geothermal Heat Pump - Heating | 2047 | INSTALLATION | REPLACEMENT | N/A | USD/space heater | us | us | 8307.1064
residential space heating | High Efficiency Geothermal Heat Pump - Heating | 2048 | CAPITAL | NEW | N/A | USD/space heater | us | us | 9646.9623
residential space heating | High Efficiency Geothermal Heat Pump - Heating | 2048 | CAPITAL | REPLACEMENT | N/A | USD/space heater | us | us | 9646.9623
residential space heating | High Efficiency Geothermal Heat Pump - Heating | 2048 | INSTALLATION | NEW | N/A | USD/space heater | us | us | 8307.1064
residential space heating | High Efficiency Geothermal Heat Pump - Heating | 2048 | INSTALLATION | REPLACEMENT | N/A | USD/space heater | us | us | 8307.1064
residential space heating | High Efficiency Geothermal Heat Pump - Heating | 2049 | CAPITAL | NEW | N/A | USD/space heater | us | us | 9646.9623
residential space heating | High Efficiency Geothermal Heat Pump - Heating | 2049 | CAPITAL | REPLACEMENT | N/A | USD/space heater | us | us | 9646.9623
residential space heating | High Efficiency Geothermal Heat Pump - Heating | 2049 | INSTALLATION | NEW | N/A | USD/space heater | us | us | 8307.1064
residential space heating | High Efficiency Geothermal Heat Pump - Heating | 2049 | INSTALLATION | REPLACEMENT | N/A | USD/space heater | us | us | 8307.1064
residential space heating | High Efficiency Geothermal Heat Pump - Heating | 2050 | CAPITAL | NEW | N/A | USD/space heater | us | us | 9646.9623
residential space heating | High Efficiency Geothermal Heat Pump - Heating | 2050 | CAPITAL | REPLACEMENT | N/A | USD/space heater | us | us | 9646.9623
residential space heating | High Efficiency Geothermal Heat Pump - Heating | 2050 | INSTALLATION | NEW | N/A | USD/space heater | us | us | 8307.1064
residential space heating | High Efficiency Geothermal Heat Pump - Heating | 2050 | INSTALLATION | REPLACEMENT | N/A | USD/space heater | us | us | 8307.1064
residential space heating | Reference Air Source Heat Pump - Heating | 2020 | CAPITAL | NEW | N/A | USD/space heater | us | us | 1688.2184
residential space heating | Reference Air Source Heat Pump - Heating | 2020 | CAPITAL | REPLACEMENT | N/A | USD/space heater | us | us | 1688.2184
residential space heating | Reference Air Source Heat Pump - Heating | 2020 | FIXED_OM | NEW | N/A | USD/space heater | us | us | 40.7316
residential space heating | Reference Air Source Heat Pump - Heating | 2020 | FIXED_OM | REPLACEMENT | N/A | USD/space heater | us | us | 40.7316
residential space heating | Reference Air Source Heat Pump - Heating | 2020 | FUEL_SWITCHING | NEW | N/A | USD/space heater | us | us | 0
residential space heating | Reference Air Source Heat Pump - Heating | 2020 | FUEL_SWITCHING | REPLACEMENT | N/A | USD/space heater | us | us | 0
residential space heating | Reference Air Source Heat Pump - Heating | 2020 | INSTALLATION | NEW | N/A | USD/space heater | us | us | 267.9712
residential space heating | Reference Air Source Heat Pump - Heating | 2020 | INSTALLATION | REPLACEMENT | N/A | USD/space heater | us | us | 267.9712
residential space heating | Reference Air Source Heat Pump - Heating | 2021 | CAPITAL | NEW | N/A | USD/space heater | us | us | 1701.617
residential space heating | Reference Air Source Heat Pump - Heating | 2021 | CAPITAL | REPLACEMENT | N/A | USD/space heater | us | us | 1701.617
residential space heating | Reference Air Source Heat Pump - Heating | 2021 | FIXED_OM | NEW | N/A | USD/space heater | us | us | 40.7316
residential space heating | Reference Air Source Heat Pump - Heating | 2021 | FIXED_OM | REPLACEMENT | N/A | USD/space heater | us | us | 40.7316
residential space heating | Reference Air Source Heat Pump - Heating | 2021 | FUEL_SWITCHING | NEW | N/A | USD/space heater | us | us | 0
residential space heating | Reference Air Source Heat Pump - Heating | 2021 | FUEL_SWITCHING | REPLACEMENT | N/A | USD/space heater | us | us | 0
residential space heating | Reference Air Source Heat Pump - Heating | 2021 | INSTALLATION | NEW | N/A | USD/space heater | us | us | 267.9712
residential space heating | Reference Air Source Heat Pump - Heating | 2021 | INSTALLATION | REPLACEMENT | N/A | USD/space heater | us | us | 267.9712
residential space heating | Reference Air Source Heat Pump - Heating | 2022 | CAPITAL | NEW | N/A | USD/space heater | us | us | 1715.0155
residential space heating | Reference Air Source Heat Pump - Heating | 2022 | CAPITAL | REPLACEMENT | N/A | USD/space heater | us | us | 1715.0155
residential space heating | Reference Air Source Heat Pump - Heating | 2022 | FIXED_OM | NEW | N/A | USD/space heater | us | us | 40.7316
residential space heating | Reference Air Source Heat Pump - Heating | 2022 | FIXED_OM | REPLACEMENT | N/A | USD/space heater | us | us | 40.7316
residential space heating | Reference Air Source Heat Pump - Heating | 2022 | FUEL_SWITCHING | NEW | N/A | USD/space heater | us | us | 0
residential space heating | Reference Air Source Heat Pump - Heating | 2022 | FUEL_SWITCHING | REPLACEMENT | N/A | USD/space heater | us | us | 0
residential space heating | Reference Air Source Heat Pump - Heating | 2022 | INSTALLATION | NEW | N/A | USD/space heater | us | us | 267.9712
residential space heating | Reference Air Source Heat Pump - Heating | 2022 | INSTALLATION | REPLACEMENT | N/A | USD/space heater | us | us | 267.9712
residential space heating | Reference Air Source Heat Pump - Heating | 2023 | CAPITAL | NEW | N/A | USD/space heater | us | us | 1728.4141
residential space heating | Reference Air Source Heat Pump - Heating | 2023 | CAPITAL | REPLACEMENT | N/A | USD/space heater | us | us | 1728.4141
residential space heating | Reference Air Source Heat Pump - Heating | 2023 | FIXED_OM | NEW | N/A | USD/space heater | us | us | 40.7316
residential space heating | Reference Air Source Heat Pump - Heating | 2023 | FIXED_OM | REPLACEMENT | N/A | USD/space heater | us | us | 40.7316
residential space heating | Reference Air Source Heat Pump - Heating | 2023 | FUEL_SWITCHING | NEW | N/A | USD/space heater | us | us | 0
residential space heating | Reference Air Source Heat Pump - Heating | 2023 | FUEL_SWITCHING | REPLACEMENT | N/A | USD/space heater | us | us | 0
residential space heating | Reference Air Source Heat Pump - Heating | 2023 | INSTALLATION | NEW | N/A | USD/space heater | us | us | 267.9712
residential space heating | Reference Air Source Heat Pump - Heating | 2023 | INSTALLATION | REPLACEMENT | N/A | USD/space heater | us | us | 267.9712
residential space heating | Reference Air Source Heat Pump - Heating | 2024 | CAPITAL | NEW | N/A | USD/space heater | us | us | 1741.8126
residential space heating | Reference Air Source Heat Pump - Heating | 2024 | CAPITAL | REPLACEMENT | N/A | USD/space heater | us | us | 1741.8126
residential space heating | Reference Air Source Heat Pump - Heating | 2024 | FIXED_OM | NEW | N/A | USD/space heater | us | us | 40.7316
residential space heating | Reference Air Source Heat Pump - Heating | 2024 | FIXED_OM | REPLACEMENT | N/A | USD/space heater | us | us | 40.7316
residential space heating | Reference Air Source Heat Pump - Heating | 2024 | FUEL_SWITCHING | NEW | N/A | USD/space heater | us | us | 0
residential space heating | Reference Air Source Heat Pump - Heating | 2024 | FUEL_SWITCHING | REPLACEMENT | N/A | USD/space heater | us | us | 0
residential space heating | Reference Air Source Heat Pump - Heating | 2024 | INSTALLATION | NEW | N/A | USD/space heater | us | us | 267.9712
residential space heating | Reference Air Source Heat Pump - Heating | 2024 | INSTALLATION | REPLACEMENT | N/A | USD/space heater | us | us | 267.9712
residential space heating | Reference Air Source Heat Pump - Heating | 2025 | CAPITAL | NEW | N/A | USD/space heater | us | us | 1755.2112
residential space heating | Reference Air Source Heat Pump - Heating | 2025 | CAPITAL | REPLACEMENT | N/A | USD/space heater | us | us | 1755.2112
residential space heating | Reference Air Source Heat Pump - Heating | 2025 | FIXED_OM | NEW | N/A | USD/space heater | us | us | 40.7316
residential space heating | Reference Air Source Heat Pump - Heating | 2025 | FIXED_OM | REPLACEMENT | N/A | USD/space heater | us | us | 40.7316
residential space heating | Reference Air Source Heat Pump - Heating | 2025 | FUEL_SWITCHING | NEW | N/A | USD/space heater | us | us | 0
residential space heating | Reference Air Source Heat Pump - Heating | 2025 | FUEL_SWITCHING | REPLACEMENT | N/A | USD/space heater | us | us | 0
residential space heating | Reference Air Source Heat Pump - Heating | 2025 | INSTALLATION | NEW | N/A | USD/space heater | us | us | 267.9712
residential space heating | Reference Air Source Heat Pump - Heating | 2025 | INSTALLATION | REPLACEMENT | N/A | USD/space heater | us | us | 267.9712
residential space heating | Reference Air Source Heat Pump - Heating | 2026 | CAPITAL | NEW | N/A | USD/space heater | us | us | 1768.6097
residential space heating | Reference Air Source Heat Pump - Heating | 2026 | CAPITAL | REPLACEMENT | N/A | USD/space heater | us | us | 1768.6097
residential space heating | Reference Air Source Heat Pump - Heating | 2026 | FIXED_OM | NEW | N/A | USD/space heater | us | us | 40.7316
residential space heating | Reference Air Source Heat Pump - Heating | 2026 | FIXED_OM | REPLACEMENT | N/A | USD/space heater | us | us | 40.7316
residential space heating | Reference Air Source Heat Pump - Heating | 2026 | FUEL_SWITCHING | NEW | N/A | USD/space heater | us | us | 0
residential space heating | Reference Air Source Heat Pump - Heating | 2026 | FUEL_SWITCHING | REPLACEMENT | N/A | USD/space heater | us | us | 0
residential space heating | Reference Air Source Heat Pump - Heating | 2026 | INSTALLATION | NEW | N/A | USD/space heater | us | us | 267.9712
residential space heating | Reference Air Source Heat Pump - Heating | 2026 | INSTALLATION | REPLACEMENT | N/A | USD/space heater | us | us | 267.9712
residential space heating | Reference Air Source Heat Pump - Heating | 2027 | CAPITAL | NEW | N/A | USD/space heater | us | us | 1782.0083
residential space heating | Reference Air Source Heat Pump - Heating | 2027 | CAPITAL | REPLACEMENT | N/A | USD/space heater | us | us | 1782.0083
residential space heating | Reference Air Source Heat Pump - Heating | 2027 | FIXED_OM | NEW | N/A | USD/space heater | us | us | 40.7316
residential space heating | Reference Air Source Heat Pump - Heating | 2027 | FIXED_OM | REPLACEMENT | N/A | USD/space heater | us | us | 40.7316
residential space heating | Reference Air Source Heat Pump - Heating | 2027 | FUEL_SWITCHING | NEW | N/A | USD/space heater | us | us | 0
residential space heating | Reference Air Source Heat Pump - Heating | 2027 | FUEL_SWITCHING | REPLACEMENT | N/A | USD/space heater | us | us | 0
residential space heating | Reference Air Source Heat Pump - Heating | 2027 | INSTALLATION | NEW | N/A | USD/space heater | us | us | 267.9712
residential space heating | Reference Air Source Heat Pump - Heating | 2027 | INSTALLATION | REPLACEMENT | N/A | USD/space heater | us | us | 267.9712
residential space heating | Reference Air Source Heat Pump - Heating | 2028 | CAPITAL | NEW | N/A | USD/space heater | us | us | 1795.4069
residential space heating | Reference Air Source Heat Pump - Heating | 2028 | CAPITAL | REPLACEMENT | N/A | USD/space heater | us | us | 1795.4069
residential space heating | Reference Air Source Heat Pump - Heating | 2028 | FIXED_OM | NEW | N/A | USD/space heater | us | us | 40.7316
residential space heating | Reference Air Source Heat Pump - Heating | 2028 | FIXED_OM | REPLACEMENT | N/A | USD/space heater | us | us | 40.7316
residential space heating | Reference Air Source Heat Pump - Heating | 2028 | FUEL_SWITCHING | NEW | N/A | USD/space heater | us | us | 0
residential space heating | Reference Air Source Heat Pump - Heating | 2028 | FUEL_SWITCHING | REPLACEMENT | N/A | USD/space heater | us | us | 0
residential space heating | Reference Air Source Heat Pump - Heating | 2028 | INSTALLATION | NEW | N/A | USD/space heater | us | us | 267.9712
residential space heating | Reference Air Source Heat Pump - Heating | 2028 | INSTALLATION | REPLACEMENT | N/A | USD/space heater | us | us | 267.9712
residential space heating | Reference Air Source Heat Pump - Heating | 2029 | CAPITAL | NEW | N/A | USD/space heater | us | us | 1808.8054
residential space heating | Reference Air Source Heat Pump - Heating | 2029 | CAPITAL | REPLACEMENT | N/A | USD/space heater | us | us | 1808.8054
residential space heating | Reference Air Source Heat Pump - Heating | 2029 | FIXED_OM | NEW | N/A | USD/space heater | us | us | 40.7316
residential space heating | Reference Air Source Heat Pump - Heating | 2029 | FIXED_OM | REPLACEMENT | N/A | USD/space heater | us | us | 40.7316
residential space heating | Reference Air Source Heat Pump - Heating | 2029 | FUEL_SWITCHING | NEW | N/A | USD/space heater | us | us | 0
residential space heating | Reference Air Source Heat Pump - Heating | 2029 | FUEL_SWITCHING | REPLACEMENT | N/A | USD/space heater | us | us | 0
residential space heating | Reference Air Source Heat Pump - Heating | 2029 | INSTALLATION | NEW | N/A | USD/space heater | us | us | 267.9712
residential space heating | Reference Air Source Heat Pump - Heating | 2029 | INSTALLATION | REPLACEMENT | N/A | USD/space heater | us | us | 267.9712
residential space heating | Reference Air Source Heat Pump - Heating | 2030 | CAPITAL | NEW | N/A | USD/space heater | us | us | 1822.204
residential space heating | Reference Air Source Heat Pump - Heating | 2030 | CAPITAL | REPLACEMENT | N/A | USD/space heater | us | us | 1822.204
residential space heating | Reference Air Source Heat Pump - Heating | 2030 | FIXED_OM | NEW | N/A | USD/space heater | us | us | 40.7316
residential space heating | Reference Air Source Heat Pump - Heating | 2030 | FIXED_OM | REPLACEMENT | N/A | USD/space heater | us | us | 40.7316
residential space heating | Reference Air Source Heat Pump - Heating | 2030 | FUEL_SWITCHING | NEW | N/A | USD/space heater | us | us | 0
residential space heating | Reference Air Source Heat Pump - Heating | 2030 | FUEL_SWITCHING | REPLACEMENT | N/A | USD/space heater | us | us | 0
residential space heating | Reference Air Source Heat Pump - Heating | 2030 | INSTALLATION | NEW | N/A | USD/space heater | us | us | 267.9712
residential space heating | Reference Air Source Heat Pump - Heating | 2030 | INSTALLATION | REPLACEMENT | N/A | USD/space heater | us | us | 267.9712
residential space heating | Reference Air Source Heat Pump - Heating | 2031 | CAPITAL | NEW | N/A | USD/space heater | us | us | 1827.5634
residential space heating | Reference Air Source Heat Pump - Heating | 2031 | CAPITAL | REPLACEMENT | N/A | USD/space heater | us | us | 1827.5634
residential space heating | Reference Air Source Heat Pump - Heating | 2031 | FIXED_OM | NEW | N/A | USD/space heater | us | us | 40.7316
residential space heating | Reference Air Source Heat Pump - Heating | 2031 | FIXED_OM | REPLACEMENT | N/A | USD/space heater | us | us | 40.7316
residential space heating | Reference Air Source Heat Pump - Heating | 2031 | FUEL_SWITCHING | NEW | N/A | USD/space heater | us | us | 0
residential space heating | Reference Air Source Heat Pump - Heating | 2031 | FUEL_SWITCHING | REPLACEMENT | N/A | USD/space heater | us | us | 0
residential space heating | Reference Air Source Heat Pump - Heating | 2031 | INSTALLATION | NEW | N/A | USD/space heater | us | us | 267.9712
residential space heating | Reference Air Source Heat Pump - Heating | 2031 | INSTALLATION | REPLACEMENT | N/A | USD/space heater | us | us | 267.9712
residential space heating | Reference Air Source Heat Pump - Heating | 2032 | CAPITAL | NEW | N/A | USD/space heater | us | us | 1832.9228
residential space heating | Reference Air Source Heat Pump - Heating | 2032 | CAPITAL | REPLACEMENT | N/A | USD/space heater | us | us | 1832.9228
residential space heating | Reference Air Source Heat Pump - Heating | 2032 | FIXED_OM | NEW | N/A | USD/space heater | us | us | 40.7316
residential space heating | Reference Air Source Heat Pump - Heating | 2032 | FIXED_OM | REPLACEMENT | N/A | USD/space heater | us | us | 40.7316
residential space heating | Reference Air Source Heat Pump - Heating | 2032 | FUEL_SWITCHING | NEW | N/A | USD/space heater | us | us | 0
residential space heating | Reference Air Source Heat Pump - Heating | 2032 | FUEL_SWITCHING | REPLACEMENT | N/A | USD/space heater | us | us | 0
residential space heating | Reference Air Source Heat Pump - Heating | 2032 | INSTALLATION | NEW | N/A | USD/space heater | us | us | 267.9712
residential space heating | Reference Air Source Heat Pump - Heating | 2032 | INSTALLATION | REPLACEMENT | N/A | USD/space heater | us | us | 267.9712
residential space heating | Reference Air Source Heat Pump - Heating | 2033 | CAPITAL | NEW | N/A | USD/space heater | us | us | 1838.2823
residential space heating | Reference Air Source Heat Pump - Heating | 2033 | CAPITAL | REPLACEMENT | N/A | USD/space heater | us | us | 1838.2823
residential space heating | Reference Air Source Heat Pump - Heating | 2033 | FIXED_OM | NEW | N/A | USD/space heater | us | us | 40.7316
residential space heating | Reference Air Source Heat Pump - Heating | 2033 | FIXED_OM | REPLACEMENT | N/A | USD/space heater | us | us | 40.7316
residential space heating | Reference Air Source Heat Pump - Heating | 2033 | FUEL_SWITCHING | NEW | N/A | USD/space heater | us | us | 0
residential space heating | Reference Air Source Heat Pump - Heating | 2033 | FUEL_SWITCHING | REPLACEMENT | N/A | USD/space heater | us | us | 0
residential space heating | Reference Air Source Heat Pump - Heating | 2033 | INSTALLATION | NEW | N/A | USD/space heater | us | us | 267.9712
residential space heating | Reference Air Source Heat Pump - Heating | 2033 | INSTALLATION | REPLACEMENT | N/A | USD/space heater | us | us | 267.9712
residential space heating | Reference Air Source Heat Pump - Heating | 2034 | CAPITAL | NEW | N/A | USD/space heater | us | us | 1843.6417
residential space heating | Reference Air Source Heat Pump - Heating | 2034 | CAPITAL | REPLACEMENT | N/A | USD/space heater | us | us | 1843.6417
residential space heating | Reference Air Source Heat Pump - Heating | 2034 | FIXED_OM | NEW | N/A | USD/space heater | us | us | 40.7316
residential space heating | Reference Air Source Heat Pump - Heating | 2034 | FIXED_OM | REPLACEMENT | N/A | USD/space heater | us | us | 40.7316
residential space heating | Reference Air Source Heat Pump - Heating | 2034 | FUEL_SWITCHING | NEW | N/A | USD/space heater | us | us | 0
residential space heating | Reference Air Source Heat Pump - Heating | 2034 | FUEL_SWITCHING | REPLACEMENT | N/A | USD/space heater | us | us | 0
residential space heating | Reference Air Source Heat Pump - Heating | 2034 | INSTALLATION | NEW | N/A | USD/space heater | us | us | 267.9712
residential space heating | Reference Air Source Heat Pump - Heating | 2034 | INSTALLATION | REPLACEMENT | N/A | USD/space heater | us | us | 267.9712
residential space heating | Reference Air Source Heat Pump - Heating | 2035 | CAPITAL | NEW | N/A | USD/space heater | us | us | 1849.0011
residential space heating | Reference Air Source Heat Pump - Heating | 2035 | CAPITAL | REPLACEMENT | N/A | USD/space heater | us | us | 1849.0011
residential space heating | Reference Air Source Heat Pump - Heating | 2035 | FIXED_OM | NEW | N/A | USD/space heater | us | us | 40.7316
residential space heating | Reference Air Source Heat Pump - Heating | 2035 | FIXED_OM | REPLACEMENT | N/A | USD/space heater | us | us | 40.7316
residential space heating | Reference Air Source Heat Pump - Heating | 2035 | FUEL_SWITCHING | NEW | N/A | USD/space heater | us | us | 0
residential space heating | Reference Air Source Heat Pump - Heating | 2035 | FUEL_SWITCHING | REPLACEMENT | N/A | USD/space heater | us | us | 0
residential space heating | Reference Air Source Heat Pump - Heating | 2035 | INSTALLATION | NEW | N/A | USD/space heater | us | us | 267.9712
residential space heating | Reference Air Source Heat Pump - Heating | 2035 | INSTALLATION | REPLACEMENT | N/A | USD/space heater | us | us | 267.9712
residential space heating | Reference Air Source Heat Pump - Heating | 2036 | CAPITAL | NEW | N/A | USD/space heater | us | us | 1854.3605
residential space heating | Reference Air Source Heat Pump - Heating | 2036 | CAPITAL | REPLACEMENT | N/A | USD/space heater | us | us | 1854.3605
residential space heating | Reference Air Source Heat Pump - Heating | 2036 | FIXED_OM | NEW | N/A | USD/space heater | us | us | 40.7316
residential space heating | Reference Air Source Heat Pump - Heating | 2036 | FIXED_OM | REPLACEMENT | N/A | USD/space heater | us | us | 40.7316
residential space heating | Reference Air Source Heat Pump - Heating | 2036 | FUEL_SWITCHING | NEW | N/A | USD/space heater | us | us | 0
residential space heating | Reference Air Source Heat Pump - Heating | 2036 | FUEL_SWITCHING | REPLACEMENT | N/A | USD/space heater | us | us | 0
residential space heating | Reference Air Source Heat Pump - Heating | 2036 | INSTALLATION | NEW | N/A | USD/space heater | us | us | 267.9712
residential space heating | Reference Air Source Heat Pump - Heating | 2036 | INSTALLATION | REPLACEMENT | N/A | USD/space heater | us | us | 267.9712
residential space heating | Reference Air Source Heat Pump - Heating | 2037 | CAPITAL | NEW | N/A | USD/space heater | us | us | 1859.7199
residential space heating | Reference Air Source Heat Pump - Heating | 2037 | CAPITAL | REPLACEMENT | N/A | USD/space heater | us | us | 1859.7199
residential space heating | Reference Air Source Heat Pump - Heating | 2037 | FIXED_OM | NEW | N/A | USD/space heater | us | us | 40.7316
residential space heating | Reference Air Source Heat Pump - Heating | 2037 | FIXED_OM | REPLACEMENT | N/A | USD/space heater | us | us | 40.7316
residential space heating | Reference Air Source Heat Pump - Heating | 2037 | FUEL_SWITCHING | NEW | N/A | USD/space heater | us | us | 0
residential space heating | Reference Air Source Heat Pump - Heating | 2037 | FUEL_SWITCHING | REPLACEMENT | N/A | USD/space heater | us | us | 0
residential space heating | Reference Air Source Heat Pump - Heating | 2037 | INSTALLATION | NEW | N/A | USD/space heater | us | us | 267.9712
residential space heating | Reference Air Source Heat Pump - Heating | 2037 | INSTALLATION | REPLACEMENT | N/A | USD/space heater | us | us | 267.9712
residential space heating | Reference Air Source Heat Pump - Heating | 2038 | CAPITAL | NEW | N/A | USD/space heater | us | us | 1865.0794
residential space heating | Reference Air Source Heat Pump - Heating | 2038 | CAPITAL | REPLACEMENT | N/A | USD/space heater | us | us | 1865.0794
residential space heating | Reference Air Source Heat Pump - Heating | 2038 | FIXED_OM | NEW | N/A | USD/space heater | us | us | 40.7316
residential space heating | Reference Air Source Heat Pump - Heating | 2038 | FIXED_OM | REPLACEMENT | N/A | USD/space heater | us | us | 40.7316
residential space heating | Reference Air Source Heat Pump - Heating | 2038 | FUEL_SWITCHING | NEW | N/A | USD/space heater | us | us | 0
residential space heating | Reference Air Source Heat Pump - Heating | 2038 | FUEL_SWITCHING | REPLACEMENT | N/A | USD/space heater | us | us | 0
residential space heating | Reference Air Source Heat Pump - Heating | 2038 | INSTALLATION | NEW | N/A | USD/space heater | us | us | 267.9712
residential space heating | Reference Air Source Heat Pump - Heating | 2038 | INSTALLATION | REPLACEMENT | N/A | USD/space heater | us | us | 267.9712
residential space heating | Reference Air Source Heat Pump - Heating | 2039 | CAPITAL | NEW | N/A | USD/space heater | us | us | 1870.4388
residential space heating | Reference Air Source Heat Pump - Heating | 2039 | CAPITAL | REPLACEMENT | N/A | USD/space heater | us | us | 1870.4388
residential space heating | Reference Air Source Heat Pump - Heating | 2039 | FIXED_OM | NEW | N/A | USD/space heater | us | us | 40.7316
residential space heating | Reference Air Source Heat Pump - Heating | 2039 | FIXED_OM | REPLACEMENT | N/A | USD/space heater | us | us | 40.7316
residential space heating | Reference Air Source Heat Pump - Heating | 2039 | FUEL_SWITCHING | NEW | N/A | USD/space heater | us | us | 0
residential space heating | Reference Air Source Heat Pump - Heating | 2039 | FUEL_SWITCHING | REPLACEMENT | N/A | USD/space heater | us | us | 0
residential space heating | Reference Air Source Heat Pump - Heating | 2039 | INSTALLATION | NEW | N/A | USD/space heater | us | us | 267.9712
residential space heating | Reference Air Source Heat Pump - Heating | 2039 | INSTALLATION | REPLACEMENT | N/A | USD/space heater | us | us | 267.9712
residential space heating | Reference Air Source Heat Pump - Heating | 2040 | CAPITAL | NEW | N/A | USD/space heater | us | us | 1875.7982
residential space heating | Reference Air Source Heat Pump - Heating | 2040 | CAPITAL | REPLACEMENT | N/A | USD/space heater | us | us | 1875.7982
residential space heating | Reference Air Source Heat Pump - Heating | 2040 | FIXED_OM | NEW | N/A | USD/space heater | us | us | 40.7316
residential space heating | Reference Air Source Heat Pump - Heating | 2040 | FIXED_OM | REPLACEMENT | N/A | USD/space heater | us | us | 40.7316
residential space heating | Reference Air Source Heat Pump - Heating | 2040 | FUEL_SWITCHING | NEW | N/A | USD/space heater | us | us | 0
residential space heating | Reference Air Source Heat Pump - Heating | 2040 | FUEL_SWITCHING | REPLACEMENT | N/A | USD/space heater | us | us | 0
residential space heating | Reference Air Source Heat Pump - Heating | 2040 | INSTALLATION | NEW | N/A | USD/space heater | us | us | 267.9712
residential space heating | Reference Air Source Heat Pump - Heating | 2040 | INSTALLATION | REPLACEMENT | N/A | USD/space heater | us | us | 267.9712
residential space heating | Reference Air Source Heat Pump - Heating | 2041 | CAPITAL | NEW | N/A | USD/space heater | us | us | 1875.7982
residential space heating | Reference Air Source Heat Pump - Heating | 2041 | CAPITAL | REPLACEMENT | N/A | USD/space heater | us | us | 1875.7982
residential space heating | Reference Air Source Heat Pump - Heating | 2041 | FIXED_OM | NEW | N/A | USD/space heater | us | us | 40.7316
residential space heating | Reference Air Source Heat Pump - Heating | 2041 | FIXED_OM | REPLACEMENT | N/A | USD/space heater | us | us | 40.7316
residential space heating | Reference Air Source Heat Pump - Heating | 2041 | FUEL_SWITCHING | NEW | N/A | USD/space heater | us | us | 0
residential space heating | Reference Air Source Heat Pump - Heating | 2041 | FUEL_SWITCHING | REPLACEMENT | N/A | USD/space heater | us | us | 0
residential space heating | Reference Air Source Heat Pump - Heating | 2041 | INSTALLATION | NEW | N/A | USD/space heater | us | us | 267.9712
residential space heating | Reference Air Source Heat Pump - Heating | 2041 | INSTALLATION | REPLACEMENT | N/A | USD/space heater | us | us | 267.9712
residential space heating | Reference Air Source Heat Pump - Heating | 2042 | CAPITAL | NEW | N/A | USD/space heater | us | us | 1875.7982
residential space heating | Reference Air Source Heat Pump - Heating | 2042 | CAPITAL | REPLACEMENT | N/A | USD/space heater | us | us | 1875.7982
residential space heating | Reference Air Source Heat Pump - Heating | 2042 | FIXED_OM | NEW | N/A | USD/space heater | us | us | 40.7316
residential space heating | Reference Air Source Heat Pump - Heating | 2042 | FIXED_OM | REPLACEMENT | N/A | USD/space heater | us | us | 40.7316
residential space heating | Reference Air Source Heat Pump - Heating | 2042 | FUEL_SWITCHING | NEW | N/A | USD/space heater | us | us | 0
residential space heating | Reference Air Source Heat Pump - Heating | 2042 | FUEL_SWITCHING | REPLACEMENT | N/A | USD/space heater | us | us | 0
residential space heating | Reference Air Source Heat Pump - Heating | 2042 | INSTALLATION | NEW | N/A | USD/space heater | us | us | 267.9712
residential space heating | Reference Air Source Heat Pump - Heating | 2042 | INSTALLATION | REPLACEMENT | N/A | USD/space heater | us | us | 267.9712
residential space heating | Reference Air Source Heat Pump - Heating | 2043 | CAPITAL | NEW | N/A | USD/space heater | us | us | 1875.7982
residential space heating | Reference Air Source Heat Pump - Heating | 2043 | CAPITAL | REPLACEMENT | N/A | USD/space heater | us | us | 1875.7982
residential space heating | Reference Air Source Heat Pump - Heating | 2043 | FIXED_OM | NEW | N/A | USD/space heater | us | us | 40.7316
residential space heating | Reference Air Source Heat Pump - Heating | 2043 | FIXED_OM | REPLACEMENT | N/A | USD/space heater | us | us | 40.7316
residential space heating | Reference Air Source Heat Pump - Heating | 2043 | FUEL_SWITCHING | NEW | N/A | USD/space heater | us | us | 0
residential space heating | Reference Air Source Heat Pump - Heating | 2043 | FUEL_SWITCHING | REPLACEMENT | N/A | USD/space heater | us | us | 0
residential space heating | Reference Air Source Heat Pump - Heating | 2043 | INSTALLATION | NEW | N/A | USD/space heater | us | us | 267.9712
residential space heating | Reference Air Source Heat Pump - Heating | 2043 | INSTALLATION | REPLACEMENT | N/A | USD/space heater | us | us | 267.9712
residential space heating | Reference Air Source Heat Pump - Heating | 2044 | CAPITAL | NEW | N/A | USD/space heater | us | us | 1875.7982
residential space heating | Reference Air Source Heat Pump - Heating | 2044 | CAPITAL | REPLACEMENT | N/A | USD/space heater | us | us | 1875.7982
residential space heating | Reference Air Source Heat Pump - Heating | 2044 | FIXED_OM | NEW | N/A | USD/space heater | us | us | 40.7316
residential space heating | Reference Air Source Heat Pump - Heating | 2044 | FIXED_OM | REPLACEMENT | N/A | USD/space heater | us | us | 40.7316
residential space heating | Reference Air Source Heat Pump - Heating | 2044 | FUEL_SWITCHING | NEW | N/A | USD/space heater | us | us | 0
residential space heating | Reference Air Source Heat Pump - Heating | 2044 | FUEL_SWITCHING | REPLACEMENT | N/A | USD/space heater | us | us | 0
residential space heating | Reference Air Source Heat Pump - Heating | 2044 | INSTALLATION | NEW | N/A | USD/space heater | us | us | 267.9712
residential space heating | Reference Air Source Heat Pump - Heating | 2044 | INSTALLATION | REPLACEMENT | N/A | USD/space heater | us | us | 267.9712
residential space heating | Reference Air Source Heat Pump - Heating | 2045 | CAPITAL | NEW | N/A | USD/space heater | us | us | 1875.7982
residential space heating | Reference Air Source Heat Pump - Heating | 2045 | CAPITAL | REPLACEMENT | N/A | USD/space heater | us | us | 1875.7982
residential space heating | Reference Air Source Heat Pump - Heating | 2045 | FIXED_OM | NEW | N/A | USD/space heater | us | us | 40.7316
residential space heating | Reference Air Source Heat Pump - Heating | 2045 | FIXED_OM | REPLACEMENT | N/A | USD/space heater | us | us | 40.7316
residential space heating | Reference Air Source Heat Pump - Heating | 2045 | FUEL_SWITCHING | NEW | N/A | USD/space heater | us | us | 0
residential space heating | Reference Air Source Heat Pump - Heating | 2045 | FUEL_SWITCHING | REPLACEMENT | N/A | USD/space heater | us | us | 0
residential space heating | Reference Air Source Heat Pump - Heating | 2045 | INSTALLATION | NEW | N/A | USD/space heater | us | us | 267.9712
residential space heating | Reference Air Source Heat Pump - Heating | 2045 | INSTALLATION | REPLACEMENT | N/A | USD/space heater | us | us | 267.9712
residential space heating | Reference Air Source Heat Pump - Heating | 2046 | CAPITAL | NEW | N/A | USD/space heater | us | us | 1875.7982
residential space heating | Reference Air Source Heat Pump - Heating | 2046 | CAPITAL | REPLACEMENT | N/A | USD/space heater | us | us | 1875.7982
residential space heating | Reference Air Source Heat Pump - Heating | 2046 | FIXED_OM | NEW | N/A | USD/space heater | us | us | 40.7316
residential space heating | Reference Air Source Heat Pump - Heating | 2046 | FIXED_OM | REPLACEMENT | N/A | USD/space heater | us | us | 40.7316
residential space heating | Reference Air Source Heat Pump - Heating | 2046 | FUEL_SWITCHING | NEW | N/A | USD/space heater | us | us | 0
residential space heating | Reference Air Source Heat Pump - Heating | 2046 | FUEL_SWITCHING | REPLACEMENT | N/A | USD/space heater | us | us | 0
residential space heating | Reference Air Source Heat Pump - Heating | 2046 | INSTALLATION | NEW | N/A | USD/space heater | us | us | 267.9712
residential space heating | Reference Air Source Heat Pump - Heating | 2046 | INSTALLATION | REPLACEMENT | N/A | USD/space heater | us | us | 267.9712
residential space heating | Reference Air Source Heat Pump - Heating | 2047 | CAPITAL | NEW | N/A | USD/space heater | us | us | 1875.7982
residential space heating | Reference Air Source Heat Pump - Heating | 2047 | CAPITAL | REPLACEMENT | N/A | USD/space heater | us | us | 1875.7982
residential space heating | Reference Air Source Heat Pump - Heating | 2047 | FIXED_OM | NEW | N/A | USD/space heater | us | us | 40.7316
residential space heating | Reference Air Source Heat Pump - Heating | 2047 | FIXED_OM | REPLACEMENT | N/A | USD/space heater | us | us | 40.7316
residential space heating | Reference Air Source Heat Pump - Heating | 2047 | FUEL_SWITCHING | NEW | N/A | USD/space heater | us | us | 0
residential space heating | Reference Air Source Heat Pump - Heating | 2047 | FUEL_SWITCHING | REPLACEMENT | N/A | USD/space heater | us | us | 0
residential space heating | Reference Air Source Heat Pump - Heating | 2047 | INSTALLATION | NEW | N/A | USD/space heater | us | us | 267.9712
residential space heating | Reference Air Source Heat Pump - Heating | 2047 | INSTALLATION | REPLACEMENT | N/A | USD/space heater | us | us | 267.9712
residential space heating | Reference Air Source Heat Pump - Heating | 2048 | CAPITAL | NEW | N/A | USD/space heater | us | us | 1875.7982
residential space heating | Reference Air Source Heat Pump - Heating | 2048 | CAPITAL | REPLACEMENT | N/A | USD/space heater | us | us | 1875.7982
residential space heating | Reference Air Source Heat Pump - Heating | 2048 | FIXED_OM | NEW | N/A | USD/space heater | us | us | 40.7316
residential space heating | Reference Air Source Heat Pump - Heating | 2048 | FIXED_OM | REPLACEMENT | N/A | USD/space heater | us | us | 40.7316
residential space heating | Reference Air Source Heat Pump - Heating | 2048 | FUEL_SWITCHING | NEW | N/A | USD/space heater | us | us | 0
residential space heating | Reference Air Source Heat Pump - Heating | 2048 | FUEL_SWITCHING | REPLACEMENT | N/A | USD/space heater | us | us | 0
residential space heating | Reference Air Source Heat Pump - Heating | 2048 | INSTALLATION | NEW | N/A | USD/space heater | us | us | 267.9712
residential space heating | Reference Air Source Heat Pump - Heating | 2048 | INSTALLATION | REPLACEMENT | N/A | USD/space heater | us | us | 267.9712
residential space heating | Reference Air Source Heat Pump - Heating | 2049 | CAPITAL | NEW | N/A | USD/space heater | us | us | 1875.7982
residential space heating | Reference Air Source Heat Pump - Heating | 2049 | CAPITAL | REPLACEMENT | N/A | USD/space heater | us | us | 1875.7982
residential space heating | Reference Air Source Heat Pump - Heating | 2049 | FIXED_OM | NEW | N/A | USD/space heater | us | us | 40.7316
residential space heating | Reference Air Source Heat Pump - Heating | 2049 | FIXED_OM | REPLACEMENT | N/A | USD/space heater | us | us | 40.7316
residential space heating | Reference Air Source Heat Pump - Heating | 2049 | FUEL_SWITCHING | NEW | N/A | USD/space heater | us | us | 0
residential space heating | Reference Air Source Heat Pump - Heating | 2049 | FUEL_SWITCHING | REPLACEMENT | N/A | USD/space heater | us | us | 0
residential space heating | Reference Air Source Heat Pump - Heating | 2049 | INSTALLATION | NEW | N/A | USD/space heater | us | us | 267.9712
residential space heating | Reference Air Source Heat Pump - Heating | 2049 | INSTALLATION | REPLACEMENT | N/A | USD/space heater | us | us | 267.9712
residential space heating | Reference Air Source Heat Pump - Heating | 2050 | CAPITAL | NEW | N/A | USD/space heater | us | us | 1875.7982
residential space heating | Reference Air Source Heat Pump - Heating | 2050 | CAPITAL | REPLACEMENT | N/A | USD/space heater | us | us | 1875.7982
residential space heating | Reference Air Source Heat Pump - Heating | 2050 | FIXED_OM | NEW | N/A | USD/space heater | us | us | 40.7316
residential space heating | Reference Air Source Heat Pump - Heating | 2050 | FIXED_OM | REPLACEMENT | N/A | USD/space heater | us | us | 40.7316
residential space heating | Reference Air Source Heat Pump - Heating | 2050 | FUEL_SWITCHING | NEW | N/A | USD/space heater | us | us | 0
residential space heating | Reference Air Source Heat Pump - Heating | 2050 | FUEL_SWITCHING | REPLACEMENT | N/A | USD/space heater | us | us | 0
residential space heating | Reference Air Source Heat Pump - Heating | 2050 | INSTALLATION | NEW | N/A | USD/space heater | us | us | 267.9712
residential space heating | Reference Air Source Heat Pump - Heating | 2050 | INSTALLATION | REPLACEMENT | N/A | USD/space heater | us | us | 267.9712
residential space heating | Reference Distillate Boiler/Radiator | 2020 | CAPITAL | NEW | N/A | USD/space heater | us | us | 2786.9002
residential space heating | Reference Distillate Boiler/Radiator | 2020 | CAPITAL | REPLACEMENT | N/A | USD/space heater | us | us | 2786.9002
residential space heating | Reference Distillate Boiler/Radiator | 2020 | FIXED_OM | NEW | N/A | USD/space heater | us | us | 144.7044
residential space heating | Reference Distillate Boiler/Radiator | 2020 | FIXED_OM | REPLACEMENT | N/A | USD/space heater | us | us | 144.7044
residential space heating | Reference Distillate Boiler/Radiator | 2020 | INSTALLATION | NEW | N/A | USD/space heater | us | us | 1982.9867
residential space heating | Reference Distillate Boiler/Radiator | 2020 | INSTALLATION | REPLACEMENT | N/A | USD/space heater | us | us | 1982.9867
residential space heating | Reference Distillate Boiler/Radiator | 2021 | CAPITAL | NEW | N/A | USD/space heater | us | us | 2786.9002
residential space heating | Reference Distillate Boiler/Radiator | 2021 | CAPITAL | REPLACEMENT | N/A | USD/space heater | us | us | 2786.9002
residential space heating | Reference Distillate Boiler/Radiator | 2021 | FIXED_OM | NEW | N/A | USD/space heater | us | us | 144.7044
residential space heating | Reference Distillate Boiler/Radiator | 2021 | FIXED_OM | REPLACEMENT | N/A | USD/space heater | us | us | 144.7044
residential space heating | Reference Distillate Boiler/Radiator | 2021 | INSTALLATION | NEW | N/A | USD/space heater | us | us | 1982.9867
residential space heating | Reference Distillate Boiler/Radiator | 2021 | INSTALLATION | REPLACEMENT | N/A | USD/space heater | us | us | 1982.9867
residential space heating | Reference Distillate Boiler/Radiator | 2022 | CAPITAL | NEW | N/A | USD/space heater | us | us | 2786.9002
residential space heating | Reference Distillate Boiler/Radiator | 2022 | CAPITAL | REPLACEMENT | N/A | USD/space heater | us | us | 2786.9002
residential space heating | Reference Distillate Boiler/Radiator | 2022 | FIXED_OM | NEW | N/A | USD/space heater | us | us | 144.7044
residential space heating | Reference Distillate Boiler/Radiator | 2022 | FIXED_OM | REPLACEMENT | N/A | USD/space heater | us | us | 144.7044
residential space heating | Reference Distillate Boiler/Radiator | 2022 | INSTALLATION | NEW | N/A | USD/space heater | us | us | 1982.9867
residential space heating | Reference Distillate Boiler/Radiator | 2022 | INSTALLATION | REPLACEMENT | N/A | USD/space heater | us | us | 1982.9867
residential space heating | Reference Distillate Boiler/Radiator | 2023 | CAPITAL | NEW | N/A | USD/space heater | us | us | 2786.9002
residential space heating | Reference Distillate Boiler/Radiator | 2023 | CAPITAL | REPLACEMENT | N/A | USD/space heater | us | us | 2786.9002
residential space heating | Reference Distillate Boiler/Radiator | 2023 | FIXED_OM | NEW | N/A | USD/space heater | us | us | 144.7044
residential space heating | Reference Distillate Boiler/Radiator | 2023 | FIXED_OM | REPLACEMENT | N/A | USD/space heater | us | us | 144.7044
residential space heating | Reference Distillate Boiler/Radiator | 2023 | INSTALLATION | NEW | N/A | USD/space heater | us | us | 1982.9867
residential space heating | Reference Distillate Boiler/Radiator | 2023 | INSTALLATION | REPLACEMENT | N/A | USD/space heater | us | us | 1982.9867
residential space heating | Reference Distillate Boiler/Radiator | 2024 | CAPITAL | NEW | N/A | USD/space heater | us | us | 2786.9002
residential space heating | Reference Distillate Boiler/Radiator | 2024 | CAPITAL | REPLACEMENT | N/A | USD/space heater | us | us | 2786.9002
residential space heating | Reference Distillate Boiler/Radiator | 2024 | FIXED_OM | NEW | N/A | USD/space heater | us | us | 144.7044
residential space heating | Reference Distillate Boiler/Radiator | 2024 | FIXED_OM | REPLACEMENT | N/A | USD/space heater | us | us | 144.7044
residential space heating | Reference Distillate Boiler/Radiator | 2024 | INSTALLATION | NEW | N/A | USD/space heater | us | us | 1982.9867
residential space heating | Reference Distillate Boiler/Radiator | 2024 | INSTALLATION | REPLACEMENT | N/A | USD/space heater | us | us | 1982.9867
residential space heating | Reference Distillate Boiler/Radiator | 2025 | CAPITAL | NEW | N/A | USD/space heater | us | us | 2786.9002
residential space heating | Reference Distillate Boiler/Radiator | 2025 | CAPITAL | REPLACEMENT | N/A | USD/space heater | us | us | 2786.9002
residential space heating | Reference Distillate Boiler/Radiator | 2025 | FIXED_OM | NEW | N/A | USD/space heater | us | us | 144.7044
residential space heating | Reference Distillate Boiler/Radiator | 2025 | FIXED_OM | REPLACEMENT | N/A | USD/space heater | us | us | 144.7044
residential space heating | Reference Distillate Boiler/Radiator | 2025 | INSTALLATION | NEW | N/A | USD/space heater | us | us | 1982.9867
residential space heating | Reference Distillate Boiler/Radiator | 2025 | INSTALLATION | REPLACEMENT | N/A | USD/space heater | us | us | 1982.9867
residential space heating | Reference Distillate Boiler/Radiator | 2026 | CAPITAL | NEW | N/A | USD/space heater | us | us | 2786.9002
residential space heating | Reference Distillate Boiler/Radiator | 2026 | CAPITAL | REPLACEMENT | N/A | USD/space heater | us | us | 2786.9002
residential space heating | Reference Distillate Boiler/Radiator | 2026 | FIXED_OM | NEW | N/A | USD/space heater | us | us | 144.7044
residential space heating | Reference Distillate Boiler/Radiator | 2026 | FIXED_OM | REPLACEMENT | N/A | USD/space heater | us | us | 144.7044
residential space heating | Reference Distillate Boiler/Radiator | 2026 | INSTALLATION | NEW | N/A | USD/space heater | us | us | 1982.9867
residential space heating | Reference Distillate Boiler/Radiator | 2026 | INSTALLATION | REPLACEMENT | N/A | USD/space heater | us | us | 1982.9867
residential space heating | Reference Distillate Boiler/Radiator | 2027 | CAPITAL | NEW | N/A | USD/space heater | us | us | 2786.9002
residential space heating | Reference Distillate Boiler/Radiator | 2027 | CAPITAL | REPLACEMENT | N/A | USD/space heater | us | us | 2786.9002
residential space heating | Reference Distillate Boiler/Radiator | 2027 | FIXED_OM | NEW | N/A | USD/space heater | us | us | 144.7044
residential space heating | Reference Distillate Boiler/Radiator | 2027 | FIXED_OM | REPLACEMENT | N/A | USD/space heater | us | us | 144.7044
residential space heating | Reference Distillate Boiler/Radiator | 2027 | INSTALLATION | NEW | N/A | USD/space heater | us | us | 1982.9867
residential space heating | Reference Distillate Boiler/Radiator | 2027 | INSTALLATION | REPLACEMENT | N/A | USD/space heater | us | us | 1982.9867
residential space heating | Reference Distillate Boiler/Radiator | 2028 | CAPITAL | NEW | N/A | USD/space heater | us | us | 2786.9002
residential space heating | Reference Distillate Boiler/Radiator | 2028 | CAPITAL | REPLACEMENT | N/A | USD/space heater | us | us | 2786.9002
residential space heating | Reference Distillate Boiler/Radiator | 2028 | FIXED_OM | NEW | N/A | USD/space heater | us | us | 144.7044
residential space heating | Reference Distillate Boiler/Radiator | 2028 | FIXED_OM | REPLACEMENT | N/A | USD/space heater | us | us | 144.7044
residential space heating | Reference Distillate Boiler/Radiator | 2028 | INSTALLATION | NEW | N/A | USD/space heater | us | us | 1982.9867
residential space heating | Reference Distillate Boiler/Radiator | 2028 | INSTALLATION | REPLACEMENT | N/A | USD/space heater | us | us | 1982.9867
residential space heating | Reference Distillate Boiler/Radiator | 2029 | CAPITAL | NEW | N/A | USD/space heater | us | us | 2786.9002
residential space heating | Reference Distillate Boiler/Radiator | 2029 | CAPITAL | REPLACEMENT | N/A | USD/space heater | us | us | 2786.9002
residential space heating | Reference Distillate Boiler/Radiator | 2029 | FIXED_OM | NEW | N/A | USD/space heater | us | us | 144.7044
residential space heating | Reference Distillate Boiler/Radiator | 2029 | FIXED_OM | REPLACEMENT | N/A | USD/space heater | us | us | 144.7044
residential space heating | Reference Distillate Boiler/Radiator | 2029 | INSTALLATION | NEW | N/A | USD/space heater | us | us | 1982.9867
residential space heating | Reference Distillate Boiler/Radiator | 2029 | INSTALLATION | REPLACEMENT | N/A | USD/space heater | us | us | 1982.9867
residential space heating | Reference Distillate Boiler/Radiator | 2030 | CAPITAL | NEW | N/A | USD/space heater | us | us | 2786.9002
residential space heating | Reference Distillate Boiler/Radiator | 2030 | CAPITAL | REPLACEMENT | N/A | USD/space heater | us | us | 2786.9002
residential space heating | Reference Distillate Boiler/Radiator | 2030 | FIXED_OM | NEW | N/A | USD/space heater | us | us | 144.7044
residential space heating | Reference Distillate Boiler/Radiator | 2030 | FIXED_OM | REPLACEMENT | N/A | USD/space heater | us | us | 144.7044
residential space heating | Reference Distillate Boiler/Radiator | 2030 | INSTALLATION | NEW | N/A | USD/space heater | us | us | 1982.9867
residential space heating | Reference Distillate Boiler/Radiator | 2030 | INSTALLATION | REPLACEMENT | N/A | USD/space heater | us | us | 1982.9867
residential space heating | Reference Distillate Boiler/Radiator | 2031 | CAPITAL | NEW | N/A | USD/space heater | us | us | 2786.9002
residential space heating | Reference Distillate Boiler/Radiator | 2031 | CAPITAL | REPLACEMENT | N/A | USD/space heater | us | us | 2786.9002
residential space heating | Reference Distillate Boiler/Radiator | 2031 | FIXED_OM | NEW | N/A | USD/space heater | us | us | 144.7044
residential space heating | Reference Distillate Boiler/Radiator | 2031 | FIXED_OM | REPLACEMENT | N/A | USD/space heater | us | us | 144.7044
residential space heating | Reference Distillate Boiler/Radiator | 2031 | INSTALLATION | NEW | N/A | USD/space heater | us | us | 1982.9867
residential space heating | Reference Distillate Boiler/Radiator | 2031 | INSTALLATION | REPLACEMENT | N/A | USD/space heater | us | us | 1982.9867
residential space heating | Reference Distillate Boiler/Radiator | 2032 | CAPITAL | NEW | N/A | USD/space heater | us | us | 2786.9002
residential space heating | Reference Distillate Boiler/Radiator | 2032 | CAPITAL | REPLACEMENT | N/A | USD/space heater | us | us | 2786.9002
residential space heating | Reference Distillate Boiler/Radiator | 2032 | FIXED_OM | NEW | N/A | USD/space heater | us | us | 144.7044
residential space heating | Reference Distillate Boiler/Radiator | 2032 | FIXED_OM | REPLACEMENT | N/A | USD/space heater | us | us | 144.7044
residential space heating | Reference Distillate Boiler/Radiator | 2032 | INSTALLATION | NEW | N/A | USD/space heater | us | us | 1982.9867
residential space heating | Reference Distillate Boiler/Radiator | 2032 | INSTALLATION | REPLACEMENT | N/A | USD/space heater | us | us | 1982.9867
residential space heating | Reference Distillate Boiler/Radiator | 2033 | CAPITAL | NEW | N/A | USD/space heater | us | us | 2786.9002
residential space heating | Reference Distillate Boiler/Radiator | 2033 | CAPITAL | REPLACEMENT | N/A | USD/space heater | us | us | 2786.9002
residential space heating | Reference Distillate Boiler/Radiator | 2033 | FIXED_OM | NEW | N/A | USD/space heater | us | us | 144.7044
residential space heating | Reference Distillate Boiler/Radiator | 2033 | FIXED_OM | REPLACEMENT | N/A | USD/space heater | us | us | 144.7044
residential space heating | Reference Distillate Boiler/Radiator | 2033 | INSTALLATION | NEW | N/A | USD/space heater | us | us | 1982.9867
residential space heating | Reference Distillate Boiler/Radiator | 2033 | INSTALLATION | REPLACEMENT | N/A | USD/space heater | us | us | 1982.9867
residential space heating | Reference Distillate Boiler/Radiator | 2034 | CAPITAL | NEW | N/A | USD/space heater | us | us | 2786.9002
residential space heating | Reference Distillate Boiler/Radiator | 2034 | CAPITAL | REPLACEMENT | N/A | USD/space heater | us | us | 2786.9002
residential space heating | Reference Distillate Boiler/Radiator | 2034 | FIXED_OM | NEW | N/A | USD/space heater | us | us | 144.7044
residential space heating | Reference Distillate Boiler/Radiator | 2034 | FIXED_OM | REPLACEMENT | N/A | USD/space heater | us | us | 144.7044
residential space heating | Reference Distillate Boiler/Radiator | 2034 | INSTALLATION | NEW | N/A | USD/space heater | us | us | 1982.9867
residential space heating | Reference Distillate Boiler/Radiator | 2034 | INSTALLATION | REPLACEMENT | N/A | USD/space heater | us | us | 1982.9867
residential space heating | Reference Distillate Boiler/Radiator | 2035 | CAPITAL | NEW | N/A | USD/space heater | us | us | 2786.9002
residential space heating | Reference Distillate Boiler/Radiator | 2035 | CAPITAL | REPLACEMENT | N/A | USD/space heater | us | us | 2786.9002
residential space heating | Reference Distillate Boiler/Radiator | 2035 | FIXED_OM | NEW | N/A | USD/space heater | us | us | 144.7044
residential space heating | Reference Distillate Boiler/Radiator | 2035 | FIXED_OM | REPLACEMENT | N/A | USD/space heater | us | us | 144.7044
residential space heating | Reference Distillate Boiler/Radiator | 2035 | INSTALLATION | NEW | N/A | USD/space heater | us | us | 1982.9867
residential space heating | Reference Distillate Boiler/Radiator | 2035 | INSTALLATION | REPLACEMENT | N/A | USD/space heater | us | us | 1982.9867
residential space heating | Reference Distillate Boiler/Radiator | 2036 | CAPITAL | NEW | N/A | USD/space heater | us | us | 2786.9002
residential space heating | Reference Distillate Boiler/Radiator | 2036 | CAPITAL | REPLACEMENT | N/A | USD/space heater | us | us | 2786.9002
residential space heating | Reference Distillate Boiler/Radiator | 2036 | FIXED_OM | NEW | N/A | USD/space heater | us | us | 144.7044
residential space heating | Reference Distillate Boiler/Radiator | 2036 | FIXED_OM | REPLACEMENT | N/A | USD/space heater | us | us | 144.7044
residential space heating | Reference Distillate Boiler/Radiator | 2036 | INSTALLATION | NEW | N/A | USD/space heater | us | us | 1982.9867
residential space heating | Reference Distillate Boiler/Radiator | 2036 | INSTALLATION | REPLACEMENT | N/A | USD/space heater | us | us | 1982.9867
residential space heating | Reference Distillate Boiler/Radiator | 2037 | CAPITAL | NEW | N/A | USD/space heater | us | us | 2786.9002
residential space heating | Reference Distillate Boiler/Radiator | 2037 | CAPITAL | REPLACEMENT | N/A | USD/space heater | us | us | 2786.9002
residential space heating | Reference Distillate Boiler/Radiator | 2037 | FIXED_OM | NEW | N/A | USD/space heater | us | us | 144.7044
residential space heating | Reference Distillate Boiler/Radiator | 2037 | FIXED_OM | REPLACEMENT | N/A | USD/space heater | us | us | 144.7044
residential space heating | Reference Distillate Boiler/Radiator | 2037 | INSTALLATION | NEW | N/A | USD/space heater | us | us | 1982.9867
residential space heating | Reference Distillate Boiler/Radiator | 2037 | INSTALLATION | REPLACEMENT | N/A | USD/space heater | us | us | 1982.9867
residential space heating | Reference Distillate Boiler/Radiator | 2038 | CAPITAL | NEW | N/A | USD/space heater | us | us | 2786.9002
residential space heating | Reference Distillate Boiler/Radiator | 2038 | CAPITAL | REPLACEMENT | N/A | USD/space heater | us | us | 2786.9002
residential space heating | Reference Distillate Boiler/Radiator | 2038 | FIXED_OM | NEW | N/A | USD/space heater | us | us | 144.7044
residential space heating | Reference Distillate Boiler/Radiator | 2038 | FIXED_OM | REPLACEMENT | N/A | USD/space heater | us | us | 144.7044
residential space heating | Reference Distillate Boiler/Radiator | 2038 | INSTALLATION | NEW | N/A | USD/space heater | us | us | 1982.9867
residential space heating | Reference Distillate Boiler/Radiator | 2038 | INSTALLATION | REPLACEMENT | N/A | USD/space heater | us | us | 1982.9867
residential space heating | Reference Distillate Boiler/Radiator | 2039 | CAPITAL | NEW | N/A | USD/space heater | us | us | 2786.9002
residential space heating | Reference Distillate Boiler/Radiator | 2039 | CAPITAL | REPLACEMENT | N/A | USD/space heater | us | us | 2786.9002
residential space heating | Reference Distillate Boiler/Radiator | 2039 | FIXED_OM | NEW | N/A | USD/space heater | us | us | 144.7044
residential space heating | Reference Distillate Boiler/Radiator | 2039 | FIXED_OM | REPLACEMENT | N/A | USD/space heater | us | us | 144.7044
residential space heating | Reference Distillate Boiler/Radiator | 2039 | INSTALLATION | NEW | N/A | USD/space heater | us | us | 1982.9867
residential space heating | Reference Distillate Boiler/Radiator | 2039 | INSTALLATION | REPLACEMENT | N/A | USD/space heater | us | us | 1982.9867
residential space heating | Reference Distillate Boiler/Radiator | 2040 | CAPITAL | NEW | N/A | USD/space heater | us | us | 2786.9002
residential space heating | Reference Distillate Boiler/Radiator | 2040 | CAPITAL | REPLACEMENT | N/A | USD/space heater | us | us | 2786.9002
residential space heating | Reference Distillate Boiler/Radiator | 2040 | FIXED_OM | NEW | N/A | USD/space heater | us | us | 144.7044
residential space heating | Reference Distillate Boiler/Radiator | 2040 | FIXED_OM | REPLACEMENT | N/A | USD/space heater | us | us | 144.7044
residential space heating | Reference Distillate Boiler/Radiator | 2040 | INSTALLATION | NEW | N/A | USD/space heater | us | us | 1982.9867
residential space heating | Reference Distillate Boiler/Radiator | 2040 | INSTALLATION | REPLACEMENT | N/A | USD/space heater | us | us | 1982.9867
residential space heating | Reference Distillate Boiler/Radiator | 2041 | CAPITAL | NEW | N/A | USD/space heater | us | us | 2786.9002
residential space heating | Reference Distillate Boiler/Radiator | 2041 | CAPITAL | REPLACEMENT | N/A | USD/space heater | us | us | 2786.9002
residential space heating | Reference Distillate Boiler/Radiator | 2041 | FIXED_OM | NEW | N/A | USD/space heater | us | us | 144.7044
residential space heating | Reference Distillate Boiler/Radiator | 2041 | FIXED_OM | REPLACEMENT | N/A | USD/space heater | us | us | 144.7044
residential space heating | Reference Distillate Boiler/Radiator | 2041 | INSTALLATION | NEW | N/A | USD/space heater | us | us | 1982.9867
residential space heating | Reference Distillate Boiler/Radiator | 2041 | INSTALLATION | REPLACEMENT | N/A | USD/space heater | us | us | 1982.9867
residential space heating | Reference Distillate Boiler/Radiator | 2042 | CAPITAL | NEW | N/A | USD/space heater | us | us | 2786.9002
residential space heating | Reference Distillate Boiler/Radiator | 2042 | CAPITAL | REPLACEMENT | N/A | USD/space heater | us | us | 2786.9002
residential space heating | Reference Distillate Boiler/Radiator | 2042 | FIXED_OM | NEW | N/A | USD/space heater | us | us | 144.7044
residential space heating | Reference Distillate Boiler/Radiator | 2042 | FIXED_OM | REPLACEMENT | N/A | USD/space heater | us | us | 144.7044
residential space heating | Reference Distillate Boiler/Radiator | 2042 | INSTALLATION | NEW | N/A | USD/space heater | us | us | 1982.9867
residential space heating | Reference Distillate Boiler/Radiator | 2042 | INSTALLATION | REPLACEMENT | N/A | USD/space heater | us | us | 1982.9867
residential space heating | Reference Distillate Boiler/Radiator | 2043 | CAPITAL | NEW | N/A | USD/space heater | us | us | 2786.9002
residential space heating | Reference Distillate Boiler/Radiator | 2043 | CAPITAL | REPLACEMENT | N/A | USD/space heater | us | us | 2786.9002
residential space heating | Reference Distillate Boiler/Radiator | 2043 | FIXED_OM | NEW | N/A | USD/space heater | us | us | 144.7044
residential space heating | Reference Distillate Boiler/Radiator | 2043 | FIXED_OM | REPLACEMENT | N/A | USD/space heater | us | us | 144.7044
residential space heating | Reference Distillate Boiler/Radiator | 2043 | INSTALLATION | NEW | N/A | USD/space heater | us | us | 1982.9867
residential space heating | Reference Distillate Boiler/Radiator | 2043 | INSTALLATION | REPLACEMENT | N/A | USD/space heater | us | us | 1982.9867
residential space heating | Reference Distillate Boiler/Radiator | 2044 | CAPITAL | NEW | N/A | USD/space heater | us | us | 2786.9002
residential space heating | Reference Distillate Boiler/Radiator | 2044 | CAPITAL | REPLACEMENT | N/A | USD/space heater | us | us | 2786.9002
residential space heating | Reference Distillate Boiler/Radiator | 2044 | FIXED_OM | NEW | N/A | USD/space heater | us | us | 144.7044
residential space heating | Reference Distillate Boiler/Radiator | 2044 | FIXED_OM | REPLACEMENT | N/A | USD/space heater | us | us | 144.7044
residential space heating | Reference Distillate Boiler/Radiator | 2044 | INSTALLATION | NEW | N/A | USD/space heater | us | us | 1982.9867
residential space heating | Reference Distillate Boiler/Radiator | 2044 | INSTALLATION | REPLACEMENT | N/A | USD/space heater | us | us | 1982.9867
residential space heating | Reference Distillate Boiler/Radiator | 2045 | CAPITAL | NEW | N/A | USD/space heater | us | us | 2786.9002
residential space heating | Reference Distillate Boiler/Radiator | 2045 | CAPITAL | REPLACEMENT | N/A | USD/space heater | us | us | 2786.9002
residential space heating | Reference Distillate Boiler/Radiator | 2045 | FIXED_OM | NEW | N/A | USD/space heater | us | us | 144.7044
residential space heating | Reference Distillate Boiler/Radiator | 2045 | FIXED_OM | REPLACEMENT | N/A | USD/space heater | us | us | 144.7044
residential space heating | Reference Distillate Boiler/Radiator | 2045 | INSTALLATION | NEW | N/A | USD/space heater | us | us | 1982.9867
residential space heating | Reference Distillate Boiler/Radiator | 2045 | INSTALLATION | REPLACEMENT | N/A | USD/space heater | us | us | 1982.9867
residential space heating | Reference Distillate Boiler/Radiator | 2046 | CAPITAL | NEW | N/A | USD/space heater | us | us | 2786.9002
residential space heating | Reference Distillate Boiler/Radiator | 2046 | CAPITAL | REPLACEMENT | N/A | USD/space heater | us | us | 2786.9002
residential space heating | Reference Distillate Boiler/Radiator | 2046 | FIXED_OM | NEW | N/A | USD/space heater | us | us | 144.7044
residential space heating | Reference Distillate Boiler/Radiator | 2046 | FIXED_OM | REPLACEMENT | N/A | USD/space heater | us | us | 144.7044
residential space heating | Reference Distillate Boiler/Radiator | 2046 | INSTALLATION | NEW | N/A | USD/space heater | us | us | 1982.9867
residential space heating | Reference Distillate Boiler/Radiator | 2046 | INSTALLATION | REPLACEMENT | N/A | USD/space heater | us | us | 1982.9867
residential space heating | Reference Distillate Boiler/Radiator | 2047 | CAPITAL | NEW | N/A | USD/space heater | us | us | 2786.9002
residential space heating | Reference Distillate Boiler/Radiator | 2047 | CAPITAL | REPLACEMENT | N/A | USD/space heater | us | us | 2786.9002
residential space heating | Reference Distillate Boiler/Radiator | 2047 | FIXED_OM | NEW | N/A | USD/space heater | us | us | 144.7044
residential space heating | Reference Distillate Boiler/Radiator | 2047 | FIXED_OM | REPLACEMENT | N/A | USD/space heater | us | us | 144.7044
residential space heating | Reference Distillate Boiler/Radiator | 2047 | INSTALLATION | NEW | N/A | USD/space heater | us | us | 1982.9867
residential space heating | Reference Distillate Boiler/Radiator | 2047 | INSTALLATION | REPLACEMENT | N/A | USD/space heater | us | us | 1982.9867
residential space heating | Reference Distillate Boiler/Radiator | 2048 | CAPITAL | NEW | N/A | USD/space heater | us | us | 2786.9002
residential space heating | Reference Distillate Boiler/Radiator | 2048 | CAPITAL | REPLACEMENT | N/A | USD/space heater | us | us | 2786.9002
residential space heating | Reference Distillate Boiler/Radiator | 2048 | FIXED_OM | NEW | N/A | USD/space heater | us | us | 144.7044
residential space heating | Reference Distillate Boiler/Radiator | 2048 | FIXED_OM | REPLACEMENT | N/A | USD/space heater | us | us | 144.7044
residential space heating | Reference Distillate Boiler/Radiator | 2048 | INSTALLATION | NEW | N/A | USD/space heater | us | us | 1982.9867
residential space heating | Reference Distillate Boiler/Radiator | 2048 | INSTALLATION | REPLACEMENT | N/A | USD/space heater | us | us | 1982.9867
residential space heating | Reference Distillate Boiler/Radiator | 2049 | CAPITAL | NEW | N/A | USD/space heater | us | us | 2786.9002
residential space heating | Reference Distillate Boiler/Radiator | 2049 | CAPITAL | REPLACEMENT | N/A | USD/space heater | us | us | 2786.9002
residential space heating | Reference Distillate Boiler/Radiator | 2049 | FIXED_OM | NEW | N/A | USD/space heater | us | us | 144.7044
residential space heating | Reference Distillate Boiler/Radiator | 2049 | FIXED_OM | REPLACEMENT | N/A | USD/space heater | us | us | 144.7044
residential space heating | Reference Distillate Boiler/Radiator | 2049 | INSTALLATION | NEW | N/A | USD/space heater | us | us | 1982.9867
residential space heating | Reference Distillate Boiler/Radiator | 2049 | INSTALLATION | REPLACEMENT | N/A | USD/space heater | us | us | 1982.9867
residential space heating | Reference Distillate Boiler/Radiator | 2050 | CAPITAL | NEW | N/A | USD/space heater | us | us | 2786.9002
residential space heating | Reference Distillate Boiler/Radiator | 2050 | CAPITAL | REPLACEMENT | N/A | USD/space heater | us | us | 2786.9002
residential space heating | Reference Distillate Boiler/Radiator | 2050 | FIXED_OM | NEW | N/A | USD/space heater | us | us | 144.7044
residential space heating | Reference Distillate Boiler/Radiator | 2050 | FIXED_OM | REPLACEMENT | N/A | USD/space heater | us | us | 144.7044
residential space heating | Reference Distillate Boiler/Radiator | 2050 | INSTALLATION | NEW | N/A | USD/space heater | us | us | 1982.9867
residential space heating | Reference Distillate Boiler/Radiator | 2050 | INSTALLATION | REPLACEMENT | N/A | USD/space heater | us | us | 1982.9867
residential space heating | Reference Distillate Furnace | 2020 | CAPITAL | NEW | N/A | USD/space heater | us | us | 2518.929
residential space heating | Reference Distillate Furnace | 2020 | CAPITAL | REPLACEMENT | N/A | USD/space heater | us | us | 2518.929
residential space heating | Reference Distillate Furnace | 2020 | FIXED_OM | NEW | N/A | USD/space heater | us | us | 69.6725
residential space heating | Reference Distillate Furnace | 2020 | FIXED_OM | REPLACEMENT | N/A | USD/space heater | us | us | 69.6725
residential space heating | Reference Distillate Furnace | 2020 | INSTALLATION | NEW | N/A | USD/space heater | us | us | 1018.2905
residential space heating | Reference Distillate Furnace | 2020 | INSTALLATION | REPLACEMENT | N/A | USD/space heater | us | us | 1018.2905
residential space heating | Reference Distillate Furnace | 2021 | CAPITAL | NEW | N/A | USD/space heater | us | us | 2518.929
residential space heating | Reference Distillate Furnace | 2021 | CAPITAL | REPLACEMENT | N/A | USD/space heater | us | us | 2518.929
residential space heating | Reference Distillate Furnace | 2021 | FIXED_OM | NEW | N/A | USD/space heater | us | us | 69.6725
residential space heating | Reference Distillate Furnace | 2021 | FIXED_OM | REPLACEMENT | N/A | USD/space heater | us | us | 69.6725
residential space heating | Reference Distillate Furnace | 2021 | INSTALLATION | NEW | N/A | USD/space heater | us | us | 1061.1658
residential space heating | Reference Distillate Furnace | 2021 | INSTALLATION | REPLACEMENT | N/A | USD/space heater | us | us | 1061.1658
residential space heating | Reference Distillate Furnace | 2022 | CAPITAL | NEW | N/A | USD/space heater | us | us | 2518.929
residential space heating | Reference Distillate Furnace | 2022 | CAPITAL | REPLACEMENT | N/A | USD/space heater | us | us | 2518.929
residential space heating | Reference Distillate Furnace | 2022 | FIXED_OM | NEW | N/A | USD/space heater | us | us | 69.6725
residential space heating | Reference Distillate Furnace | 2022 | FIXED_OM | REPLACEMENT | N/A | USD/space heater | us | us | 69.6725
residential space heating | Reference Distillate Furnace | 2022 | INSTALLATION | NEW | N/A | USD/space heater | us | us | 1104.0412
residential space heating | Reference Distillate Furnace | 2022 | INSTALLATION | REPLACEMENT | N/A | USD/space heater | us | us | 1104.0412
residential space heating | Reference Distillate Furnace | 2023 | CAPITAL | NEW | N/A | USD/space heater | us | us | 2518.929
residential space heating | Reference Distillate Furnace | 2023 | CAPITAL | REPLACEMENT | N/A | USD/space heater | us | us | 2518.929
residential space heating | Reference Distillate Furnace | 2023 | FIXED_OM | NEW | N/A | USD/space heater | us | us | 69.6725
residential space heating | Reference Distillate Furnace | 2023 | FIXED_OM | REPLACEMENT | N/A | USD/space heater | us | us | 69.6725
residential space heating | Reference Distillate Furnace | 2023 | INSTALLATION | NEW | N/A | USD/space heater | us | us | 1146.9166
residential space heating | Reference Distillate Furnace | 2023 | INSTALLATION | REPLACEMENT | N/A | USD/space heater | us | us | 1146.9166
residential space heating | Reference Distillate Furnace | 2024 | CAPITAL | NEW | N/A | USD/space heater | us | us | 2518.929
residential space heating | Reference Distillate Furnace | 2024 | CAPITAL | REPLACEMENT | N/A | USD/space heater | us | us | 2518.929
residential space heating | Reference Distillate Furnace | 2024 | FIXED_OM | NEW | N/A | USD/space heater | us | us | 69.6725
residential space heating | Reference Distillate Furnace | 2024 | FIXED_OM | REPLACEMENT | N/A | USD/space heater | us | us | 69.6725
residential space heating | Reference Distillate Furnace | 2024 | INSTALLATION | NEW | N/A | USD/space heater | us | us | 1189.792
residential space heating | Reference Distillate Furnace | 2024 | INSTALLATION | REPLACEMENT | N/A | USD/space heater | us | us | 1189.792
residential space heating | Reference Distillate Furnace | 2025 | CAPITAL | NEW | N/A | USD/space heater | us | us | 2518.929
residential space heating | Reference Distillate Furnace | 2025 | CAPITAL | REPLACEMENT | N/A | USD/space heater | us | us | 2518.929
residential space heating | Reference Distillate Furnace | 2025 | FIXED_OM | NEW | N/A | USD/space heater | us | us | 69.6725
residential space heating | Reference Distillate Furnace | 2025 | FIXED_OM | REPLACEMENT | N/A | USD/space heater | us | us | 69.6725
residential space heating | Reference Distillate Furnace | 2025 | INSTALLATION | NEW | N/A | USD/space heater | us | us | 1232.6674
residential space heating | Reference Distillate Furnace | 2025 | INSTALLATION | REPLACEMENT | N/A | USD/space heater | us | us | 1232.6674
residential space heating | Reference Distillate Furnace | 2026 | CAPITAL | NEW | N/A | USD/space heater | us | us | 2518.929
residential space heating | Reference Distillate Furnace | 2026 | CAPITAL | REPLACEMENT | N/A | USD/space heater | us | us | 2518.929
residential space heating | Reference Distillate Furnace | 2026 | FIXED_OM | NEW | N/A | USD/space heater | us | us | 69.6725
residential space heating | Reference Distillate Furnace | 2026 | FIXED_OM | REPLACEMENT | N/A | USD/space heater | us | us | 69.6725
residential space heating | Reference Distillate Furnace | 2026 | INSTALLATION | NEW | N/A | USD/space heater | us | us | 1275.5428
residential space heating | Reference Distillate Furnace | 2026 | INSTALLATION | REPLACEMENT | N/A | USD/space heater | us | us | 1275.5428
residential space heating | Reference Distillate Furnace | 2027 | CAPITAL | NEW | N/A | USD/space heater | us | us | 2518.929
residential space heating | Reference Distillate Furnace | 2027 | CAPITAL | REPLACEMENT | N/A | USD/space heater | us | us | 2518.929
residential space heating | Reference Distillate Furnace | 2027 | FIXED_OM | NEW | N/A | USD/space heater | us | us | 69.6725
residential space heating | Reference Distillate Furnace | 2027 | FIXED_OM | REPLACEMENT | N/A | USD/space heater | us | us | 69.6725
residential space heating | Reference Distillate Furnace | 2027 | INSTALLATION | NEW | N/A | USD/space heater | us | us | 1318.4182
residential space heating | Reference Distillate Furnace | 2027 | INSTALLATION | REPLACEMENT | N/A | USD/space heater | us | us | 1318.4182
residential space heating | Reference Distillate Furnace | 2028 | CAPITAL | NEW | N/A | USD/space heater | us | us | 2518.929
residential space heating | Reference Distillate Furnace | 2028 | CAPITAL | REPLACEMENT | N/A | USD/space heater | us | us | 2518.929
residential space heating | Reference Distillate Furnace | 2028 | FIXED_OM | NEW | N/A | USD/space heater | us | us | 69.6725
residential space heating | Reference Distillate Furnace | 2028 | FIXED_OM | REPLACEMENT | N/A | USD/space heater | us | us | 69.6725
residential space heating | Reference Distillate Furnace | 2028 | INSTALLATION | NEW | N/A | USD/space heater | us | us | 1361.2936
residential space heating | Reference Distillate Furnace | 2028 | INSTALLATION | REPLACEMENT | N/A | USD/space heater | us | us | 1361.2936
residential space heating | Reference Distillate Furnace | 2029 | CAPITAL | NEW | N/A | USD/space heater | us | us | 2518.929
residential space heating | Reference Distillate Furnace | 2029 | CAPITAL | REPLACEMENT | N/A | USD/space heater | us | us | 2518.929
residential space heating | Reference Distillate Furnace | 2029 | FIXED_OM | NEW | N/A | USD/space heater | us | us | 69.6725
residential space heating | Reference Distillate Furnace | 2029 | FIXED_OM | REPLACEMENT | N/A | USD/space heater | us | us | 69.6725
residential space heating | Reference Distillate Furnace | 2029 | INSTALLATION | NEW | N/A | USD/space heater | us | us | 1404.1689
residential space heating | Reference Distillate Furnace | 2029 | INSTALLATION | REPLACEMENT | N/A | USD/space heater | us | us | 1404.1689
residential space heating | Reference Distillate Furnace | 2030 | CAPITAL | NEW | N/A | USD/space heater | us | us | 2518.929
residential space heating | Reference Distillate Furnace | 2030 | CAPITAL | REPLACEMENT | N/A | USD/space heater | us | us | 2518.929
residential space heating | Reference Distillate Furnace | 2030 | FIXED_OM | NEW | N/A | USD/space heater | us | us | 69.6725
residential space heating | Reference Distillate Furnace | 2030 | FIXED_OM | REPLACEMENT | N/A | USD/space heater | us | us | 69.6725
residential space heating | Reference Distillate Furnace | 2030 | INSTALLATION | NEW | N/A | USD/space heater | us | us | 1447.0443
residential space heating | Reference Distillate Furnace | 2030 | INSTALLATION | REPLACEMENT | N/A | USD/space heater | us | us | 1447.0443
residential space heating | Reference Distillate Furnace | 2031 | CAPITAL | NEW | N/A | USD/space heater | us | us | 2518.929
residential space heating | Reference Distillate Furnace | 2031 | CAPITAL | REPLACEMENT | N/A | USD/space heater | us | us | 2518.929
residential space heating | Reference Distillate Furnace | 2031 | FIXED_OM | NEW | N/A | USD/space heater | us | us | 69.6725
residential space heating | Reference Distillate Furnace | 2031 | FIXED_OM | REPLACEMENT | N/A | USD/space heater | us | us | 69.6725
residential space heating | Reference Distillate Furnace | 2031 | INSTALLATION | NEW | N/A | USD/space heater | us | us | 1447.0443
residential space heating | Reference Distillate Furnace | 2031 | INSTALLATION | REPLACEMENT | N/A | USD/space heater | us | us | 1447.0443
residential space heating | Reference Distillate Furnace | 2032 | CAPITAL | NEW | N/A | USD/space heater | us | us | 2518.929
residential space heating | Reference Distillate Furnace | 2032 | CAPITAL | REPLACEMENT | N/A | USD/space heater | us | us | 2518.929
residential space heating | Reference Distillate Furnace | 2032 | FIXED_OM | NEW | N/A | USD/space heater | us | us | 69.6725
residential space heating | Reference Distillate Furnace | 2032 | FIXED_OM | REPLACEMENT | N/A | USD/space heater | us | us | 69.6725
residential space heating | Reference Distillate Furnace | 2032 | INSTALLATION | NEW | N/A | USD/space heater | us | us | 1447.0443
residential space heating | Reference Distillate Furnace | 2032 | INSTALLATION | REPLACEMENT | N/A | USD/space heater | us | us | 1447.0443
residential space heating | Reference Distillate Furnace | 2033 | CAPITAL | NEW | N/A | USD/space heater | us | us | 2518.929
residential space heating | Reference Distillate Furnace | 2033 | CAPITAL | REPLACEMENT | N/A | USD/space heater | us | us | 2518.929
residential space heating | Reference Distillate Furnace | 2033 | FIXED_OM | NEW | N/A | USD/space heater | us | us | 69.6725
residential space heating | Reference Distillate Furnace | 2033 | FIXED_OM | REPLACEMENT | N/A | USD/space heater | us | us | 69.6725
residential space heating | Reference Distillate Furnace | 2033 | INSTALLATION | NEW | N/A | USD/space heater | us | us | 1447.0443
residential space heating | Reference Distillate Furnace | 2033 | INSTALLATION | REPLACEMENT | N/A | USD/space heater | us | us | 1447.0443
residential space heating | Reference Distillate Furnace | 2034 | CAPITAL | NEW | N/A | USD/space heater | us | us | 2518.929
residential space heating | Reference Distillate Furnace | 2034 | CAPITAL | REPLACEMENT | N/A | USD/space heater | us | us | 2518.929
residential space heating | Reference Distillate Furnace | 2034 | FIXED_OM | NEW | N/A | USD/space heater | us | us | 69.6725
residential space heating | Reference Distillate Furnace | 2034 | FIXED_OM | REPLACEMENT | N/A | USD/space heater | us | us | 69.6725
residential space heating | Reference Distillate Furnace | 2034 | INSTALLATION | NEW | N/A | USD/space heater | us | us | 1447.0443
residential space heating | Reference Distillate Furnace | 2034 | INSTALLATION | REPLACEMENT | N/A | USD/space heater | us | us | 1447.0443
residential space heating | Reference Distillate Furnace | 2035 | CAPITAL | NEW | N/A | USD/space heater | us | us | 2518.929
residential space heating | Reference Distillate Furnace | 2035 | CAPITAL | REPLACEMENT | N/A | USD/space heater | us | us | 2518.929
residential space heating | Reference Distillate Furnace | 2035 | FIXED_OM | NEW | N/A | USD/space heater | us | us | 69.6725
residential space heating | Reference Distillate Furnace | 2035 | FIXED_OM | REPLACEMENT | N/A | USD/space heater | us | us | 69.6725
residential space heating | Reference Distillate Furnace | 2035 | INSTALLATION | NEW | N/A | USD/space heater | us | us | 1447.0443
residential space heating | Reference Distillate Furnace | 2035 | INSTALLATION | REPLACEMENT | N/A | USD/space heater | us | us | 1447.0443
residential space heating | Reference Distillate Furnace | 2036 | CAPITAL | NEW | N/A | USD/space heater | us | us | 2518.929
residential space heating | Reference Distillate Furnace | 2036 | CAPITAL | REPLACEMENT | N/A | USD/space heater | us | us | 2518.929
residential space heating | Reference Distillate Furnace | 2036 | FIXED_OM | NEW | N/A | USD/space heater | us | us | 69.6725
residential space heating | Reference Distillate Furnace | 2036 | FIXED_OM | REPLACEMENT | N/A | USD/space heater | us | us | 69.6725
residential space heating | Reference Distillate Furnace | 2036 | INSTALLATION | NEW | N/A | USD/space heater | us | us | 1447.0443
residential space heating | Reference Distillate Furnace | 2036 | INSTALLATION | REPLACEMENT | N/A | USD/space heater | us | us | 1447.0443
residential space heating | Reference Distillate Furnace | 2037 | CAPITAL | NEW | N/A | USD/space heater | us | us | 2518.929
residential space heating | Reference Distillate Furnace | 2037 | CAPITAL | REPLACEMENT | N/A | USD/space heater | us | us | 2518.929
residential space heating | Reference Distillate Furnace | 2037 | FIXED_OM | NEW | N/A | USD/space heater | us | us | 69.6725
residential space heating | Reference Distillate Furnace | 2037 | FIXED_OM | REPLACEMENT | N/A | USD/space heater | us | us | 69.6725
residential space heating | Reference Distillate Furnace | 2037 | INSTALLATION | NEW | N/A | USD/space heater | us | us | 1447.0443
residential space heating | Reference Distillate Furnace | 2037 | INSTALLATION | REPLACEMENT | N/A | USD/space heater | us | us | 1447.0443
residential space heating | Reference Distillate Furnace | 2038 | CAPITAL | NEW | N/A | USD/space heater | us | us | 2518.929
residential space heating | Reference Distillate Furnace | 2038 | CAPITAL | REPLACEMENT | N/A | USD/space heater | us | us | 2518.929
residential space heating | Reference Distillate Furnace | 2038 | FIXED_OM | NEW | N/A | USD/space heater | us | us | 69.6725
residential space heating | Reference Distillate Furnace | 2038 | FIXED_OM | REPLACEMENT | N/A | USD/space heater | us | us | 69.6725
residential space heating | Reference Distillate Furnace | 2038 | INSTALLATION | NEW | N/A | USD/space heater | us | us | 1447.0443
residential space heating | Reference Distillate Furnace | 2038 | INSTALLATION | REPLACEMENT | N/A | USD/space heater | us | us | 1447.0443
residential space heating | Reference Distillate Furnace | 2039 | CAPITAL | NEW | N/A | USD/space heater | us | us | 2518.929
residential space heating | Reference Distillate Furnace | 2039 | CAPITAL | REPLACEMENT | N/A | USD/space heater | us | us | 2518.929
residential space heating | Reference Distillate Furnace | 2039 | FIXED_OM | NEW | N/A | USD/space heater | us | us | 69.6725
residential space heating | Reference Distillate Furnace | 2039 | FIXED_OM | REPLACEMENT | N/A | USD/space heater | us | us | 69.6725
residential space heating | Reference Distillate Furnace | 2039 | INSTALLATION | NEW | N/A | USD/space heater | us | us | 1447.0443
residential space heating | Reference Distillate Furnace | 2039 | INSTALLATION | REPLACEMENT | N/A | USD/space heater | us | us | 1447.0443
residential space heating | Reference Distillate Furnace | 2040 | CAPITAL | NEW | N/A | USD/space heater | us | us | 2518.929
residential space heating | Reference Distillate Furnace | 2040 | CAPITAL | REPLACEMENT | N/A | USD/space heater | us | us | 2518.929
residential space heating | Reference Distillate Furnace | 2040 | FIXED_OM | NEW | N/A | USD/space heater | us | us | 69.6725
residential space heating | Reference Distillate Furnace | 2040 | FIXED_OM | REPLACEMENT | N/A | USD/space heater | us | us | 69.6725
residential space heating | Reference Distillate Furnace | 2040 | INSTALLATION | NEW | N/A | USD/space heater | us | us | 1447.0443
residential space heating | Reference Distillate Furnace | 2040 | INSTALLATION | REPLACEMENT | N/A | USD/space heater | us | us | 1447.0443
residential space heating | Reference Distillate Furnace | 2041 | CAPITAL | NEW | N/A | USD/space heater | us | us | 2518.929
residential space heating | Reference Distillate Furnace | 2041 | CAPITAL | REPLACEMENT | N/A | USD/space heater | us | us | 2518.929
residential space heating | Reference Distillate Furnace | 2041 | FIXED_OM | NEW | N/A | USD/space heater | us | us | 69.6725
residential space heating | Reference Distillate Furnace | 2041 | FIXED_OM | REPLACEMENT | N/A | USD/space heater | us | us | 69.6725
residential space heating | Reference Distillate Furnace | 2041 | INSTALLATION | NEW | N/A | USD/space heater | us | us | 1447.0443
residential space heating | Reference Distillate Furnace | 2041 | INSTALLATION | REPLACEMENT | N/A | USD/space heater | us | us | 1447.0443
residential space heating | Reference Distillate Furnace | 2042 | CAPITAL | NEW | N/A | USD/space heater | us | us | 2518.929
residential space heating | Reference Distillate Furnace | 2042 | CAPITAL | REPLACEMENT | N/A | USD/space heater | us | us | 2518.929
residential space heating | Reference Distillate Furnace | 2042 | FIXED_OM | NEW | N/A | USD/space heater | us | us | 69.6725
residential space heating | Reference Distillate Furnace | 2042 | FIXED_OM | REPLACEMENT | N/A | USD/space heater | us | us | 69.6725
residential space heating | Reference Distillate Furnace | 2042 | INSTALLATION | NEW | N/A | USD/space heater | us | us | 1447.0443
residential space heating | Reference Distillate Furnace | 2042 | INSTALLATION | REPLACEMENT | N/A | USD/space heater | us | us | 1447.0443
residential space heating | Reference Distillate Furnace | 2043 | CAPITAL | NEW | N/A | USD/space heater | us | us | 2518.929
residential space heating | Reference Distillate Furnace | 2043 | CAPITAL | REPLACEMENT | N/A | USD/space heater | us | us | 2518.929
residential space heating | Reference Distillate Furnace | 2043 | FIXED_OM | NEW | N/A | USD/space heater | us | us | 69.6725
residential space heating | Reference Distillate Furnace | 2043 | FIXED_OM | REPLACEMENT | N/A | USD/space heater | us | us | 69.6725
residential space heating | Reference Distillate Furnace | 2043 | INSTALLATION | NEW | N/A | USD/space heater | us | us | 1447.0443
residential space heating | Reference Distillate Furnace | 2043 | INSTALLATION | REPLACEMENT | N/A | USD/space heater | us | us | 1447.0443
residential space heating | Reference Distillate Furnace | 2044 | CAPITAL | NEW | N/A | USD/space heater | us | us | 2518.929
residential space heating | Reference Distillate Furnace | 2044 | CAPITAL | REPLACEMENT | N/A | USD/space heater | us | us | 2518.929
residential space heating | Reference Distillate Furnace | 2044 | FIXED_OM | NEW | N/A | USD/space heater | us | us | 69.6725
residential space heating | Reference Distillate Furnace | 2044 | FIXED_OM | REPLACEMENT | N/A | USD/space heater | us | us | 69.6725
residential space heating | Reference Distillate Furnace | 2044 | INSTALLATION | NEW | N/A | USD/space heater | us | us | 1447.0443
residential space heating | Reference Distillate Furnace | 2044 | INSTALLATION | REPLACEMENT | N/A | USD/space heater | us | us | 1447.0443
residential space heating | Reference Distillate Furnace | 2045 | CAPITAL | NEW | N/A | USD/space heater | us | us | 2518.929
residential space heating | Reference Distillate Furnace | 2045 | CAPITAL | REPLACEMENT | N/A | USD/space heater | us | us | 2518.929
residential space heating | Reference Distillate Furnace | 2045 | FIXED_OM | NEW | N/A | USD/space heater | us | us | 69.6725
residential space heating | Reference Distillate Furnace | 2045 | FIXED_OM | REPLACEMENT | N/A | USD/space heater | us | us | 69.6725
residential space heating | Reference Distillate Furnace | 2045 | INSTALLATION | NEW | N/A | USD/space heater | us | us | 1447.0443
residential space heating | Reference Distillate Furnace | 2045 | INSTALLATION | REPLACEMENT | N/A | USD/space heater | us | us | 1447.0443
residential space heating | Reference Distillate Furnace | 2046 | CAPITAL | NEW | N/A | USD/space heater | us | us | 2518.929
residential space heating | Reference Distillate Furnace | 2046 | CAPITAL | REPLACEMENT | N/A | USD/space heater | us | us | 2518.929
residential space heating | Reference Distillate Furnace | 2046 | FIXED_OM | NEW | N/A | USD/space heater | us | us | 69.6725
residential space heating | Reference Distillate Furnace | 2046 | FIXED_OM | REPLACEMENT | N/A | USD/space heater | us | us | 69.6725
residential space heating | Reference Distillate Furnace | 2046 | INSTALLATION | NEW | N/A | USD/space heater | us | us | 1447.0443
residential space heating | Reference Distillate Furnace | 2046 | INSTALLATION | REPLACEMENT | N/A | USD/space heater | us | us | 1447.0443
residential space heating | Reference Distillate Furnace | 2047 | CAPITAL | NEW | N/A | USD/space heater | us | us | 2518.929
residential space heating | Reference Distillate Furnace | 2047 | CAPITAL | REPLACEMENT | N/A | USD/space heater | us | us | 2518.929
residential space heating | Reference Distillate Furnace | 2047 | FIXED_OM | NEW | N/A | USD/space heater | us | us | 69.6725
residential space heating | Reference Distillate Furnace | 2047 | FIXED_OM | REPLACEMENT | N/A | USD/space heater | us | us | 69.6725
residential space heating | Reference Distillate Furnace | 2047 | INSTALLATION | NEW | N/A | USD/space heater | us | us | 1447.0443
residential space heating | Reference Distillate Furnace | 2047 | INSTALLATION | REPLACEMENT | N/A | USD/space heater | us | us | 1447.0443
residential space heating | Reference Distillate Furnace | 2048 | CAPITAL | NEW | N/A | USD/space heater | us | us | 2518.929
residential space heating | Reference Distillate Furnace | 2048 | CAPITAL | REPLACEMENT | N/A | USD/space heater | us | us | 2518.929
residential space heating | Reference Distillate Furnace | 2048 | FIXED_OM | NEW | N/A | USD/space heater | us | us | 69.6725
residential space heating | Reference Distillate Furnace | 2048 | FIXED_OM | REPLACEMENT | N/A | USD/space heater | us | us | 69.6725
residential space heating | Reference Distillate Furnace | 2048 | INSTALLATION | NEW | N/A | USD/space heater | us | us | 1447.0443
residential space heating | Reference Distillate Furnace | 2048 | INSTALLATION | REPLACEMENT | N/A | USD/space heater | us | us | 1447.0443
residential space heating | Reference Distillate Furnace | 2049 | CAPITAL | NEW | N/A | USD/space heater | us | us | 2518.929
residential space heating | Reference Distillate Furnace | 2049 | CAPITAL | REPLACEMENT | N/A | USD/space heater | us | us | 2518.929
residential space heating | Reference Distillate Furnace | 2049 | FIXED_OM | NEW | N/A | USD/space heater | us | us | 69.6725
residential space heating | Reference Distillate Furnace | 2049 | FIXED_OM | REPLACEMENT | N/A | USD/space heater | us | us | 69.6725
residential space heating | Reference Distillate Furnace | 2049 | INSTALLATION | NEW | N/A | USD/space heater | us | us | 1447.0443
residential space heating | Reference Distillate Furnace | 2049 | INSTALLATION | REPLACEMENT | N/A | USD/space heater | us | us | 1447.0443
residential space heating | Reference Distillate Furnace | 2050 | CAPITAL | NEW | N/A | USD/space heater | us | us | 2518.929
residential space heating | Reference Distillate Furnace | 2050 | CAPITAL | REPLACEMENT | N/A | USD/space heater | us | us | 2518.929
residential space heating | Reference Distillate Furnace | 2050 | FIXED_OM | NEW | N/A | USD/space heater | us | us | 69.6725
residential space heating | Reference Distillate Furnace | 2050 | FIXED_OM | REPLACEMENT | N/A | USD/space heater | us | us | 69.6725
residential space heating | Reference Distillate Furnace | 2050 | INSTALLATION | NEW | N/A | USD/space heater | us | us | 1447.0443
residential space heating | Reference Distillate Furnace | 2050 | INSTALLATION | REPLACEMENT | N/A | USD/space heater | us | us | 1447.0443
residential space heating | Reference Electric Furnace | 2020 | CAPITAL | NEW | N/A | USD/space heater | us | us | 684.7904
residential space heating | Reference Electric Furnace | 2020 | CAPITAL | REPLACEMENT | N/A | USD/space heater | us | us | 684.7904
residential space heating | Reference Electric Furnace | 2020 | FIXED_OM | NEW | N/A | USD/space heater | us | us | 42.141
residential space heating | Reference Electric Furnace | 2020 | FIXED_OM | REPLACEMENT | N/A | USD/space heater | us | us | 42.141
residential space heating | Reference Electric Furnace | 2020 | INSTALLATION | NEW | N/A | USD/space heater | us | us | 474.0857
residential space heating | Reference Electric Furnace | 2020 | INSTALLATION | REPLACEMENT | N/A | USD/space heater | us | us | 474.0857
residential space heating | Reference Electric Furnace | 2021 | CAPITAL | NEW | N/A | USD/space heater | us | us | 684.7904
residential space heating | Reference Electric Furnace | 2021 | CAPITAL | REPLACEMENT | N/A | USD/space heater | us | us | 684.7904
residential space heating | Reference Electric Furnace | 2021 | FIXED_OM | NEW | N/A | USD/space heater | us | us | 42.141
residential space heating | Reference Electric Furnace | 2021 | FIXED_OM | REPLACEMENT | N/A | USD/space heater | us | us | 42.141
residential space heating | Reference Electric Furnace | 2021 | INSTALLATION | NEW | N/A | USD/space heater | us | us | 474.0857
residential space heating | Reference Electric Furnace | 2021 | INSTALLATION | REPLACEMENT | N/A | USD/space heater | us | us | 474.0857
residential space heating | Reference Electric Furnace | 2022 | CAPITAL | NEW | N/A | USD/space heater | us | us | 684.7904
residential space heating | Reference Electric Furnace | 2022 | CAPITAL | REPLACEMENT | N/A | USD/space heater | us | us | 684.7904
residential space heating | Reference Electric Furnace | 2022 | FIXED_OM | NEW | N/A | USD/space heater | us | us | 42.141
residential space heating | Reference Electric Furnace | 2022 | FIXED_OM | REPLACEMENT | N/A | USD/space heater | us | us | 42.141
residential space heating | Reference Electric Furnace | 2022 | INSTALLATION | NEW | N/A | USD/space heater | us | us | 474.0857
residential space heating | Reference Electric Furnace | 2022 | INSTALLATION | REPLACEMENT | N/A | USD/space heater | us | us | 474.0857
residential space heating | Reference Electric Furnace | 2023 | CAPITAL | NEW | N/A | USD/space heater | us | us | 684.7904
residential space heating | Reference Electric Furnace | 2023 | CAPITAL | REPLACEMENT | N/A | USD/space heater | us | us | 684.7904
residential space heating | Reference Electric Furnace | 2023 | FIXED_OM | NEW | N/A | USD/space heater | us | us | 42.141
residential space heating | Reference Electric Furnace | 2023 | FIXED_OM | REPLACEMENT | N/A | USD/space heater | us | us | 42.141
residential space heating | Reference Electric Furnace | 2023 | INSTALLATION | NEW | N/A | USD/space heater | us | us | 474.0857
residential space heating | Reference Electric Furnace | 2023 | INSTALLATION | REPLACEMENT | N/A | USD/space heater | us | us | 474.0857
residential space heating | Reference Electric Furnace | 2024 | CAPITAL | NEW | N/A | USD/space heater | us | us | 684.7904
residential space heating | Reference Electric Furnace | 2024 | CAPITAL | REPLACEMENT | N/A | USD/space heater | us | us | 684.7904
residential space heating | Reference Electric Furnace | 2024 | FIXED_OM | NEW | N/A | USD/space heater | us | us | 42.141
residential space heating | Reference Electric Furnace | 2024 | FIXED_OM | REPLACEMENT | N/A | USD/space heater | us | us | 42.141
residential space heating | Reference Electric Furnace | 2024 | INSTALLATION | NEW | N/A | USD/space heater | us | us | 474.0857
residential space heating | Reference Electric Furnace | 2024 | INSTALLATION | REPLACEMENT | N/A | USD/space heater | us | us | 474.0857
residential space heating | Reference Electric Furnace | 2025 | CAPITAL | NEW | N/A | USD/space heater | us | us | 684.7904
residential space heating | Reference Electric Furnace | 2025 | CAPITAL | REPLACEMENT | N/A | USD/space heater | us | us | 684.7904
residential space heating | Reference Electric Furnace | 2025 | FIXED_OM | NEW | N/A | USD/space heater | us | us | 42.141
residential space heating | Reference Electric Furnace | 2025 | FIXED_OM | REPLACEMENT | N/A | USD/space heater | us | us | 42.141
residential space heating | Reference Electric Furnace | 2025 | INSTALLATION | NEW | N/A | USD/space heater | us | us | 474.0857
residential space heating | Reference Electric Furnace | 2025 | INSTALLATION | REPLACEMENT | N/A | USD/space heater | us | us | 474.0857
residential space heating | Reference Electric Furnace | 2026 | CAPITAL | NEW | N/A | USD/space heater | us | us | 684.7904
residential space heating | Reference Electric Furnace | 2026 | CAPITAL | REPLACEMENT | N/A | USD/space heater | us | us | 684.7904
residential space heating | Reference Electric Furnace | 2026 | FIXED_OM | NEW | N/A | USD/space heater | us | us | 42.141
residential space heating | Reference Electric Furnace | 2026 | FIXED_OM | REPLACEMENT | N/A | USD/space heater | us | us | 42.141
residential space heating | Reference Electric Furnace | 2026 | INSTALLATION | NEW | N/A | USD/space heater | us | us | 474.0857
residential space heating | Reference Electric Furnace | 2026 | INSTALLATION | REPLACEMENT | N/A | USD/space heater | us | us | 474.0857
residential space heating | Reference Electric Furnace | 2027 | CAPITAL | NEW | N/A | USD/space heater | us | us | 684.7904
residential space heating | Reference Electric Furnace | 2027 | CAPITAL | REPLACEMENT | N/A | USD/space heater | us | us | 684.7904
residential space heating | Reference Electric Furnace | 2027 | FIXED_OM | NEW | N/A | USD/space heater | us | us | 42.141
residential space heating | Reference Electric Furnace | 2027 | FIXED_OM | REPLACEMENT | N/A | USD/space heater | us | us | 42.141
residential space heating | Reference Electric Furnace | 2027 | INSTALLATION | NEW | N/A | USD/space heater | us | us | 474.0857
residential space heating | Reference Electric Furnace | 2027 | INSTALLATION | REPLACEMENT | N/A | USD/space heater | us | us | 474.0857
residential space heating | Reference Electric Furnace | 2028 | CAPITAL | NEW | N/A | USD/space heater | us | us | 684.7904
residential space heating | Reference Electric Furnace | 2028 | CAPITAL | REPLACEMENT | N/A | USD/space heater | us | us | 684.7904
residential space heating | Reference Electric Furnace | 2028 | FIXED_OM | NEW | N/A | USD/space heater | us | us | 42.141
residential space heating | Reference Electric Furnace | 2028 | FIXED_OM | REPLACEMENT | N/A | USD/space heater | us | us | 42.141
residential space heating | Reference Electric Furnace | 2028 | INSTALLATION | NEW | N/A | USD/space heater | us | us | 474.0857
residential space heating | Reference Electric Furnace | 2028 | INSTALLATION | REPLACEMENT | N/A | USD/space heater | us | us | 474.0857
residential space heating | Reference Electric Furnace | 2029 | CAPITAL | NEW | N/A | USD/space heater | us | us | 684.7904
residential space heating | Reference Electric Furnace | 2029 | CAPITAL | REPLACEMENT | N/A | USD/space heater | us | us | 684.7904
residential space heating | Reference Electric Furnace | 2029 | FIXED_OM | NEW | N/A | USD/space heater | us | us | 42.141
residential space heating | Reference Electric Furnace | 2029 | FIXED_OM | REPLACEMENT | N/A | USD/space heater | us | us | 42.141
residential space heating | Reference Electric Furnace | 2029 | INSTALLATION | NEW | N/A | USD/space heater | us | us | 474.0857
residential space heating | Reference Electric Furnace | 2029 | INSTALLATION | REPLACEMENT | N/A | USD/space heater | us | us | 474.0857
residential space heating | Reference Electric Furnace | 2030 | CAPITAL | NEW | N/A | USD/space heater | us | us | 684.7904
residential space heating | Reference Electric Furnace | 2030 | CAPITAL | REPLACEMENT | N/A | USD/space heater | us | us | 684.7904
residential space heating | Reference Electric Furnace | 2030 | FIXED_OM | NEW | N/A | USD/space heater | us | us | 42.141
residential space heating | Reference Electric Furnace | 2030 | FIXED_OM | REPLACEMENT | N/A | USD/space heater | us | us | 42.141
residential space heating | Reference Electric Furnace | 2030 | INSTALLATION | NEW | N/A | USD/space heater | us | us | 474.0857
residential space heating | Reference Electric Furnace | 2030 | INSTALLATION | REPLACEMENT | N/A | USD/space heater | us | us | 474.0857
residential space heating | Reference Electric Furnace | 2031 | CAPITAL | NEW | N/A | USD/space heater | us | us | 684.7904
residential space heating | Reference Electric Furnace | 2031 | CAPITAL | REPLACEMENT | N/A | USD/space heater | us | us | 684.7904
residential space heating | Reference Electric Furnace | 2031 | FIXED_OM | NEW | N/A | USD/space heater | us | us | 42.141
residential space heating | Reference Electric Furnace | 2031 | FIXED_OM | REPLACEMENT | N/A | USD/space heater | us | us | 42.141
residential space heating | Reference Electric Furnace | 2031 | INSTALLATION | NEW | N/A | USD/space heater | us | us | 474.0857
residential space heating | Reference Electric Furnace | 2031 | INSTALLATION | REPLACEMENT | N/A | USD/space heater | us | us | 474.0857
residential space heating | Reference Electric Furnace | 2032 | CAPITAL | NEW | N/A | USD/space heater | us | us | 684.7904
residential space heating | Reference Electric Furnace | 2032 | CAPITAL | REPLACEMENT | N/A | USD/space heater | us | us | 684.7904
residential space heating | Reference Electric Furnace | 2032 | FIXED_OM | NEW | N/A | USD/space heater | us | us | 42.141
residential space heating | Reference Electric Furnace | 2032 | FIXED_OM | REPLACEMENT | N/A | USD/space heater | us | us | 42.141
residential space heating | Reference Electric Furnace | 2032 | INSTALLATION | NEW | N/A | USD/space heater | us | us | 474.0857
residential space heating | Reference Electric Furnace | 2032 | INSTALLATION | REPLACEMENT | N/A | USD/space heater | us | us | 474.0857
residential space heating | Reference Electric Furnace | 2033 | CAPITAL | NEW | N/A | USD/space heater | us | us | 684.7904
residential space heating | Reference Electric Furnace | 2033 | CAPITAL | REPLACEMENT | N/A | USD/space heater | us | us | 684.7904
residential space heating | Reference Electric Furnace | 2033 | FIXED_OM | NEW | N/A | USD/space heater | us | us | 42.141
residential space heating | Reference Electric Furnace | 2033 | FIXED_OM | REPLACEMENT | N/A | USD/space heater | us | us | 42.141
residential space heating | Reference Electric Furnace | 2033 | INSTALLATION | NEW | N/A | USD/space heater | us | us | 474.0857
residential space heating | Reference Electric Furnace | 2033 | INSTALLATION | REPLACEMENT | N/A | USD/space heater | us | us | 474.0857
residential space heating | Reference Electric Furnace | 2034 | CAPITAL | NEW | N/A | USD/space heater | us | us | 684.7904
residential space heating | Reference Electric Furnace | 2034 | CAPITAL | REPLACEMENT | N/A | USD/space heater | us | us | 684.7904
residential space heating | Reference Electric Furnace | 2034 | FIXED_OM | NEW | N/A | USD/space heater | us | us | 42.141
residential space heating | Reference Electric Furnace | 2034 | FIXED_OM | REPLACEMENT | N/A | USD/space heater | us | us | 42.141
residential space heating | Reference Electric Furnace | 2034 | INSTALLATION | NEW | N/A | USD/space heater | us | us | 474.0857
residential space heating | Reference Electric Furnace | 2034 | INSTALLATION | REPLACEMENT | N/A | USD/space heater | us | us | 474.0857
residential space heating | Reference Electric Furnace | 2035 | CAPITAL | NEW | N/A | USD/space heater | us | us | 684.7904
residential space heating | Reference Electric Furnace | 2035 | CAPITAL | REPLACEMENT | N/A | USD/space heater | us | us | 684.7904
residential space heating | Reference Electric Furnace | 2035 | FIXED_OM | NEW | N/A | USD/space heater | us | us | 42.141
residential space heating | Reference Electric Furnace | 2035 | FIXED_OM | REPLACEMENT | N/A | USD/space heater | us | us | 42.141
residential space heating | Reference Electric Furnace | 2035 | INSTALLATION | NEW | N/A | USD/space heater | us | us | 474.0857
residential space heating | Reference Electric Furnace | 2035 | INSTALLATION | REPLACEMENT | N/A | USD/space heater | us | us | 474.0857
residential space heating | Reference Electric Furnace | 2036 | CAPITAL | NEW | N/A | USD/space heater | us | us | 684.7904
residential space heating | Reference Electric Furnace | 2036 | CAPITAL | REPLACEMENT | N/A | USD/space heater | us | us | 684.7904
residential space heating | Reference Electric Furnace | 2036 | FIXED_OM | NEW | N/A | USD/space heater | us | us | 42.141
residential space heating | Reference Electric Furnace | 2036 | FIXED_OM | REPLACEMENT | N/A | USD/space heater | us | us | 42.141
residential space heating | Reference Electric Furnace | 2036 | INSTALLATION | NEW | N/A | USD/space heater | us | us | 474.0857
residential space heating | Reference Electric Furnace | 2036 | INSTALLATION | REPLACEMENT | N/A | USD/space heater | us | us | 474.0857
residential space heating | Reference Electric Furnace | 2037 | CAPITAL | NEW | N/A | USD/space heater | us | us | 684.7904
residential space heating | Reference Electric Furnace | 2037 | CAPITAL | REPLACEMENT | N/A | USD/space heater | us | us | 684.7904
residential space heating | Reference Electric Furnace | 2037 | FIXED_OM | NEW | N/A | USD/space heater | us | us | 42.141
residential space heating | Reference Electric Furnace | 2037 | FIXED_OM | REPLACEMENT | N/A | USD/space heater | us | us | 42.141
residential space heating | Reference Electric Furnace | 2037 | INSTALLATION | NEW | N/A | USD/space heater | us | us | 474.0857
residential space heating | Reference Electric Furnace | 2037 | INSTALLATION | REPLACEMENT | N/A | USD/space heater | us | us | 474.0857
residential space heating | Reference Electric Furnace | 2038 | CAPITAL | NEW | N/A | USD/space heater | us | us | 684.7904
residential space heating | Reference Electric Furnace | 2038 | CAPITAL | REPLACEMENT | N/A | USD/space heater | us | us | 684.7904
residential space heating | Reference Electric Furnace | 2038 | FIXED_OM | NEW | N/A | USD/space heater | us | us | 42.141
residential space heating | Reference Electric Furnace | 2038 | FIXED_OM | REPLACEMENT | N/A | USD/space heater | us | us | 42.141
residential space heating | Reference Electric Furnace | 2038 | INSTALLATION | NEW | N/A | USD/space heater | us | us | 474.0857
residential space heating | Reference Electric Furnace | 2038 | INSTALLATION | REPLACEMENT | N/A | USD/space heater | us | us | 474.0857
residential space heating | Reference Electric Furnace | 2039 | CAPITAL | NEW | N/A | USD/space heater | us | us | 684.7904
residential space heating | Reference Electric Furnace | 2039 | CAPITAL | REPLACEMENT | N/A | USD/space heater | us | us | 684.7904
residential space heating | Reference Electric Furnace | 2039 | FIXED_OM | NEW | N/A | USD/space heater | us | us | 42.141
residential space heating | Reference Electric Furnace | 2039 | FIXED_OM | REPLACEMENT | N/A | USD/space heater | us | us | 42.141
residential space heating | Reference Electric Furnace | 2039 | INSTALLATION | NEW | N/A | USD/space heater | us | us | 474.0857
residential space heating | Reference Electric Furnace | 2039 | INSTALLATION | REPLACEMENT | N/A | USD/space heater | us | us | 474.0857
residential space heating | Reference Electric Furnace | 2040 | CAPITAL | NEW | N/A | USD/space heater | us | us | 684.7904
residential space heating | Reference Electric Furnace | 2040 | CAPITAL | REPLACEMENT | N/A | USD/space heater | us | us | 684.7904
residential space heating | Reference Electric Furnace | 2040 | FIXED_OM | NEW | N/A | USD/space heater | us | us | 42.141
residential space heating | Reference Electric Furnace | 2040 | FIXED_OM | REPLACEMENT | N/A | USD/space heater | us | us | 42.141
residential space heating | Reference Electric Furnace | 2040 | INSTALLATION | NEW | N/A | USD/space heater | us | us | 474.0857
residential space heating | Reference Electric Furnace | 2040 | INSTALLATION | REPLACEMENT | N/A | USD/space heater | us | us | 474.0857
residential space heating | Reference Electric Furnace | 2041 | CAPITAL | NEW | N/A | USD/space heater | us | us | 684.7904
residential space heating | Reference Electric Furnace | 2041 | CAPITAL | REPLACEMENT | N/A | USD/space heater | us | us | 684.7904
residential space heating | Reference Electric Furnace | 2041 | FIXED_OM | NEW | N/A | USD/space heater | us | us | 42.141
residential space heating | Reference Electric Furnace | 2041 | FIXED_OM | REPLACEMENT | N/A | USD/space heater | us | us | 42.141
residential space heating | Reference Electric Furnace | 2041 | INSTALLATION | NEW | N/A | USD/space heater | us | us | 474.0857
residential space heating | Reference Electric Furnace | 2041 | INSTALLATION | REPLACEMENT | N/A | USD/space heater | us | us | 474.0857
residential space heating | Reference Electric Furnace | 2042 | CAPITAL | NEW | N/A | USD/space heater | us | us | 684.7904
residential space heating | Reference Electric Furnace | 2042 | CAPITAL | REPLACEMENT | N/A | USD/space heater | us | us | 684.7904
residential space heating | Reference Electric Furnace | 2042 | FIXED_OM | NEW | N/A | USD/space heater | us | us | 42.141
residential space heating | Reference Electric Furnace | 2042 | FIXED_OM | REPLACEMENT | N/A | USD/space heater | us | us | 42.141
residential space heating | Reference Electric Furnace | 2042 | INSTALLATION | NEW | N/A | USD/space heater | us | us | 474.0857
residential space heating | Reference Electric Furnace | 2042 | INSTALLATION | REPLACEMENT | N/A | USD/space heater | us | us | 474.0857
residential space heating | Reference Electric Furnace | 2043 | CAPITAL | NEW | N/A | USD/space heater | us | us | 684.7904
residential space heating | Reference Electric Furnace | 2043 | CAPITAL | REPLACEMENT | N/A | USD/space heater | us | us | 684.7904
residential space heating | Reference Electric Furnace | 2043 | FIXED_OM | NEW | N/A | USD/space heater | us | us | 42.141
residential space heating | Reference Electric Furnace | 2043 | FIXED_OM | REPLACEMENT | N/A | USD/space heater | us | us | 42.141
residential space heating | Reference Electric Furnace | 2043 | INSTALLATION | NEW | N/A | USD/space heater | us | us | 474.0857
residential space heating | Reference Electric Furnace | 2043 | INSTALLATION | REPLACEMENT | N/A | USD/space heater | us | us | 474.0857
residential space heating | Reference Electric Furnace | 2044 | CAPITAL | NEW | N/A | USD/space heater | us | us | 684.7904
residential space heating | Reference Electric Furnace | 2044 | CAPITAL | REPLACEMENT | N/A | USD/space heater | us | us | 684.7904
residential space heating | Reference Electric Furnace | 2044 | FIXED_OM | NEW | N/A | USD/space heater | us | us | 42.141
residential space heating | Reference Electric Furnace | 2044 | FIXED_OM | REPLACEMENT | N/A | USD/space heater | us | us | 42.141
residential space heating | Reference Electric Furnace | 2044 | INSTALLATION | NEW | N/A | USD/space heater | us | us | 474.0857
residential space heating | Reference Electric Furnace | 2044 | INSTALLATION | REPLACEMENT | N/A | USD/space heater | us | us | 474.0857
residential space heating | Reference Electric Furnace | 2045 | CAPITAL | NEW | N/A | USD/space heater | us | us | 684.7904
residential space heating | Reference Electric Furnace | 2045 | CAPITAL | REPLACEMENT | N/A | USD/space heater | us | us | 684.7904
residential space heating | Reference Electric Furnace | 2045 | FIXED_OM | NEW | N/A | USD/space heater | us | us | 42.141
residential space heating | Reference Electric Furnace | 2045 | FIXED_OM | REPLACEMENT | N/A | USD/space heater | us | us | 42.141
residential space heating | Reference Electric Furnace | 2045 | INSTALLATION | NEW | N/A | USD/space heater | us | us | 474.0857
residential space heating | Reference Electric Furnace | 2045 | INSTALLATION | REPLACEMENT | N/A | USD/space heater | us | us | 474.0857
residential space heating | Reference Electric Furnace | 2046 | CAPITAL | NEW | N/A | USD/space heater | us | us | 684.7904
residential space heating | Reference Electric Furnace | 2046 | CAPITAL | REPLACEMENT | N/A | USD/space heater | us | us | 684.7904
residential space heating | Reference Electric Furnace | 2046 | FIXED_OM | NEW | N/A | USD/space heater | us | us | 42.141
residential space heating | Reference Electric Furnace | 2046 | FIXED_OM | REPLACEMENT | N/A | USD/space heater | us | us | 42.141
residential space heating | Reference Electric Furnace | 2046 | INSTALLATION | NEW | N/A | USD/space heater | us | us | 474.0857
residential space heating | Reference Electric Furnace | 2046 | INSTALLATION | REPLACEMENT | N/A | USD/space heater | us | us | 474.0857
residential space heating | Reference Electric Furnace | 2047 | CAPITAL | NEW | N/A | USD/space heater | us | us | 684.7904
residential space heating | Reference Electric Furnace | 2047 | CAPITAL | REPLACEMENT | N/A | USD/space heater | us | us | 684.7904
residential space heating | Reference Electric Furnace | 2047 | FIXED_OM | NEW | N/A | USD/space heater | us | us | 42.141
residential space heating | Reference Electric Furnace | 2047 | FIXED_OM | REPLACEMENT | N/A | USD/space heater | us | us | 42.141
residential space heating | Reference Electric Furnace | 2047 | INSTALLATION | NEW | N/A | USD/space heater | us | us | 474.0857
residential space heating | Reference Electric Furnace | 2047 | INSTALLATION | REPLACEMENT | N/A | USD/space heater | us | us | 474.0857
residential space heating | Reference Electric Furnace | 2048 | CAPITAL | NEW | N/A | USD/space heater | us | us | 684.7904
residential space heating | Reference Electric Furnace | 2048 | CAPITAL | REPLACEMENT | N/A | USD/space heater | us | us | 684.7904
residential space heating | Reference Electric Furnace | 2048 | FIXED_OM | NEW | N/A | USD/space heater | us | us | 42.141
residential space heating | Reference Electric Furnace | 2048 | FIXED_OM | REPLACEMENT | N/A | USD/space heater | us | us | 42.141
residential space heating | Reference Electric Furnace | 2048 | INSTALLATION | NEW | N/A | USD/space heater | us | us | 474.0857
residential space heating | Reference Electric Furnace | 2048 | INSTALLATION | REPLACEMENT | N/A | USD/space heater | us | us | 474.0857
residential space heating | Reference Electric Furnace | 2049 | CAPITAL | NEW | N/A | USD/space heater | us | us | 684.7904
residential space heating | Reference Electric Furnace | 2049 | CAPITAL | REPLACEMENT | N/A | USD/space heater | us | us | 684.7904
residential space heating | Reference Electric Furnace | 2049 | FIXED_OM | NEW | N/A | USD/space heater | us | us | 42.141
residential space heating | Reference Electric Furnace | 2049 | FIXED_OM | REPLACEMENT | N/A | USD/space heater | us | us | 42.141
residential space heating | Reference Electric Furnace | 2049 | INSTALLATION | NEW | N/A | USD/space heater | us | us | 474.0857
residential space heating | Reference Electric Furnace | 2049 | INSTALLATION | REPLACEMENT | N/A | USD/space heater | us | us | 474.0857
residential space heating | Reference Electric Furnace | 2050 | CAPITAL | NEW | N/A | USD/space heater | us | us | 684.7904
residential space heating | Reference Electric Furnace | 2050 | CAPITAL | REPLACEMENT | N/A | USD/space heater | us | us | 684.7904
residential space heating | Reference Electric Furnace | 2050 | FIXED_OM | NEW | N/A | USD/space heater | us | us | 42.141
residential space heating | Reference Electric Furnace | 2050 | FIXED_OM | REPLACEMENT | N/A | USD/space heater | us | us | 42.141
residential space heating | Reference Electric Furnace | 2050 | INSTALLATION | NEW | N/A | USD/space heater | us | us | 474.0857
residential space heating | Reference Electric Furnace | 2050 | INSTALLATION | REPLACEMENT | N/A | USD/space heater | us | us | 474.0857
residential space heating | Reference Electric Unit Heaters | 2020 | CAPITAL | NEW | N/A | USD/space heater | us | us | 1031.689
residential space heating | Reference Electric Unit Heaters | 2020 | CAPITAL | REPLACEMENT | N/A | USD/space heater | us | us | 1031.689
residential space heating | Reference Electric Unit Heaters | 2020 | FIXED_OM | NEW | N/A | USD/space heater | us | us | 0
residential space heating | Reference Electric Unit Heaters | 2020 | FIXED_OM | REPLACEMENT | N/A | USD/space heater | us | us | 0
residential space heating | Reference Electric Unit Heaters | 2020 | INSTALLATION | NEW | N/A | USD/space heater | us | us | 66.9928
residential space heating | Reference Electric Unit Heaters | 2020 | INSTALLATION | REPLACEMENT | N/A | USD/space heater | us | us | 66.9928
residential space heating | Reference Electric Unit Heaters | 2021 | CAPITAL | NEW | N/A | USD/space heater | us | us | 1031.689
residential space heating | Reference Electric Unit Heaters | 2021 | CAPITAL | REPLACEMENT | N/A | USD/space heater | us | us | 1031.689
residential space heating | Reference Electric Unit Heaters | 2021 | FIXED_OM | NEW | N/A | USD/space heater | us | us | 0
residential space heating | Reference Electric Unit Heaters | 2021 | FIXED_OM | REPLACEMENT | N/A | USD/space heater | us | us | 0
residential space heating | Reference Electric Unit Heaters | 2021 | INSTALLATION | NEW | N/A | USD/space heater | us | us | 66.9928
residential space heating | Reference Electric Unit Heaters | 2021 | INSTALLATION | REPLACEMENT | N/A | USD/space heater | us | us | 66.9928
residential space heating | Reference Electric Unit Heaters | 2022 | CAPITAL | NEW | N/A | USD/space heater | us | us | 1031.689
residential space heating | Reference Electric Unit Heaters | 2022 | CAPITAL | REPLACEMENT | N/A | USD/space heater | us | us | 1031.689
residential space heating | Reference Electric Unit Heaters | 2022 | FIXED_OM | NEW | N/A | USD/space heater | us | us | 0
residential space heating | Reference Electric Unit Heaters | 2022 | FIXED_OM | REPLACEMENT | N/A | USD/space heater | us | us | 0
residential space heating | Reference Electric Unit Heaters | 2022 | INSTALLATION | NEW | N/A | USD/space heater | us | us | 66.9928
residential space heating | Reference Electric Unit Heaters | 2022 | INSTALLATION | REPLACEMENT | N/A | USD/space heater | us | us | 66.9928
residential space heating | Reference Electric Unit Heaters | 2023 | CAPITAL | NEW | N/A | USD/space heater | us | us | 1031.689
residential space heating | Reference Electric Unit Heaters | 2023 | CAPITAL | REPLACEMENT | N/A | USD/space heater | us | us | 1031.689
residential space heating | Reference Electric Unit Heaters | 2023 | FIXED_OM | NEW | N/A | USD/space heater | us | us | 0
residential space heating | Reference Electric Unit Heaters | 2023 | FIXED_OM | REPLACEMENT | N/A | USD/space heater | us | us | 0
residential space heating | Reference Electric Unit Heaters | 2023 | INSTALLATION | NEW | N/A | USD/space heater | us | us | 66.9928
residential space heating | Reference Electric Unit Heaters | 2023 | INSTALLATION | REPLACEMENT | N/A | USD/space heater | us | us | 66.9928
residential space heating | Reference Electric Unit Heaters | 2024 | CAPITAL | NEW | N/A | USD/space heater | us | us | 1031.689
residential space heating | Reference Electric Unit Heaters | 2024 | CAPITAL | REPLACEMENT | N/A | USD/space heater | us | us | 1031.689
residential space heating | Reference Electric Unit Heaters | 2024 | FIXED_OM | NEW | N/A | USD/space heater | us | us | 0
residential space heating | Reference Electric Unit Heaters | 2024 | FIXED_OM | REPLACEMENT | N/A | USD/space heater | us | us | 0
residential space heating | Reference Electric Unit Heaters | 2024 | INSTALLATION | NEW | N/A | USD/space heater | us | us | 66.9928
residential space heating | Reference Electric Unit Heaters | 2024 | INSTALLATION | REPLACEMENT | N/A | USD/space heater | us | us | 66.9928
residential space heating | Reference Electric Unit Heaters | 2025 | CAPITAL | NEW | N/A | USD/space heater | us | us | 1031.689
residential space heating | Reference Electric Unit Heaters | 2025 | CAPITAL | REPLACEMENT | N/A | USD/space heater | us | us | 1031.689
residential space heating | Reference Electric Unit Heaters | 2025 | FIXED_OM | NEW | N/A | USD/space heater | us | us | 0
residential space heating | Reference Electric Unit Heaters | 2025 | FIXED_OM | REPLACEMENT | N/A | USD/space heater | us | us | 0
residential space heating | Reference Electric Unit Heaters | 2025 | INSTALLATION | NEW | N/A | USD/space heater | us | us | 66.9928
residential space heating | Reference Electric Unit Heaters | 2025 | INSTALLATION | REPLACEMENT | N/A | USD/space heater | us | us | 66.9928
residential space heating | Reference Electric Unit Heaters | 2026 | CAPITAL | NEW | N/A | USD/space heater | us | us | 1031.689
residential space heating | Reference Electric Unit Heaters | 2026 | CAPITAL | REPLACEMENT | N/A | USD/space heater | us | us | 1031.689
residential space heating | Reference Electric Unit Heaters | 2026 | FIXED_OM | NEW | N/A | USD/space heater | us | us | 0
residential space heating | Reference Electric Unit Heaters | 2026 | FIXED_OM | REPLACEMENT | N/A | USD/space heater | us | us | 0
residential space heating | Reference Electric Unit Heaters | 2026 | INSTALLATION | NEW | N/A | USD/space heater | us | us | 66.9928
residential space heating | Reference Electric Unit Heaters | 2026 | INSTALLATION | REPLACEMENT | N/A | USD/space heater | us | us | 66.9928
residential space heating | Reference Electric Unit Heaters | 2027 | CAPITAL | NEW | N/A | USD/space heater | us | us | 1031.689
residential space heating | Reference Electric Unit Heaters | 2027 | CAPITAL | REPLACEMENT | N/A | USD/space heater | us | us | 1031.689
residential space heating | Reference Electric Unit Heaters | 2027 | FIXED_OM | NEW | N/A | USD/space heater | us | us | 0
residential space heating | Reference Electric Unit Heaters | 2027 | FIXED_OM | REPLACEMENT | N/A | USD/space heater | us | us | 0
residential space heating | Reference Electric Unit Heaters | 2027 | INSTALLATION | NEW | N/A | USD/space heater | us | us | 66.9928
residential space heating | Reference Electric Unit Heaters | 2027 | INSTALLATION | REPLACEMENT | N/A | USD/space heater | us | us | 66.9928
residential space heating | Reference Electric Unit Heaters | 2028 | CAPITAL | NEW | N/A | USD/space heater | us | us | 1031.689
residential space heating | Reference Electric Unit Heaters | 2028 | CAPITAL | REPLACEMENT | N/A | USD/space heater | us | us | 1031.689
residential space heating | Reference Electric Unit Heaters | 2028 | FIXED_OM | NEW | N/A | USD/space heater | us | us | 0
residential space heating | Reference Electric Unit Heaters | 2028 | FIXED_OM | REPLACEMENT | N/A | USD/space heater | us | us | 0
residential space heating | Reference Electric Unit Heaters | 2028 | INSTALLATION | NEW | N/A | USD/space heater | us | us | 66.9928
residential space heating | Reference Electric Unit Heaters | 2028 | INSTALLATION | REPLACEMENT | N/A | USD/space heater | us | us | 66.9928
residential space heating | Reference Electric Unit Heaters | 2029 | CAPITAL | NEW | N/A | USD/space heater | us | us | 1031.689
residential space heating | Reference Electric Unit Heaters | 2029 | CAPITAL | REPLACEMENT | N/A | USD/space heater | us | us | 1031.689
residential space heating | Reference Electric Unit Heaters | 2029 | FIXED_OM | NEW | N/A | USD/space heater | us | us | 0
residential space heating | Reference Electric Unit Heaters | 2029 | FIXED_OM | REPLACEMENT | N/A | USD/space heater | us | us | 0
residential space heating | Reference Electric Unit Heaters | 2029 | INSTALLATION | NEW | N/A | USD/space heater | us | us | 66.9928
residential space heating | Reference Electric Unit Heaters | 2029 | INSTALLATION | REPLACEMENT | N/A | USD/space heater | us | us | 66.9928
residential space heating | Reference Electric Unit Heaters | 2030 | CAPITAL | NEW | N/A | USD/space heater | us | us | 1031.689
residential space heating | Reference Electric Unit Heaters | 2030 | CAPITAL | REPLACEMENT | N/A | USD/space heater | us | us | 1031.689
residential space heating | Reference Electric Unit Heaters | 2030 | FIXED_OM | NEW | N/A | USD/space heater | us | us | 0
residential space heating | Reference Electric Unit Heaters | 2030 | FIXED_OM | REPLACEMENT | N/A | USD/space heater | us | us | 0
residential space heating | Reference Electric Unit Heaters | 2030 | INSTALLATION | NEW | N/A | USD/space heater | us | us | 66.9928
residential space heating | Reference Electric Unit Heaters | 2030 | INSTALLATION | REPLACEMENT | N/A | USD/space heater | us | us | 66.9928
residential space heating | Reference Electric Unit Heaters | 2031 | CAPITAL | NEW | N/A | USD/space heater | us | us | 1031.689
residential space heating | Reference Electric Unit Heaters | 2031 | CAPITAL | REPLACEMENT | N/A | USD/space heater | us | us | 1031.689
residential space heating | Reference Electric Unit Heaters | 2031 | FIXED_OM | NEW | N/A | USD/space heater | us | us | 0
residential space heating | Reference Electric Unit Heaters | 2031 | FIXED_OM | REPLACEMENT | N/A | USD/space heater | us | us | 0
residential space heating | Reference Electric Unit Heaters | 2031 | INSTALLATION | NEW | N/A | USD/space heater | us | us | 66.9928
residential space heating | Reference Electric Unit Heaters | 2031 | INSTALLATION | REPLACEMENT | N/A | USD/space heater | us | us | 66.9928
residential space heating | Reference Electric Unit Heaters | 2032 | CAPITAL | NEW | N/A | USD/space heater | us | us | 1031.689
residential space heating | Reference Electric Unit Heaters | 2032 | CAPITAL | REPLACEMENT | N/A | USD/space heater | us | us | 1031.689
residential space heating | Reference Electric Unit Heaters | 2032 | FIXED_OM | NEW | N/A | USD/space heater | us | us | 0
residential space heating | Reference Electric Unit Heaters | 2032 | FIXED_OM | REPLACEMENT | N/A | USD/space heater | us | us | 0
residential space heating | Reference Electric Unit Heaters | 2032 | INSTALLATION | NEW | N/A | USD/space heater | us | us | 66.9928
residential space heating | Reference Electric Unit Heaters | 2032 | INSTALLATION | REPLACEMENT | N/A | USD/space heater | us | us | 66.9928
residential space heating | Reference Electric Unit Heaters | 2033 | CAPITAL | NEW | N/A | USD/space heater | us | us | 1031.689
residential space heating | Reference Electric Unit Heaters | 2033 | CAPITAL | REPLACEMENT | N/A | USD/space heater | us | us | 1031.689
residential space heating | Reference Electric Unit Heaters | 2033 | FIXED_OM | NEW | N/A | USD/space heater | us | us | 0
residential space heating | Reference Electric Unit Heaters | 2033 | FIXED_OM | REPLACEMENT | N/A | USD/space heater | us | us | 0
residential space heating | Reference Electric Unit Heaters | 2033 | INSTALLATION | NEW | N/A | USD/space heater | us | us | 66.9928
residential space heating | Reference Electric Unit Heaters | 2033 | INSTALLATION | REPLACEMENT | N/A | USD/space heater | us | us | 66.9928
residential space heating | Reference Electric Unit Heaters | 2034 | CAPITAL | NEW | N/A | USD/space heater | us | us | 1031.689
residential space heating | Reference Electric Unit Heaters | 2034 | CAPITAL | REPLACEMENT | N/A | USD/space heater | us | us | 1031.689
residential space heating | Reference Electric Unit Heaters | 2034 | FIXED_OM | NEW | N/A | USD/space heater | us | us | 0
residential space heating | Reference Electric Unit Heaters | 2034 | FIXED_OM | REPLACEMENT | N/A | USD/space heater | us | us | 0
residential space heating | Reference Electric Unit Heaters | 2034 | INSTALLATION | NEW | N/A | USD/space heater | us | us | 66.9928
residential space heating | Reference Electric Unit Heaters | 2034 | INSTALLATION | REPLACEMENT | N/A | USD/space heater | us | us | 66.9928
residential space heating | Reference Electric Unit Heaters | 2035 | CAPITAL | NEW | N/A | USD/space heater | us | us | 1031.689
residential space heating | Reference Electric Unit Heaters | 2035 | CAPITAL | REPLACEMENT | N/A | USD/space heater | us | us | 1031.689
residential space heating | Reference Electric Unit Heaters | 2035 | FIXED_OM | NEW | N/A | USD/space heater | us | us | 0
residential space heating | Reference Electric Unit Heaters | 2035 | FIXED_OM | REPLACEMENT | N/A | USD/space heater | us | us | 0
residential space heating | Reference Electric Unit Heaters | 2035 | INSTALLATION | NEW | N/A | USD/space heater | us | us | 66.9928
residential space heating | Reference Electric Unit Heaters | 2035 | INSTALLATION | REPLACEMENT | N/A | USD/space heater | us | us | 66.9928
residential space heating | Reference Electric Unit Heaters | 2036 | CAPITAL | NEW | N/A | USD/space heater | us | us | 1031.689
residential space heating | Reference Electric Unit Heaters | 2036 | CAPITAL | REPLACEMENT | N/A | USD/space heater | us | us | 1031.689
residential space heating | Reference Electric Unit Heaters | 2036 | FIXED_OM | NEW | N/A | USD/space heater | us | us | 0
residential space heating | Reference Electric Unit Heaters | 2036 | FIXED_OM | REPLACEMENT | N/A | USD/space heater | us | us | 0
residential space heating | Reference Electric Unit Heaters | 2036 | INSTALLATION | NEW | N/A | USD/space heater | us | us | 66.9928
residential space heating | Reference Electric Unit Heaters | 2036 | INSTALLATION | REPLACEMENT | N/A | USD/space heater | us | us | 66.9928
residential space heating | Reference Electric Unit Heaters | 2037 | CAPITAL | NEW | N/A | USD/space heater | us | us | 1031.689
residential space heating | Reference Electric Unit Heaters | 2037 | CAPITAL | REPLACEMENT | N/A | USD/space heater | us | us | 1031.689
residential space heating | Reference Electric Unit Heaters | 2037 | FIXED_OM | NEW | N/A | USD/space heater | us | us | 0
residential space heating | Reference Electric Unit Heaters | 2037 | FIXED_OM | REPLACEMENT | N/A | USD/space heater | us | us | 0
residential space heating | Reference Electric Unit Heaters | 2037 | INSTALLATION | NEW | N/A | USD/space heater | us | us | 66.9928
residential space heating | Reference Electric Unit Heaters | 2037 | INSTALLATION | REPLACEMENT | N/A | USD/space heater | us | us | 66.9928
residential space heating | Reference Electric Unit Heaters | 2038 | CAPITAL | NEW | N/A | USD/space heater | us | us | 1031.689
residential space heating | Reference Electric Unit Heaters | 2038 | CAPITAL | REPLACEMENT | N/A | USD/space heater | us | us | 1031.689
residential space heating | Reference Electric Unit Heaters | 2038 | FIXED_OM | NEW | N/A | USD/space heater | us | us | 0
residential space heating | Reference Electric Unit Heaters | 2038 | FIXED_OM | REPLACEMENT | N/A | USD/space heater | us | us | 0
residential space heating | Reference Electric Unit Heaters | 2038 | INSTALLATION | NEW | N/A | USD/space heater | us | us | 66.9928
residential space heating | Reference Electric Unit Heaters | 2038 | INSTALLATION | REPLACEMENT | N/A | USD/space heater | us | us | 66.9928
residential space heating | Reference Electric Unit Heaters | 2039 | CAPITAL | NEW | N/A | USD/space heater | us | us | 1031.689
residential space heating | Reference Electric Unit Heaters | 2039 | CAPITAL | REPLACEMENT | N/A | USD/space heater | us | us | 1031.689
residential space heating | Reference Electric Unit Heaters | 2039 | FIXED_OM | NEW | N/A | USD/space heater | us | us | 0
residential space heating | Reference Electric Unit Heaters | 2039 | FIXED_OM | REPLACEMENT | N/A | USD/space heater | us | us | 0
residential space heating | Reference Electric Unit Heaters | 2039 | INSTALLATION | NEW | N/A | USD/space heater | us | us | 66.9928
residential space heating | Reference Electric Unit Heaters | 2039 | INSTALLATION | REPLACEMENT | N/A | USD/space heater | us | us | 66.9928
residential space heating | Reference Electric Unit Heaters | 2040 | CAPITAL | NEW | N/A | USD/space heater | us | us | 1031.689
residential space heating | Reference Electric Unit Heaters | 2040 | CAPITAL | REPLACEMENT | N/A | USD/space heater | us | us | 1031.689
residential space heating | Reference Electric Unit Heaters | 2040 | FIXED_OM | NEW | N/A | USD/space heater | us | us | 0
residential space heating | Reference Electric Unit Heaters | 2040 | FIXED_OM | REPLACEMENT | N/A | USD/space heater | us | us | 0
residential space heating | Reference Electric Unit Heaters | 2040 | INSTALLATION | NEW | N/A | USD/space heater | us | us | 66.9928
residential space heating | Reference Electric Unit Heaters | 2040 | INSTALLATION | REPLACEMENT | N/A | USD/space heater | us | us | 66.9928
residential space heating | Reference Electric Unit Heaters | 2041 | CAPITAL | NEW | N/A | USD/space heater | us | us | 1031.689
residential space heating | Reference Electric Unit Heaters | 2041 | CAPITAL | REPLACEMENT | N/A | USD/space heater | us | us | 1031.689
residential space heating | Reference Electric Unit Heaters | 2041 | FIXED_OM | NEW | N/A | USD/space heater | us | us | 0
residential space heating | Reference Electric Unit Heaters | 2041 | FIXED_OM | REPLACEMENT | N/A | USD/space heater | us | us | 0
residential space heating | Reference Electric Unit Heaters | 2041 | INSTALLATION | NEW | N/A | USD/space heater | us | us | 66.9928
residential space heating | Reference Electric Unit Heaters | 2041 | INSTALLATION | REPLACEMENT | N/A | USD/space heater | us | us | 66.9928
residential space heating | Reference Electric Unit Heaters | 2042 | CAPITAL | NEW | N/A | USD/space heater | us | us | 1031.689
residential space heating | Reference Electric Unit Heaters | 2042 | CAPITAL | REPLACEMENT | N/A | USD/space heater | us | us | 1031.689
residential space heating | Reference Electric Unit Heaters | 2042 | FIXED_OM | NEW | N/A | USD/space heater | us | us | 0
residential space heating | Reference Electric Unit Heaters | 2042 | FIXED_OM | REPLACEMENT | N/A | USD/space heater | us | us | 0
residential space heating | Reference Electric Unit Heaters | 2042 | INSTALLATION | NEW | N/A | USD/space heater | us | us | 66.9928
residential space heating | Reference Electric Unit Heaters | 2042 | INSTALLATION | REPLACEMENT | N/A | USD/space heater | us | us | 66.9928
residential space heating | Reference Electric Unit Heaters | 2043 | CAPITAL | NEW | N/A | USD/space heater | us | us | 1031.689
residential space heating | Reference Electric Unit Heaters | 2043 | CAPITAL | REPLACEMENT | N/A | USD/space heater | us | us | 1031.689
residential space heating | Reference Electric Unit Heaters | 2043 | FIXED_OM | NEW | N/A | USD/space heater | us | us | 0
residential space heating | Reference Electric Unit Heaters | 2043 | FIXED_OM | REPLACEMENT | N/A | USD/space heater | us | us | 0
residential space heating | Reference Electric Unit Heaters | 2043 | INSTALLATION | NEW | N/A | USD/space heater | us | us | 66.9928
residential space heating | Reference Electric Unit Heaters | 2043 | INSTALLATION | REPLACEMENT | N/A | USD/space heater | us | us | 66.9928
residential space heating | Reference Electric Unit Heaters | 2044 | CAPITAL | NEW | N/A | USD/space heater | us | us | 1031.689
residential space heating | Reference Electric Unit Heaters | 2044 | CAPITAL | REPLACEMENT | N/A | USD/space heater | us | us | 1031.689
residential space heating | Reference Electric Unit Heaters | 2044 | FIXED_OM | NEW | N/A | USD/space heater | us | us | 0
residential space heating | Reference Electric Unit Heaters | 2044 | FIXED_OM | REPLACEMENT | N/A | USD/space heater | us | us | 0
residential space heating | Reference Electric Unit Heaters | 2044 | INSTALLATION | NEW | N/A | USD/space heater | us | us | 66.9928
residential space heating | Reference Electric Unit Heaters | 2044 | INSTALLATION | REPLACEMENT | N/A | USD/space heater | us | us | 66.9928
residential space heating | Reference Electric Unit Heaters | 2045 | CAPITAL | NEW | N/A | USD/space heater | us | us | 1031.689
residential space heating | Reference Electric Unit Heaters | 2045 | CAPITAL | REPLACEMENT | N/A | USD/space heater | us | us | 1031.689
residential space heating | Reference Electric Unit Heaters | 2045 | FIXED_OM | NEW | N/A | USD/space heater | us | us | 0
residential space heating | Reference Electric Unit Heaters | 2045 | FIXED_OM | REPLACEMENT | N/A | USD/space heater | us | us | 0
residential space heating | Reference Electric Unit Heaters | 2045 | INSTALLATION | NEW | N/A | USD/space heater | us | us | 66.9928
residential space heating | Reference Electric Unit Heaters | 2045 | INSTALLATION | REPLACEMENT | N/A | USD/space heater | us | us | 66.9928
residential space heating | Reference Electric Unit Heaters | 2046 | CAPITAL | NEW | N/A | USD/space heater | us | us | 1031.689
residential space heating | Reference Electric Unit Heaters | 2046 | CAPITAL | REPLACEMENT | N/A | USD/space heater | us | us | 1031.689
residential space heating | Reference Electric Unit Heaters | 2046 | FIXED_OM | NEW | N/A | USD/space heater | us | us | 0
residential space heating | Reference Electric Unit Heaters | 2046 | FIXED_OM | REPLACEMENT | N/A | USD/space heater | us | us | 0
residential space heating | Reference Electric Unit Heaters | 2046 | INSTALLATION | NEW | N/A | USD/space heater | us | us | 66.9928
residential space heating | Reference Electric Unit Heaters | 2046 | INSTALLATION | REPLACEMENT | N/A | USD/space heater | us | us | 66.9928
residential space heating | Reference Electric Unit Heaters | 2047 | CAPITAL | NEW | N/A | USD/space heater | us | us | 1031.689
residential space heating | Reference Electric Unit Heaters | 2047 | CAPITAL | REPLACEMENT | N/A | USD/space heater | us | us | 1031.689
residential space heating | Reference Electric Unit Heaters | 2047 | FIXED_OM | NEW | N/A | USD/space heater | us | us | 0
residential space heating | Reference Electric Unit Heaters | 2047 | FIXED_OM | REPLACEMENT | N/A | USD/space heater | us | us | 0
residential space heating | Reference Electric Unit Heaters | 2047 | INSTALLATION | NEW | N/A | USD/space heater | us | us | 66.9928
residential space heating | Reference Electric Unit Heaters | 2047 | INSTALLATION | REPLACEMENT | N/A | USD/space heater | us | us | 66.9928
residential space heating | Reference Electric Unit Heaters | 2048 | CAPITAL | NEW | N/A | USD/space heater | us | us | 1031.689
residential space heating | Reference Electric Unit Heaters | 2048 | CAPITAL | REPLACEMENT | N/A | USD/space heater | us | us | 1031.689
residential space heating | Reference Electric Unit Heaters | 2048 | FIXED_OM | NEW | N/A | USD/space heater | us | us | 0
residential space heating | Reference Electric Unit Heaters | 2048 | FIXED_OM | REPLACEMENT | N/A | USD/space heater | us | us | 0
residential space heating | Reference Electric Unit Heaters | 2048 | INSTALLATION | NEW | N/A | USD/space heater | us | us | 66.9928
residential space heating | Reference Electric Unit Heaters | 2048 | INSTALLATION | REPLACEMENT | N/A | USD/space heater | us | us | 66.9928
residential space heating | Reference Electric Unit Heaters | 2049 | CAPITAL | NEW | N/A | USD/space heater | us | us | 1031.689
residential space heating | Reference Electric Unit Heaters | 2049 | CAPITAL | REPLACEMENT | N/A | USD/space heater | us | us | 1031.689
residential space heating | Reference Electric Unit Heaters | 2049 | FIXED_OM | NEW | N/A | USD/space heater | us | us | 0
residential space heating | Reference Electric Unit Heaters | 2049 | FIXED_OM | REPLACEMENT | N/A | USD/space heater | us | us | 0
residential space heating | Reference Electric Unit Heaters | 2049 | INSTALLATION | NEW | N/A | USD/space heater | us | us | 66.9928
residential space heating | Reference Electric Unit Heaters | 2049 | INSTALLATION | REPLACEMENT | N/A | USD/space heater | us | us | 66.9928
residential space heating | Reference Electric Unit Heaters | 2050 | CAPITAL | NEW | N/A | USD/space heater | us | us | 1031.689
residential space heating | Reference Electric Unit Heaters | 2050 | CAPITAL | REPLACEMENT | N/A | USD/space heater | us | us | 1031.689
residential space heating | Reference Electric Unit Heaters | 2050 | FIXED_OM | NEW | N/A | USD/space heater | us | us | 0
residential space heating | Reference Electric Unit Heaters | 2050 | FIXED_OM | REPLACEMENT | N/A | USD/space heater | us | us | 0
residential space heating | Reference Electric Unit Heaters | 2050 | INSTALLATION | NEW | N/A | USD/space heater | us | us | 66.9928
residential space heating | Reference Electric Unit Heaters | 2050 | INSTALLATION | REPLACEMENT | N/A | USD/space heater | us | us | 66.9928
residential space heating | Reference Geothermal Heat Pump - Heating | 2020 | CAPITAL | NEW | N/A | USD/space heater | us | us | 3215.6541
residential space heating | Reference Geothermal Heat Pump - Heating | 2020 | CAPITAL | REPLACEMENT | N/A | USD/space heater | us | us | 3215.6541
residential space heating | Reference Geothermal Heat Pump - Heating | 2020 | FIXED_OM | NEW | N/A | USD/space heater | us | us | 40.1957
residential space heating | Reference Geothermal Heat Pump - Heating | 2020 | FIXED_OM | REPLACEMENT | N/A | USD/space heater | us | us | 40.1957
residential space heating | Reference Geothermal Heat Pump - Heating | 2020 | INSTALLATION | NEW | N/A | USD/space heater | us | us | 6163.337
residential space heating | Reference Geothermal Heat Pump - Heating | 2020 | INSTALLATION | REPLACEMENT | N/A | USD/space heater | us | us | 6163.337
residential space heating | Reference Geothermal Heat Pump - Heating | 2021 | CAPITAL | NEW | N/A | USD/space heater | us | us | 3215.6541
residential space heating | Reference Geothermal Heat Pump - Heating | 2021 | CAPITAL | REPLACEMENT | N/A | USD/space heater | us | us | 3215.6541
residential space heating | Reference Geothermal Heat Pump - Heating | 2021 | FIXED_OM | NEW | N/A | USD/space heater | us | us | 40.1957
residential space heating | Reference Geothermal Heat Pump - Heating | 2021 | FIXED_OM | REPLACEMENT | N/A | USD/space heater | us | us | 40.1957
residential space heating | Reference Geothermal Heat Pump - Heating | 2021 | INSTALLATION | NEW | N/A | USD/space heater | us | us | 6163.337
residential space heating | Reference Geothermal Heat Pump - Heating | 2021 | INSTALLATION | REPLACEMENT | N/A | USD/space heater | us | us | 6163.337
residential space heating | Reference Geothermal Heat Pump - Heating | 2022 | CAPITAL | NEW | N/A | USD/space heater | us | us | 3215.6541
residential space heating | Reference Geothermal Heat Pump - Heating | 2022 | CAPITAL | REPLACEMENT | N/A | USD/space heater | us | us | 3215.6541
residential space heating | Reference Geothermal Heat Pump - Heating | 2022 | FIXED_OM | NEW | N/A | USD/space heater | us | us | 40.1957
residential space heating | Reference Geothermal Heat Pump - Heating | 2022 | FIXED_OM | REPLACEMENT | N/A | USD/space heater | us | us | 40.1957
residential space heating | Reference Geothermal Heat Pump - Heating | 2022 | INSTALLATION | NEW | N/A | USD/space heater | us | us | 6163.337
residential space heating | Reference Geothermal Heat Pump - Heating | 2022 | INSTALLATION | REPLACEMENT | N/A | USD/space heater | us | us | 6163.337
residential space heating | Reference Geothermal Heat Pump - Heating | 2023 | CAPITAL | NEW | N/A | USD/space heater | us | us | 3215.6541
residential space heating | Reference Geothermal Heat Pump - Heating | 2023 | CAPITAL | REPLACEMENT | N/A | USD/space heater | us | us | 3215.6541
residential space heating | Reference Geothermal Heat Pump - Heating | 2023 | FIXED_OM | NEW | N/A | USD/space heater | us | us | 40.1957
residential space heating | Reference Geothermal Heat Pump - Heating | 2023 | FIXED_OM | REPLACEMENT | N/A | USD/space heater | us | us | 40.1957
residential space heating | Reference Geothermal Heat Pump - Heating | 2023 | INSTALLATION | NEW | N/A | USD/space heater | us | us | 6163.337
residential space heating | Reference Geothermal Heat Pump - Heating | 2023 | INSTALLATION | REPLACEMENT | N/A | USD/space heater | us | us | 6163.337
residential space heating | Reference Geothermal Heat Pump - Heating | 2024 | CAPITAL | NEW | N/A | USD/space heater | us | us | 3215.6541
residential space heating | Reference Geothermal Heat Pump - Heating | 2024 | CAPITAL | REPLACEMENT | N/A | USD/space heater | us | us | 3215.6541
residential space heating | Reference Geothermal Heat Pump - Heating | 2024 | FIXED_OM | NEW | N/A | USD/space heater | us | us | 40.1957
residential space heating | Reference Geothermal Heat Pump - Heating | 2024 | FIXED_OM | REPLACEMENT | N/A | USD/space heater | us | us | 40.1957
residential space heating | Reference Geothermal Heat Pump - Heating | 2024 | INSTALLATION | NEW | N/A | USD/space heater | us | us | 6163.337
residential space heating | Reference Geothermal Heat Pump - Heating | 2024 | INSTALLATION | REPLACEMENT | N/A | USD/space heater | us | us | 6163.337
residential space heating | Reference Geothermal Heat Pump - Heating | 2025 | CAPITAL | NEW | N/A | USD/space heater | us | us | 3215.6541
residential space heating | Reference Geothermal Heat Pump - Heating | 2025 | CAPITAL | REPLACEMENT | N/A | USD/space heater | us | us | 3215.6541
residential space heating | Reference Geothermal Heat Pump - Heating | 2025 | FIXED_OM | NEW | N/A | USD/space heater | us | us | 40.1957
residential space heating | Reference Geothermal Heat Pump - Heating | 2025 | FIXED_OM | REPLACEMENT | N/A | USD/space heater | us | us | 40.1957
residential space heating | Reference Geothermal Heat Pump - Heating | 2025 | INSTALLATION | NEW | N/A | USD/space heater | us | us | 6163.337
residential space heating | Reference Geothermal Heat Pump - Heating | 2025 | INSTALLATION | REPLACEMENT | N/A | USD/space heater | us | us | 6163.337
residential space heating | Reference Geothermal Heat Pump - Heating | 2026 | CAPITAL | NEW | N/A | USD/space heater | us | us | 3215.6541
residential space heating | Reference Geothermal Heat Pump - Heating | 2026 | CAPITAL | REPLACEMENT | N/A | USD/space heater | us | us | 3215.6541
residential space heating | Reference Geothermal Heat Pump - Heating | 2026 | FIXED_OM | NEW | N/A | USD/space heater | us | us | 40.1957
residential space heating | Reference Geothermal Heat Pump - Heating | 2026 | FIXED_OM | REPLACEMENT | N/A | USD/space heater | us | us | 40.1957
residential space heating | Reference Geothermal Heat Pump - Heating | 2026 | INSTALLATION | NEW | N/A | USD/space heater | us | us | 6163.337
residential space heating | Reference Geothermal Heat Pump - Heating | 2026 | INSTALLATION | REPLACEMENT | N/A | USD/space heater | us | us | 6163.337
residential space heating | Reference Geothermal Heat Pump - Heating | 2027 | CAPITAL | NEW | N/A | USD/space heater | us | us | 3215.6541
residential space heating | Reference Geothermal Heat Pump - Heating | 2027 | CAPITAL | REPLACEMENT | N/A | USD/space heater | us | us | 3215.6541
residential space heating | Reference Geothermal Heat Pump - Heating | 2027 | FIXED_OM | NEW | N/A | USD/space heater | us | us | 40.1957
residential space heating | Reference Geothermal Heat Pump - Heating | 2027 | FIXED_OM | REPLACEMENT | N/A | USD/space heater | us | us | 40.1957
residential space heating | Reference Geothermal Heat Pump - Heating | 2027 | INSTALLATION | NEW | N/A | USD/space heater | us | us | 6163.337
residential space heating | Reference Geothermal Heat Pump - Heating | 2027 | INSTALLATION | REPLACEMENT | N/A | USD/space heater | us | us | 6163.337
residential space heating | Reference Geothermal Heat Pump - Heating | 2028 | CAPITAL | NEW | N/A | USD/space heater | us | us | 3215.6541
residential space heating | Reference Geothermal Heat Pump - Heating | 2028 | CAPITAL | REPLACEMENT | N/A | USD/space heater | us | us | 3215.6541
residential space heating | Reference Geothermal Heat Pump - Heating | 2028 | FIXED_OM | NEW | N/A | USD/space heater | us | us | 40.1957
residential space heating | Reference Geothermal Heat Pump - Heating | 2028 | FIXED_OM | REPLACEMENT | N/A | USD/space heater | us | us | 40.1957
residential space heating | Reference Geothermal Heat Pump - Heating | 2028 | INSTALLATION | NEW | N/A | USD/space heater | us | us | 6163.337
residential space heating | Reference Geothermal Heat Pump - Heating | 2028 | INSTALLATION | REPLACEMENT | N/A | USD/space heater | us | us | 6163.337
residential space heating | Reference Geothermal Heat Pump - Heating | 2029 | CAPITAL | NEW | N/A | USD/space heater | us | us | 3215.6541
residential space heating | Reference Geothermal Heat Pump - Heating | 2029 | CAPITAL | REPLACEMENT | N/A | USD/space heater | us | us | 3215.6541
residential space heating | Reference Geothermal Heat Pump - Heating | 2029 | FIXED_OM | NEW | N/A | USD/space heater | us | us | 40.1957
residential space heating | Reference Geothermal Heat Pump - Heating | 2029 | FIXED_OM | REPLACEMENT | N/A | USD/space heater | us | us | 40.1957
residential space heating | Reference Geothermal Heat Pump - Heating | 2029 | INSTALLATION | NEW | N/A | USD/space heater | us | us | 6163.337
residential space heating | Reference Geothermal Heat Pump - Heating | 2029 | INSTALLATION | REPLACEMENT | N/A | USD/space heater | us | us | 6163.337
residential space heating | Reference Geothermal Heat Pump - Heating | 2030 | CAPITAL | NEW | N/A | USD/space heater | us | us | 3215.6541
residential space heating | Reference Geothermal Heat Pump - Heating | 2030 | CAPITAL | REPLACEMENT | N/A | USD/space heater | us | us | 3215.6541
residential space heating | Reference Geothermal Heat Pump - Heating | 2030 | FIXED_OM | NEW | N/A | USD/space heater | us | us | 40.1957
residential space heating | Reference Geothermal Heat Pump - Heating | 2030 | FIXED_OM | REPLACEMENT | N/A | USD/space heater | us | us | 40.1957
residential space heating | Reference Geothermal Heat Pump - Heating | 2030 | INSTALLATION | NEW | N/A | USD/space heater | us | us | 6163.337
residential space heating | Reference Geothermal Heat Pump - Heating | 2030 | INSTALLATION | REPLACEMENT | N/A | USD/space heater | us | us | 6163.337
residential space heating | Reference Geothermal Heat Pump - Heating | 2031 | CAPITAL | NEW | N/A | USD/space heater | us | us | 3215.6541
residential space heating | Reference Geothermal Heat Pump - Heating | 2031 | CAPITAL | REPLACEMENT | N/A | USD/space heater | us | us | 3215.6541
residential space heating | Reference Geothermal Heat Pump - Heating | 2031 | FIXED_OM | NEW | N/A | USD/space heater | us | us | 40.1957
residential space heating | Reference Geothermal Heat Pump - Heating | 2031 | FIXED_OM | REPLACEMENT | N/A | USD/space heater | us | us | 40.1957
residential space heating | Reference Geothermal Heat Pump - Heating | 2031 | INSTALLATION | NEW | N/A | USD/space heater | us | us | 6163.337
residential space heating | Reference Geothermal Heat Pump - Heating | 2031 | INSTALLATION | REPLACEMENT | N/A | USD/space heater | us | us | 6163.337
residential space heating | Reference Geothermal Heat Pump - Heating | 2032 | CAPITAL | NEW | N/A | USD/space heater | us | us | 3215.6541
residential space heating | Reference Geothermal Heat Pump - Heating | 2032 | CAPITAL | REPLACEMENT | N/A | USD/space heater | us | us | 3215.6541
residential space heating | Reference Geothermal Heat Pump - Heating | 2032 | FIXED_OM | NEW | N/A | USD/space heater | us | us | 40.1957
residential space heating | Reference Geothermal Heat Pump - Heating | 2032 | FIXED_OM | REPLACEMENT | N/A | USD/space heater | us | us | 40.1957
residential space heating | Reference Geothermal Heat Pump - Heating | 2032 | INSTALLATION | NEW | N/A | USD/space heater | us | us | 6163.337
residential space heating | Reference Geothermal Heat Pump - Heating | 2032 | INSTALLATION | REPLACEMENT | N/A | USD/space heater | us | us | 6163.337
residential space heating | Reference Geothermal Heat Pump - Heating | 2033 | CAPITAL | NEW | N/A | USD/space heater | us | us | 3215.6541
residential space heating | Reference Geothermal Heat Pump - Heating | 2033 | CAPITAL | REPLACEMENT | N/A | USD/space heater | us | us | 3215.6541
residential space heating | Reference Geothermal Heat Pump - Heating | 2033 | FIXED_OM | NEW | N/A | USD/space heater | us | us | 40.1957
residential space heating | Reference Geothermal Heat Pump - Heating | 2033 | FIXED_OM | REPLACEMENT | N/A | USD/space heater | us | us | 40.1957
residential space heating | Reference Geothermal Heat Pump - Heating | 2033 | INSTALLATION | NEW | N/A | USD/space heater | us | us | 6163.337
residential space heating | Reference Geothermal Heat Pump - Heating | 2033 | INSTALLATION | REPLACEMENT | N/A | USD/space heater | us | us | 6163.337
residential space heating | Reference Geothermal Heat Pump - Heating | 2034 | CAPITAL | NEW | N/A | USD/space heater | us | us | 3215.6541
residential space heating | Reference Geothermal Heat Pump - Heating | 2034 | CAPITAL | REPLACEMENT | N/A | USD/space heater | us | us | 3215.6541
residential space heating | Reference Geothermal Heat Pump - Heating | 2034 | FIXED_OM | NEW | N/A | USD/space heater | us | us | 40.1957
residential space heating | Reference Geothermal Heat Pump - Heating | 2034 | FIXED_OM | REPLACEMENT | N/A | USD/space heater | us | us | 40.1957
residential space heating | Reference Geothermal Heat Pump - Heating | 2034 | INSTALLATION | NEW | N/A | USD/space heater | us | us | 6163.337
residential space heating | Reference Geothermal Heat Pump - Heating | 2034 | INSTALLATION | REPLACEMENT | N/A | USD/space heater | us | us | 6163.337
residential space heating | Reference Geothermal Heat Pump - Heating | 2035 | CAPITAL | NEW | N/A | USD/space heater | us | us | 3215.6541
residential space heating | Reference Geothermal Heat Pump - Heating | 2035 | CAPITAL | REPLACEMENT | N/A | USD/space heater | us | us | 3215.6541
residential space heating | Reference Geothermal Heat Pump - Heating | 2035 | FIXED_OM | NEW | N/A | USD/space heater | us | us | 40.1957
residential space heating | Reference Geothermal Heat Pump - Heating | 2035 | FIXED_OM | REPLACEMENT | N/A | USD/space heater | us | us | 40.1957
residential space heating | Reference Geothermal Heat Pump - Heating | 2035 | INSTALLATION | NEW | N/A | USD/space heater | us | us | 6163.337
residential space heating | Reference Geothermal Heat Pump - Heating | 2035 | INSTALLATION | REPLACEMENT | N/A | USD/space heater | us | us | 6163.337
residential space heating | Reference Geothermal Heat Pump - Heating | 2036 | CAPITAL | NEW | N/A | USD/space heater | us | us | 3215.6541
residential space heating | Reference Geothermal Heat Pump - Heating | 2036 | CAPITAL | REPLACEMENT | N/A | USD/space heater | us | us | 3215.6541
residential space heating | Reference Geothermal Heat Pump - Heating | 2036 | FIXED_OM | NEW | N/A | USD/space heater | us | us | 40.1957
residential space heating | Reference Geothermal Heat Pump - Heating | 2036 | FIXED_OM | REPLACEMENT | N/A | USD/space heater | us | us | 40.1957
residential space heating | Reference Geothermal Heat Pump - Heating | 2036 | INSTALLATION | NEW | N/A | USD/space heater | us | us | 6163.337
residential space heating | Reference Geothermal Heat Pump - Heating | 2036 | INSTALLATION | REPLACEMENT | N/A | USD/space heater | us | us | 6163.337
residential space heating | Reference Geothermal Heat Pump - Heating | 2037 | CAPITAL | NEW | N/A | USD/space heater | us | us | 3215.6541
residential space heating | Reference Geothermal Heat Pump - Heating | 2037 | CAPITAL | REPLACEMENT | N/A | USD/space heater | us | us | 3215.6541
residential space heating | Reference Geothermal Heat Pump - Heating | 2037 | FIXED_OM | NEW | N/A | USD/space heater | us | us | 40.1957
residential space heating | Reference Geothermal Heat Pump - Heating | 2037 | FIXED_OM | REPLACEMENT | N/A | USD/space heater | us | us | 40.1957
residential space heating | Reference Geothermal Heat Pump - Heating | 2037 | INSTALLATION | NEW | N/A | USD/space heater | us | us | 6163.337
residential space heating | Reference Geothermal Heat Pump - Heating | 2037 | INSTALLATION | REPLACEMENT | N/A | USD/space heater | us | us | 6163.337
residential space heating | Reference Geothermal Heat Pump - Heating | 2038 | CAPITAL | NEW | N/A | USD/space heater | us | us | 3215.6541
residential space heating | Reference Geothermal Heat Pump - Heating | 2038 | CAPITAL | REPLACEMENT | N/A | USD/space heater | us | us | 3215.6541
residential space heating | Reference Geothermal Heat Pump - Heating | 2038 | FIXED_OM | NEW | N/A | USD/space heater | us | us | 40.1957
residential space heating | Reference Geothermal Heat Pump - Heating | 2038 | FIXED_OM | REPLACEMENT | N/A | USD/space heater | us | us | 40.1957
residential space heating | Reference Geothermal Heat Pump - Heating | 2038 | INSTALLATION | NEW | N/A | USD/space heater | us | us | 6163.337
residential space heating | Reference Geothermal Heat Pump - Heating | 2038 | INSTALLATION | REPLACEMENT | N/A | USD/space heater | us | us | 6163.337
residential space heating | Reference Geothermal Heat Pump - Heating | 2039 | CAPITAL | NEW | N/A | USD/space heater | us | us | 3215.6541
residential space heating | Reference Geothermal Heat Pump - Heating | 2039 | CAPITAL | REPLACEMENT | N/A | USD/space heater | us | us | 3215.6541
residential space heating | Reference Geothermal Heat Pump - Heating | 2039 | FIXED_OM | NEW | N/A | USD/space heater | us | us | 40.1957
residential space heating | Reference Geothermal Heat Pump - Heating | 2039 | FIXED_OM | REPLACEMENT | N/A | USD/space heater | us | us | 40.1957
residential space heating | Reference Geothermal Heat Pump - Heating | 2039 | INSTALLATION | NEW | N/A | USD/space heater | us | us | 6163.337
residential space heating | Reference Geothermal Heat Pump - Heating | 2039 | INSTALLATION | REPLACEMENT | N/A | USD/space heater | us | us | 6163.337
residential space heating | Reference Geothermal Heat Pump - Heating | 2040 | CAPITAL | NEW | N/A | USD/space heater | us | us | 3215.6541
residential space heating | Reference Geothermal Heat Pump - Heating | 2040 | CAPITAL | REPLACEMENT | N/A | USD/space heater | us | us | 3215.6541
residential space heating | Reference Geothermal Heat Pump - Heating | 2040 | FIXED_OM | NEW | N/A | USD/space heater | us | us | 40.1957
residential space heating | Reference Geothermal Heat Pump - Heating | 2040 | FIXED_OM | REPLACEMENT | N/A | USD/space heater | us | us | 40.1957
residential space heating | Reference Geothermal Heat Pump - Heating | 2040 | INSTALLATION | NEW | N/A | USD/space heater | us | us | 6163.337
residential space heating | Reference Geothermal Heat Pump - Heating | 2040 | INSTALLATION | REPLACEMENT | N/A | USD/space heater | us | us | 6163.337
residential space heating | Reference Geothermal Heat Pump - Heating | 2041 | CAPITAL | NEW | N/A | USD/space heater | us | us | 3215.6541
residential space heating | Reference Geothermal Heat Pump - Heating | 2041 | CAPITAL | REPLACEMENT | N/A | USD/space heater | us | us | 3215.6541
residential space heating | Reference Geothermal Heat Pump - Heating | 2041 | FIXED_OM | NEW | N/A | USD/space heater | us | us | 40.1957
residential space heating | Reference Geothermal Heat Pump - Heating | 2041 | FIXED_OM | REPLACEMENT | N/A | USD/space heater | us | us | 40.1957
residential space heating | Reference Geothermal Heat Pump - Heating | 2041 | INSTALLATION | NEW | N/A | USD/space heater | us | us | 6163.337
residential space heating | Reference Geothermal Heat Pump - Heating | 2041 | INSTALLATION | REPLACEMENT | N/A | USD/space heater | us | us | 6163.337
residential space heating | Reference Geothermal Heat Pump - Heating | 2042 | CAPITAL | NEW | N/A | USD/space heater | us | us | 3215.6541
residential space heating | Reference Geothermal Heat Pump - Heating | 2042 | CAPITAL | REPLACEMENT | N/A | USD/space heater | us | us | 3215.6541
residential space heating | Reference Geothermal Heat Pump - Heating | 2042 | FIXED_OM | NEW | N/A | USD/space heater | us | us | 40.1957
residential space heating | Reference Geothermal Heat Pump - Heating | 2042 | FIXED_OM | REPLACEMENT | N/A | USD/space heater | us | us | 40.1957
residential space heating | Reference Geothermal Heat Pump - Heating | 2042 | INSTALLATION | NEW | N/A | USD/space heater | us | us | 6163.337
residential space heating | Reference Geothermal Heat Pump - Heating | 2042 | INSTALLATION | REPLACEMENT | N/A | USD/space heater | us | us | 6163.337
residential space heating | Reference Geothermal Heat Pump - Heating | 2043 | CAPITAL | NEW | N/A | USD/space heater | us | us | 3215.6541
residential space heating | Reference Geothermal Heat Pump - Heating | 2043 | CAPITAL | REPLACEMENT | N/A | USD/space heater | us | us | 3215.6541
residential space heating | Reference Geothermal Heat Pump - Heating | 2043 | FIXED_OM | NEW | N/A | USD/space heater | us | us | 40.1957
residential space heating | Reference Geothermal Heat Pump - Heating | 2043 | FIXED_OM | REPLACEMENT | N/A | USD/space heater | us | us | 40.1957
residential space heating | Reference Geothermal Heat Pump - Heating | 2043 | INSTALLATION | NEW | N/A | USD/space heater | us | us | 6163.337
residential space heating | Reference Geothermal Heat Pump - Heating | 2043 | INSTALLATION | REPLACEMENT | N/A | USD/space heater | us | us | 6163.337
residential space heating | Reference Geothermal Heat Pump - Heating | 2044 | CAPITAL | NEW | N/A | USD/space heater | us | us | 3215.6541
residential space heating | Reference Geothermal Heat Pump - Heating | 2044 | CAPITAL | REPLACEMENT | N/A | USD/space heater | us | us | 3215.6541
residential space heating | Reference Geothermal Heat Pump - Heating | 2044 | FIXED_OM | NEW | N/A | USD/space heater | us | us | 40.1957
residential space heating | Reference Geothermal Heat Pump - Heating | 2044 | FIXED_OM | REPLACEMENT | N/A | USD/space heater | us | us | 40.1957
residential space heating | Reference Geothermal Heat Pump - Heating | 2044 | INSTALLATION | NEW | N/A | USD/space heater | us | us | 6163.337
residential space heating | Reference Geothermal Heat Pump - Heating | 2044 | INSTALLATION | REPLACEMENT | N/A | USD/space heater | us | us | 6163.337
residential space heating | Reference Geothermal Heat Pump - Heating | 2045 | CAPITAL | NEW | N/A | USD/space heater | us | us | 3215.6541
residential space heating | Reference Geothermal Heat Pump - Heating | 2045 | CAPITAL | REPLACEMENT | N/A | USD/space heater | us | us | 3215.6541
residential space heating | Reference Geothermal Heat Pump - Heating | 2045 | FIXED_OM | NEW | N/A | USD/space heater | us | us | 40.1957
residential space heating | Reference Geothermal Heat Pump - Heating | 2045 | FIXED_OM | REPLACEMENT | N/A | USD/space heater | us | us | 40.1957
residential space heating | Reference Geothermal Heat Pump - Heating | 2045 | INSTALLATION | NEW | N/A | USD/space heater | us | us | 6163.337
residential space heating | Reference Geothermal Heat Pump - Heating | 2045 | INSTALLATION | REPLACEMENT | N/A | USD/space heater | us | us | 6163.337
residential space heating | Reference Geothermal Heat Pump - Heating | 2046 | CAPITAL | NEW | N/A | USD/space heater | us | us | 3215.6541
residential space heating | Reference Geothermal Heat Pump - Heating | 2046 | CAPITAL | REPLACEMENT | N/A | USD/space heater | us | us | 3215.6541
residential space heating | Reference Geothermal Heat Pump - Heating | 2046 | FIXED_OM | NEW | N/A | USD/space heater | us | us | 40.1957
residential space heating | Reference Geothermal Heat Pump - Heating | 2046 | FIXED_OM | REPLACEMENT | N/A | USD/space heater | us | us | 40.1957
residential space heating | Reference Geothermal Heat Pump - Heating | 2046 | INSTALLATION | NEW | N/A | USD/space heater | us | us | 6163.337
residential space heating | Reference Geothermal Heat Pump - Heating | 2046 | INSTALLATION | REPLACEMENT | N/A | USD/space heater | us | us | 6163.337
residential space heating | Reference Geothermal Heat Pump - Heating | 2047 | CAPITAL | NEW | N/A | USD/space heater | us | us | 3215.6541
residential space heating | Reference Geothermal Heat Pump - Heating | 2047 | CAPITAL | REPLACEMENT | N/A | USD/space heater | us | us | 3215.6541
residential space heating | Reference Geothermal Heat Pump - Heating | 2047 | FIXED_OM | NEW | N/A | USD/space heater | us | us | 40.1957
residential space heating | Reference Geothermal Heat Pump - Heating | 2047 | FIXED_OM | REPLACEMENT | N/A | USD/space heater | us | us | 40.1957
residential space heating | Reference Geothermal Heat Pump - Heating | 2047 | INSTALLATION | NEW | N/A | USD/space heater | us | us | 6163.337
residential space heating | Reference Geothermal Heat Pump - Heating | 2047 | INSTALLATION | REPLACEMENT | N/A | USD/space heater | us | us | 6163.337
residential space heating | Reference Geothermal Heat Pump - Heating | 2048 | CAPITAL | NEW | N/A | USD/space heater | us | us | 3215.6541
residential space heating | Reference Geothermal Heat Pump - Heating | 2048 | CAPITAL | REPLACEMENT | N/A | USD/space heater | us | us | 3215.6541
residential space heating | Reference Geothermal Heat Pump - Heating | 2048 | FIXED_OM | NEW | N/A | USD/space heater | us | us | 40.1957
residential space heating | Reference Geothermal Heat Pump - Heating | 2048 | FIXED_OM | REPLACEMENT | N/A | USD/space heater | us | us | 40.1957
residential space heating | Reference Geothermal Heat Pump - Heating | 2048 | INSTALLATION | NEW | N/A | USD/space heater | us | us | 6163.337
residential space heating | Reference Geothermal Heat Pump - Heating | 2048 | INSTALLATION | REPLACEMENT | N/A | USD/space heater | us | us | 6163.337
residential space heating | Reference Geothermal Heat Pump - Heating | 2049 | CAPITAL | NEW | N/A | USD/space heater | us | us | 3215.6541
residential space heating | Reference Geothermal Heat Pump - Heating | 2049 | CAPITAL | REPLACEMENT | N/A | USD/space heater | us | us | 3215.6541
residential space heating | Reference Geothermal Heat Pump - Heating | 2049 | FIXED_OM | NEW | N/A | USD/space heater | us | us | 40.1957
residential space heating | Reference Geothermal Heat Pump - Heating | 2049 | FIXED_OM | REPLACEMENT | N/A | USD/space heater | us | us | 40.1957
residential space heating | Reference Geothermal Heat Pump - Heating | 2049 | INSTALLATION | NEW | N/A | USD/space heater | us | us | 6163.337
residential space heating | Reference Geothermal Heat Pump - Heating | 2049 | INSTALLATION | REPLACEMENT | N/A | USD/space heater | us | us | 6163.337
residential space heating | Reference Geothermal Heat Pump - Heating | 2050 | CAPITAL | NEW | N/A | USD/space heater | us | us | 3215.6541
residential space heating | Reference Geothermal Heat Pump - Heating | 2050 | CAPITAL | REPLACEMENT | N/A | USD/space heater | us | us | 3215.6541
residential space heating | Reference Geothermal Heat Pump - Heating | 2050 | FIXED_OM | NEW | N/A | USD/space heater | us | us | 40.1957
residential space heating | Reference Geothermal Heat Pump - Heating | 2050 | FIXED_OM | REPLACEMENT | N/A | USD/space heater | us | us | 40.1957
residential space heating | Reference Geothermal Heat Pump - Heating | 2050 | INSTALLATION | NEW | N/A | USD/space heater | us | us | 6163.337
residential space heating | Reference Geothermal Heat Pump - Heating | 2050 | INSTALLATION | REPLACEMENT | N/A | USD/space heater | us | us | 6163.337
residential space heating | Reference Kerosene Furnace | 2020 | CAPITAL | NEW | N/A | USD/space heater | us | us | 2518.929
residential space heating | Reference Kerosene Furnace | 2020 | CAPITAL | REPLACEMENT | N/A | USD/space heater | us | us | 2518.929
residential space heating | Reference Kerosene Furnace | 2020 | INSTALLATION | NEW | N/A | USD/space heater | us | us | 1018.2905
residential space heating | Reference Kerosene Furnace | 2020 | INSTALLATION | REPLACEMENT | N/A | USD/space heater | us | us | 1018.2905
residential space heating | Reference Kerosene Furnace | 2021 | CAPITAL | NEW | N/A | USD/space heater | us | us | 2518.929
residential space heating | Reference Kerosene Furnace | 2021 | CAPITAL | REPLACEMENT | N/A | USD/space heater | us | us | 2518.929
residential space heating | Reference Kerosene Furnace | 2021 | INSTALLATION | NEW | N/A | USD/space heater | us | us | 1018.2905
residential space heating | Reference Kerosene Furnace | 2021 | INSTALLATION | REPLACEMENT | N/A | USD/space heater | us | us | 1018.2905
residential space heating | Reference Kerosene Furnace | 2022 | CAPITAL | NEW | N/A | USD/space heater | us | us | 2518.929
residential space heating | Reference Kerosene Furnace | 2022 | CAPITAL | REPLACEMENT | N/A | USD/space heater | us | us | 2518.929
residential space heating | Reference Kerosene Furnace | 2022 | INSTALLATION | NEW | N/A | USD/space heater | us | us | 1018.2905
residential space heating | Reference Kerosene Furnace | 2022 | INSTALLATION | REPLACEMENT | N/A | USD/space heater | us | us | 1018.2905
residential space heating | Reference Kerosene Furnace | 2023 | CAPITAL | NEW | N/A | USD/space heater | us | us | 2518.929
residential space heating | Reference Kerosene Furnace | 2023 | CAPITAL | REPLACEMENT | N/A | USD/space heater | us | us | 2518.929
residential space heating | Reference Kerosene Furnace | 2023 | INSTALLATION | NEW | N/A | USD/space heater | us | us | 1018.2905
residential space heating | Reference Kerosene Furnace | 2023 | INSTALLATION | REPLACEMENT | N/A | USD/space heater | us | us | 1018.2905
residential space heating | Reference Kerosene Furnace | 2024 | CAPITAL | NEW | N/A | USD/space heater | us | us | 2518.929
residential space heating | Reference Kerosene Furnace | 2024 | CAPITAL | REPLACEMENT | N/A | USD/space heater | us | us | 2518.929
residential space heating | Reference Kerosene Furnace | 2024 | INSTALLATION | NEW | N/A | USD/space heater | us | us | 1018.2905
residential space heating | Reference Kerosene Furnace | 2024 | INSTALLATION | REPLACEMENT | N/A | USD/space heater | us | us | 1018.2905
residential space heating | Reference Kerosene Furnace | 2025 | CAPITAL | NEW | N/A | USD/space heater | us | us | 2518.929
residential space heating | Reference Kerosene Furnace | 2025 | CAPITAL | REPLACEMENT | N/A | USD/space heater | us | us | 2518.929
residential space heating | Reference Kerosene Furnace | 2025 | INSTALLATION | NEW | N/A | USD/space heater | us | us | 1018.2905
residential space heating | Reference Kerosene Furnace | 2025 | INSTALLATION | REPLACEMENT | N/A | USD/space heater | us | us | 1018.2905
residential space heating | Reference Kerosene Furnace | 2026 | CAPITAL | NEW | N/A | USD/space heater | us | us | 2518.929
residential space heating | Reference Kerosene Furnace | 2026 | CAPITAL | REPLACEMENT | N/A | USD/space heater | us | us | 2518.929
residential space heating | Reference Kerosene Furnace | 2026 | INSTALLATION | NEW | N/A | USD/space heater | us | us | 1018.2905
residential space heating | Reference Kerosene Furnace | 2026 | INSTALLATION | REPLACEMENT | N/A | USD/space heater | us | us | 1018.2905
residential space heating | Reference Kerosene Furnace | 2027 | CAPITAL | NEW | N/A | USD/space heater | us | us | 2518.929
residential space heating | Reference Kerosene Furnace | 2027 | CAPITAL | REPLACEMENT | N/A | USD/space heater | us | us | 2518.929
residential space heating | Reference Kerosene Furnace | 2027 | INSTALLATION | NEW | N/A | USD/space heater | us | us | 1018.2905
residential space heating | Reference Kerosene Furnace | 2027 | INSTALLATION | REPLACEMENT | N/A | USD/space heater | us | us | 1018.2905
residential space heating | Reference Kerosene Furnace | 2028 | CAPITAL | NEW | N/A | USD/space heater | us | us | 2518.929
residential space heating | Reference Kerosene Furnace | 2028 | CAPITAL | REPLACEMENT | N/A | USD/space heater | us | us | 2518.929
residential space heating | Reference Kerosene Furnace | 2028 | INSTALLATION | NEW | N/A | USD/space heater | us | us | 1018.2905
residential space heating | Reference Kerosene Furnace | 2028 | INSTALLATION | REPLACEMENT | N/A | USD/space heater | us | us | 1018.2905
residential space heating | Reference Kerosene Furnace | 2029 | CAPITAL | NEW | N/A | USD/space heater | us | us | 2518.929
residential space heating | Reference Kerosene Furnace | 2029 | CAPITAL | REPLACEMENT | N/A | USD/space heater | us | us | 2518.929
residential space heating | Reference Kerosene Furnace | 2029 | INSTALLATION | NEW | N/A | USD/space heater | us | us | 1018.2905
residential space heating | Reference Kerosene Furnace | 2029 | INSTALLATION | REPLACEMENT | N/A | USD/space heater | us | us | 1018.2905
residential space heating | Reference Kerosene Furnace | 2030 | CAPITAL | NEW | N/A | USD/space heater | us | us | 2518.929
residential space heating | Reference Kerosene Furnace | 2030 | CAPITAL | REPLACEMENT | N/A | USD/space heater | us | us | 2518.929
residential space heating | Reference Kerosene Furnace | 2030 | INSTALLATION | NEW | N/A | USD/space heater | us | us | 1018.2905
residential space heating | Reference Kerosene Furnace | 2030 | INSTALLATION | REPLACEMENT | N/A | USD/space heater | us | us | 1018.2905
residential space heating | Reference Kerosene Furnace | 2031 | CAPITAL | NEW | N/A | USD/space heater | us | us | 2518.929
residential space heating | Reference Kerosene Furnace | 2031 | CAPITAL | REPLACEMENT | N/A | USD/space heater | us | us | 2518.929
residential space heating | Reference Kerosene Furnace | 2031 | INSTALLATION | NEW | N/A | USD/space heater | us | us | 1018.2905
residential space heating | Reference Kerosene Furnace | 2031 | INSTALLATION | REPLACEMENT | N/A | USD/space heater | us | us | 1018.2905
residential space heating | Reference Kerosene Furnace | 2032 | CAPITAL | NEW | N/A | USD/space heater | us | us | 2518.929
residential space heating | Reference Kerosene Furnace | 2032 | CAPITAL | REPLACEMENT | N/A | USD/space heater | us | us | 2518.929
residential space heating | Reference Kerosene Furnace | 2032 | INSTALLATION | NEW | N/A | USD/space heater | us | us | 1018.2905
residential space heating | Reference Kerosene Furnace | 2032 | INSTALLATION | REPLACEMENT | N/A | USD/space heater | us | us | 1018.2905
residential space heating | Reference Kerosene Furnace | 2033 | CAPITAL | NEW | N/A | USD/space heater | us | us | 2518.929
residential space heating | Reference Kerosene Furnace | 2033 | CAPITAL | REPLACEMENT | N/A | USD/space heater | us | us | 2518.929
residential space heating | Reference Kerosene Furnace | 2033 | INSTALLATION | NEW | N/A | USD/space heater | us | us | 1018.2905
residential space heating | Reference Kerosene Furnace | 2033 | INSTALLATION | REPLACEMENT | N/A | USD/space heater | us | us | 1018.2905
residential space heating | Reference Kerosene Furnace | 2034 | CAPITAL | NEW | N/A | USD/space heater | us | us | 2518.929
residential space heating | Reference Kerosene Furnace | 2034 | CAPITAL | REPLACEMENT | N/A | USD/space heater | us | us | 2518.929
residential space heating | Reference Kerosene Furnace | 2034 | INSTALLATION | NEW | N/A | USD/space heater | us | us | 1018.2905
residential space heating | Reference Kerosene Furnace | 2034 | INSTALLATION | REPLACEMENT | N/A | USD/space heater | us | us | 1018.2905
residential space heating | Reference Kerosene Furnace | 2035 | CAPITAL | NEW | N/A | USD/space heater | us | us | 2518.929
residential space heating | Reference Kerosene Furnace | 2035 | CAPITAL | REPLACEMENT | N/A | USD/space heater | us | us | 2518.929
residential space heating | Reference Kerosene Furnace | 2035 | INSTALLATION | NEW | N/A | USD/space heater | us | us | 1018.2905
residential space heating | Reference Kerosene Furnace | 2035 | INSTALLATION | REPLACEMENT | N/A | USD/space heater | us | us | 1018.2905
residential space heating | Reference Kerosene Furnace | 2036 | CAPITAL | NEW | N/A | USD/space heater | us | us | 2518.929
residential space heating | Reference Kerosene Furnace | 2036 | CAPITAL | REPLACEMENT | N/A | USD/space heater | us | us | 2518.929
residential space heating | Reference Kerosene Furnace | 2036 | INSTALLATION | NEW | N/A | USD/space heater | us | us | 1018.2905
residential space heating | Reference Kerosene Furnace | 2036 | INSTALLATION | REPLACEMENT | N/A | USD/space heater | us | us | 1018.2905
residential space heating | Reference Kerosene Furnace | 2037 | CAPITAL | NEW | N/A | USD/space heater | us | us | 2518.929
residential space heating | Reference Kerosene Furnace | 2037 | CAPITAL | REPLACEMENT | N/A | USD/space heater | us | us | 2518.929
residential space heating | Reference Kerosene Furnace | 2037 | INSTALLATION | NEW | N/A | USD/space heater | us | us | 1018.2905
residential space heating | Reference Kerosene Furnace | 2037 | INSTALLATION | REPLACEMENT | N/A | USD/space heater | us | us | 1018.2905
residential space heating | Reference Kerosene Furnace | 2038 | CAPITAL | NEW | N/A | USD/space heater | us | us | 2518.929
residential space heating | Reference Kerosene Furnace | 2038 | CAPITAL | REPLACEMENT | N/A | USD/space heater | us | us | 2518.929
residential space heating | Reference Kerosene Furnace | 2038 | INSTALLATION | NEW | N/A | USD/space heater | us | us | 1018.2905
residential space heating | Reference Kerosene Furnace | 2038 | INSTALLATION | REPLACEMENT | N/A | USD/space heater | us | us | 1018.2905
residential space heating | Reference Kerosene Furnace | 2039 | CAPITAL | NEW | N/A | USD/space heater | us | us | 2518.929
residential space heating | Reference Kerosene Furnace | 2039 | CAPITAL | REPLACEMENT | N/A | USD/space heater | us | us | 2518.929
residential space heating | Reference Kerosene Furnace | 2039 | INSTALLATION | NEW | N/A | USD/space heater | us | us | 1018.2905
residential space heating | Reference Kerosene Furnace | 2039 | INSTALLATION | REPLACEMENT | N/A | USD/space heater | us | us | 1018.2905
residential space heating | Reference Kerosene Furnace | 2040 | CAPITAL | NEW | N/A | USD/space heater | us | us | 2518.929
residential space heating | Reference Kerosene Furnace | 2040 | CAPITAL | REPLACEMENT | N/A | USD/space heater | us | us | 2518.929
residential space heating | Reference Kerosene Furnace | 2040 | INSTALLATION | NEW | N/A | USD/space heater | us | us | 1018.2905
residential space heating | Reference Kerosene Furnace | 2040 | INSTALLATION | REPLACEMENT | N/A | USD/space heater | us | us | 1018.2905
residential space heating | Reference Kerosene Furnace | 2041 | CAPITAL | NEW | N/A | USD/space heater | us | us | 2518.929
residential space heating | Reference Kerosene Furnace | 2041 | CAPITAL | REPLACEMENT | N/A | USD/space heater | us | us | 2518.929
residential space heating | Reference Kerosene Furnace | 2041 | INSTALLATION | NEW | N/A | USD/space heater | us | us | 1018.2905
residential space heating | Reference Kerosene Furnace | 2041 | INSTALLATION | REPLACEMENT | N/A | USD/space heater | us | us | 1018.2905
residential space heating | Reference Kerosene Furnace | 2042 | CAPITAL | NEW | N/A | USD/space heater | us | us | 2518.929
residential space heating | Reference Kerosene Furnace | 2042 | CAPITAL | REPLACEMENT | N/A | USD/space heater | us | us | 2518.929
residential space heating | Reference Kerosene Furnace | 2042 | INSTALLATION | NEW | N/A | USD/space heater | us | us | 1018.2905
residential space heating | Reference Kerosene Furnace | 2042 | INSTALLATION | REPLACEMENT | N/A | USD/space heater | us | us | 1018.2905
residential space heating | Reference Kerosene Furnace | 2043 | CAPITAL | NEW | N/A | USD/space heater | us | us | 2518.929
residential space heating | Reference Kerosene Furnace | 2043 | CAPITAL | REPLACEMENT | N/A | USD/space heater | us | us | 2518.929
residential space heating | Reference Kerosene Furnace | 2043 | INSTALLATION | NEW | N/A | USD/space heater | us | us | 1018.2905
residential space heating | Reference Kerosene Furnace | 2043 | INSTALLATION | REPLACEMENT | N/A | USD/space heater | us | us | 1018.2905
residential space heating | Reference Kerosene Furnace | 2044 | CAPITAL | NEW | N/A | USD/space heater | us | us | 2518.929
residential space heating | Reference Kerosene Furnace | 2044 | CAPITAL | REPLACEMENT | N/A | USD/space heater | us | us | 2518.929
residential space heating | Reference Kerosene Furnace | 2044 | INSTALLATION | NEW | N/A | USD/space heater | us | us | 1018.2905
residential space heating | Reference Kerosene Furnace | 2044 | INSTALLATION | REPLACEMENT | N/A | USD/space heater | us | us | 1018.2905
residential space heating | Reference Kerosene Furnace | 2045 | CAPITAL | NEW | N/A | USD/space heater | us | us | 2518.929
residential space heating | Reference Kerosene Furnace | 2045 | CAPITAL | REPLACEMENT | N/A | USD/space heater | us | us | 2518.929
residential space heating | Reference Kerosene Furnace | 2045 | INSTALLATION | NEW | N/A | USD/space heater | us | us | 1018.2905
residential space heating | Reference Kerosene Furnace | 2045 | INSTALLATION | REPLACEMENT | N/A | USD/space heater | us | us | 1018.2905
residential space heating | Reference Kerosene Furnace | 2046 | CAPITAL | NEW | N/A | USD/space heater | us | us | 2518.929
residential space heating | Reference Kerosene Furnace | 2046 | CAPITAL | REPLACEMENT | N/A | USD/space heater | us | us | 2518.929
residential space heating | Reference Kerosene Furnace | 2046 | INSTALLATION | NEW | N/A | USD/space heater | us | us | 1018.2905
residential space heating | Reference Kerosene Furnace | 2046 | INSTALLATION | REPLACEMENT | N/A | USD/space heater | us | us | 1018.2905
residential space heating | Reference Kerosene Furnace | 2047 | CAPITAL | NEW | N/A | USD/space heater | us | us | 2518.929
residential space heating | Reference Kerosene Furnace | 2047 | CAPITAL | REPLACEMENT | N/A | USD/space heater | us | us | 2518.929
residential space heating | Reference Kerosene Furnace | 2047 | INSTALLATION | NEW | N/A | USD/space heater | us | us | 1018.2905
residential space heating | Reference Kerosene Furnace | 2047 | INSTALLATION | REPLACEMENT | N/A | USD/space heater | us | us | 1018.2905
residential space heating | Reference Kerosene Furnace | 2048 | CAPITAL | NEW | N/A | USD/space heater | us | us | 2518.929
residential space heating | Reference Kerosene Furnace | 2048 | CAPITAL | REPLACEMENT | N/A | USD/space heater | us | us | 2518.929
residential space heating | Reference Kerosene Furnace | 2048 | INSTALLATION | NEW | N/A | USD/space heater | us | us | 1018.2905
residential space heating | Reference Kerosene Furnace | 2048 | INSTALLATION | REPLACEMENT | N/A | USD/space heater | us | us | 1018.2905
residential space heating | Reference Kerosene Furnace | 2049 | CAPITAL | NEW | N/A | USD/space heater | us | us | 2518.929
residential space heating | Reference Kerosene Furnace | 2049 | CAPITAL | REPLACEMENT | N/A | USD/space heater | us | us | 2518.929
residential space heating | Reference Kerosene Furnace | 2049 | INSTALLATION | NEW | N/A | USD/space heater | us | us | 1018.2905
residential space heating | Reference Kerosene Furnace | 2049 | INSTALLATION | REPLACEMENT | N/A | USD/space heater | us | us | 1018.2905
residential space heating | Reference Kerosene Furnace | 2050 | CAPITAL | NEW | N/A | USD/space heater | us | us | 2518.929
residential space heating | Reference Kerosene Furnace | 2050 | CAPITAL | REPLACEMENT | N/A | USD/space heater | us | us | 2518.929
residential space heating | Reference Kerosene Furnace | 2050 | INSTALLATION | NEW | N/A | USD/space heater | us | us | 1018.2905
residential space heating | Reference Kerosene Furnace | 2050 | INSTALLATION | REPLACEMENT | N/A | USD/space heater | us | us | 1018.2905
residential space heating | Reference LPG Furnace | 2020 | CAPITAL | NEW | N/A | USD/space heater | us | us | 991.4933
residential space heating | Reference LPG Furnace | 2020 | CAPITAL | REPLACEMENT | N/A | USD/space heater | us | us | 991.4933
residential space heating | Reference LPG Furnace | 2020 | INSTALLATION | NEW | N/A | USD/space heater | us | us | 1045.0876
residential space heating | Reference LPG Furnace | 2020 | INSTALLATION | REPLACEMENT | N/A | USD/space heater | us | us | 1045.0876
residential space heating | Reference LPG Furnace | 2021 | CAPITAL | NEW | N/A | USD/space heater | us | us | 991.4933
residential space heating | Reference LPG Furnace | 2021 | CAPITAL | REPLACEMENT | N/A | USD/space heater | us | us | 991.4933
residential space heating | Reference LPG Furnace | 2021 | INSTALLATION | NEW | N/A | USD/space heater | us | us | 1045.0876
residential space heating | Reference LPG Furnace | 2021 | INSTALLATION | REPLACEMENT | N/A | USD/space heater | us | us | 1045.0876
residential space heating | Reference LPG Furnace | 2022 | CAPITAL | NEW | N/A | USD/space heater | us | us | 991.4933
residential space heating | Reference LPG Furnace | 2022 | CAPITAL | REPLACEMENT | N/A | USD/space heater | us | us | 991.4933
residential space heating | Reference LPG Furnace | 2022 | INSTALLATION | NEW | N/A | USD/space heater | us | us | 1045.0876
residential space heating | Reference LPG Furnace | 2022 | INSTALLATION | REPLACEMENT | N/A | USD/space heater | us | us | 1045.0876
residential space heating | Reference LPG Furnace | 2023 | CAPITAL | NEW | N/A | USD/space heater | us | us | 991.4933
residential space heating | Reference LPG Furnace | 2023 | CAPITAL | REPLACEMENT | N/A | USD/space heater | us | us | 991.4933
residential space heating | Reference LPG Furnace | 2023 | INSTALLATION | NEW | N/A | USD/space heater | us | us | 1045.0876
residential space heating | Reference LPG Furnace | 2023 | INSTALLATION | REPLACEMENT | N/A | USD/space heater | us | us | 1045.0876
residential space heating | Reference LPG Furnace | 2024 | CAPITAL | NEW | N/A | USD/space heater | us | us | 991.4933
residential space heating | Reference LPG Furnace | 2024 | CAPITAL | REPLACEMENT | N/A | USD/space heater | us | us | 991.4933
residential space heating | Reference LPG Furnace | 2024 | INSTALLATION | NEW | N/A | USD/space heater | us | us | 1045.0876
residential space heating | Reference LPG Furnace | 2024 | INSTALLATION | REPLACEMENT | N/A | USD/space heater | us | us | 1045.0876
residential space heating | Reference LPG Furnace | 2025 | CAPITAL | NEW | N/A | USD/space heater | us | us | 991.4933
residential space heating | Reference LPG Furnace | 2025 | CAPITAL | REPLACEMENT | N/A | USD/space heater | us | us | 991.4933
residential space heating | Reference LPG Furnace | 2025 | INSTALLATION | NEW | N/A | USD/space heater | us | us | 1045.0876
residential space heating | Reference LPG Furnace | 2025 | INSTALLATION | REPLACEMENT | N/A | USD/space heater | us | us | 1045.0876
residential space heating | Reference LPG Furnace | 2026 | CAPITAL | NEW | N/A | USD/space heater | us | us | 991.4933
residential space heating | Reference LPG Furnace | 2026 | CAPITAL | REPLACEMENT | N/A | USD/space heater | us | us | 991.4933
residential space heating | Reference LPG Furnace | 2026 | INSTALLATION | NEW | N/A | USD/space heater | us | us | 1045.0876
residential space heating | Reference LPG Furnace | 2026 | INSTALLATION | REPLACEMENT | N/A | USD/space heater | us | us | 1045.0876
residential space heating | Reference LPG Furnace | 2027 | CAPITAL | NEW | N/A | USD/space heater | us | us | 991.4933
residential space heating | Reference LPG Furnace | 2027 | CAPITAL | REPLACEMENT | N/A | USD/space heater | us | us | 991.4933
residential space heating | Reference LPG Furnace | 2027 | INSTALLATION | NEW | N/A | USD/space heater | us | us | 1045.0876
residential space heating | Reference LPG Furnace | 2027 | INSTALLATION | REPLACEMENT | N/A | USD/space heater | us | us | 1045.0876
residential space heating | Reference LPG Furnace | 2028 | CAPITAL | NEW | N/A | USD/space heater | us | us | 991.4933
residential space heating | Reference LPG Furnace | 2028 | CAPITAL | REPLACEMENT | N/A | USD/space heater | us | us | 991.4933
residential space heating | Reference LPG Furnace | 2028 | INSTALLATION | NEW | N/A | USD/space heater | us | us | 1045.0876
residential space heating | Reference LPG Furnace | 2028 | INSTALLATION | REPLACEMENT | N/A | USD/space heater | us | us | 1045.0876
residential space heating | Reference LPG Furnace | 2029 | CAPITAL | NEW | N/A | USD/space heater | us | us | 991.4933
residential space heating | Reference LPG Furnace | 2029 | CAPITAL | REPLACEMENT | N/A | USD/space heater | us | us | 991.4933
residential space heating | Reference LPG Furnace | 2029 | INSTALLATION | NEW | N/A | USD/space heater | us | us | 1045.0876
residential space heating | Reference LPG Furnace | 2029 | INSTALLATION | REPLACEMENT | N/A | USD/space heater | us | us | 1045.0876
residential space heating | Reference LPG Furnace | 2030 | CAPITAL | NEW | N/A | USD/space heater | us | us | 991.4933
residential space heating | Reference LPG Furnace | 2030 | CAPITAL | REPLACEMENT | N/A | USD/space heater | us | us | 991.4933
residential space heating | Reference LPG Furnace | 2030 | INSTALLATION | NEW | N/A | USD/space heater | us | us | 1045.0876
residential space heating | Reference LPG Furnace | 2030 | INSTALLATION | REPLACEMENT | N/A | USD/space heater | us | us | 1045.0876
residential space heating | Reference LPG Furnace | 2031 | CAPITAL | NEW | N/A | USD/space heater | us | us | 991.4933
residential space heating | Reference LPG Furnace | 2031 | CAPITAL | REPLACEMENT | N/A | USD/space heater | us | us | 991.4933
residential space heating | Reference LPG Furnace | 2031 | INSTALLATION | NEW | N/A | USD/space heater | us | us | 1045.0876
residential space heating | Reference LPG Furnace | 2031 | INSTALLATION | REPLACEMENT | N/A | USD/space heater | us | us | 1045.0876
residential space heating | Reference LPG Furnace | 2032 | CAPITAL | NEW | N/A | USD/space heater | us | us | 991.4933
residential space heating | Reference LPG Furnace | 2032 | CAPITAL | REPLACEMENT | N/A | USD/space heater | us | us | 991.4933
residential space heating | Reference LPG Furnace | 2032 | INSTALLATION | NEW | N/A | USD/space heater | us | us | 1045.0876
residential space heating | Reference LPG Furnace | 2032 | INSTALLATION | REPLACEMENT | N/A | USD/space heater | us | us | 1045.0876
residential space heating | Reference LPG Furnace | 2033 | CAPITAL | NEW | N/A | USD/space heater | us | us | 991.4933
residential space heating | Reference LPG Furnace | 2033 | CAPITAL | REPLACEMENT | N/A | USD/space heater | us | us | 991.4933
residential space heating | Reference LPG Furnace | 2033 | INSTALLATION | NEW | N/A | USD/space heater | us | us | 1045.0876
residential space heating | Reference LPG Furnace | 2033 | INSTALLATION | REPLACEMENT | N/A | USD/space heater | us | us | 1045.0876
residential space heating | Reference LPG Furnace | 2034 | CAPITAL | NEW | N/A | USD/space heater | us | us | 991.4933
residential space heating | Reference LPG Furnace | 2034 | CAPITAL | REPLACEMENT | N/A | USD/space heater | us | us | 991.4933
residential space heating | Reference LPG Furnace | 2034 | INSTALLATION | NEW | N/A | USD/space heater | us | us | 1045.0876
residential space heating | Reference LPG Furnace | 2034 | INSTALLATION | REPLACEMENT | N/A | USD/space heater | us | us | 1045.0876
residential space heating | Reference LPG Furnace | 2035 | CAPITAL | NEW | N/A | USD/space heater | us | us | 991.4933
residential space heating | Reference LPG Furnace | 2035 | CAPITAL | REPLACEMENT | N/A | USD/space heater | us | us | 991.4933
residential space heating | Reference LPG Furnace | 2035 | INSTALLATION | NEW | N/A | USD/space heater | us | us | 1045.0876
residential space heating | Reference LPG Furnace | 2035 | INSTALLATION | REPLACEMENT | N/A | USD/space heater | us | us | 1045.0876
residential space heating | Reference LPG Furnace | 2036 | CAPITAL | NEW | N/A | USD/space heater | us | us | 991.4933
residential space heating | Reference LPG Furnace | 2036 | CAPITAL | REPLACEMENT | N/A | USD/space heater | us | us | 991.4933
residential space heating | Reference LPG Furnace | 2036 | INSTALLATION | NEW | N/A | USD/space heater | us | us | 1045.0876
residential space heating | Reference LPG Furnace | 2036 | INSTALLATION | REPLACEMENT | N/A | USD/space heater | us | us | 1045.0876
residential space heating | Reference LPG Furnace | 2037 | CAPITAL | NEW | N/A | USD/space heater | us | us | 991.4933
residential space heating | Reference LPG Furnace | 2037 | CAPITAL | REPLACEMENT | N/A | USD/space heater | us | us | 991.4933
residential space heating | Reference LPG Furnace | 2037 | INSTALLATION | NEW | N/A | USD/space heater | us | us | 1045.0876
residential space heating | Reference LPG Furnace | 2037 | INSTALLATION | REPLACEMENT | N/A | USD/space heater | us | us | 1045.0876
residential space heating | Reference LPG Furnace | 2038 | CAPITAL | NEW | N/A | USD/space heater | us | us | 991.4933
residential space heating | Reference LPG Furnace | 2038 | CAPITAL | REPLACEMENT | N/A | USD/space heater | us | us | 991.4933
residential space heating | Reference LPG Furnace | 2038 | INSTALLATION | NEW | N/A | USD/space heater | us | us | 1045.0876
residential space heating | Reference LPG Furnace | 2038 | INSTALLATION | REPLACEMENT | N/A | USD/space heater | us | us | 1045.0876
residential space heating | Reference LPG Furnace | 2039 | CAPITAL | NEW | N/A | USD/space heater | us | us | 991.4933
residential space heating | Reference LPG Furnace | 2039 | CAPITAL | REPLACEMENT | N/A | USD/space heater | us | us | 991.4933
residential space heating | Reference LPG Furnace | 2039 | INSTALLATION | NEW | N/A | USD/space heater | us | us | 1045.0876
residential space heating | Reference LPG Furnace | 2039 | INSTALLATION | REPLACEMENT | N/A | USD/space heater | us | us | 1045.0876
residential space heating | Reference LPG Furnace | 2040 | CAPITAL | NEW | N/A | USD/space heater | us | us | 991.4933
residential space heating | Reference LPG Furnace | 2040 | CAPITAL | REPLACEMENT | N/A | USD/space heater | us | us | 991.4933
residential space heating | Reference LPG Furnace | 2040 | INSTALLATION | NEW | N/A | USD/space heater | us | us | 1045.0876
residential space heating | Reference LPG Furnace | 2040 | INSTALLATION | REPLACEMENT | N/A | USD/space heater | us | us | 1045.0876
residential space heating | Reference LPG Furnace | 2041 | CAPITAL | NEW | N/A | USD/space heater | us | us | 991.4933
residential space heating | Reference LPG Furnace | 2041 | CAPITAL | REPLACEMENT | N/A | USD/space heater | us | us | 991.4933
residential space heating | Reference LPG Furnace | 2041 | INSTALLATION | NEW | N/A | USD/space heater | us | us | 1045.0876
residential space heating | Reference LPG Furnace | 2041 | INSTALLATION | REPLACEMENT | N/A | USD/space heater | us | us | 1045.0876
residential space heating | Reference LPG Furnace | 2042 | CAPITAL | NEW | N/A | USD/space heater | us | us | 991.4933
residential space heating | Reference LPG Furnace | 2042 | CAPITAL | REPLACEMENT | N/A | USD/space heater | us | us | 991.4933
residential space heating | Reference LPG Furnace | 2042 | INSTALLATION | NEW | N/A | USD/space heater | us | us | 1045.0876
residential space heating | Reference LPG Furnace | 2042 | INSTALLATION | REPLACEMENT | N/A | USD/space heater | us | us | 1045.0876
residential space heating | Reference LPG Furnace | 2043 | CAPITAL | NEW | N/A | USD/space heater | us | us | 991.4933
residential space heating | Reference LPG Furnace | 2043 | CAPITAL | REPLACEMENT | N/A | USD/space heater | us | us | 991.4933
residential space heating | Reference LPG Furnace | 2043 | INSTALLATION | NEW | N/A | USD/space heater | us | us | 1045.0876
residential space heating | Reference LPG Furnace | 2043 | INSTALLATION | REPLACEMENT | N/A | USD/space heater | us | us | 1045.0876
residential space heating | Reference LPG Furnace | 2044 | CAPITAL | NEW | N/A | USD/space heater | us | us | 991.4933
residential space heating | Reference LPG Furnace | 2044 | CAPITAL | REPLACEMENT | N/A | USD/space heater | us | us | 991.4933
residential space heating | Reference LPG Furnace | 2044 | INSTALLATION | NEW | N/A | USD/space heater | us | us | 1045.0876
residential space heating | Reference LPG Furnace | 2044 | INSTALLATION | REPLACEMENT | N/A | USD/space heater | us | us | 1045.0876
residential space heating | Reference LPG Furnace | 2045 | CAPITAL | NEW | N/A | USD/space heater | us | us | 991.4933
residential space heating | Reference LPG Furnace | 2045 | CAPITAL | REPLACEMENT | N/A | USD/space heater | us | us | 991.4933
residential space heating | Reference LPG Furnace | 2045 | INSTALLATION | NEW | N/A | USD/space heater | us | us | 1045.0876
residential space heating | Reference LPG Furnace | 2045 | INSTALLATION | REPLACEMENT | N/A | USD/space heater | us | us | 1045.0876
residential space heating | Reference LPG Furnace | 2046 | CAPITAL | NEW | N/A | USD/space heater | us | us | 991.4933
residential space heating | Reference LPG Furnace | 2046 | CAPITAL | REPLACEMENT | N/A | USD/space heater | us | us | 991.4933
residential space heating | Reference LPG Furnace | 2046 | INSTALLATION | NEW | N/A | USD/space heater | us | us | 1045.0876
residential space heating | Reference LPG Furnace | 2046 | INSTALLATION | REPLACEMENT | N/A | USD/space heater | us | us | 1045.0876
residential space heating | Reference LPG Furnace | 2047 | CAPITAL | NEW | N/A | USD/space heater | us | us | 991.4933
residential space heating | Reference LPG Furnace | 2047 | CAPITAL | REPLACEMENT | N/A | USD/space heater | us | us | 991.4933
residential space heating | Reference LPG Furnace | 2047 | INSTALLATION | NEW | N/A | USD/space heater | us | us | 1045.0876
residential space heating | Reference LPG Furnace | 2047 | INSTALLATION | REPLACEMENT | N/A | USD/space heater | us | us | 1045.0876
residential space heating | Reference LPG Furnace | 2048 | CAPITAL | NEW | N/A | USD/space heater | us | us | 991.4933
residential space heating | Reference LPG Furnace | 2048 | CAPITAL | REPLACEMENT | N/A | USD/space heater | us | us | 991.4933
residential space heating | Reference LPG Furnace | 2048 | INSTALLATION | NEW | N/A | USD/space heater | us | us | 1045.0876
residential space heating | Reference LPG Furnace | 2048 | INSTALLATION | REPLACEMENT | N/A | USD/space heater | us | us | 1045.0876
residential space heating | Reference LPG Furnace | 2049 | CAPITAL | NEW | N/A | USD/space heater | us | us | 991.4933
residential space heating | Reference LPG Furnace | 2049 | CAPITAL | REPLACEMENT | N/A | USD/space heater | us | us | 991.4933
residential space heating | Reference LPG Furnace | 2049 | INSTALLATION | NEW | N/A | USD/space heater | us | us | 1045.0876
residential space heating | Reference LPG Furnace | 2049 | INSTALLATION | REPLACEMENT | N/A | USD/space heater | us | us | 1045.0876
residential space heating | Reference LPG Furnace | 2050 | CAPITAL | NEW | N/A | USD/space heater | us | us | 991.4933
residential space heating | Reference LPG Furnace | 2050 | CAPITAL | REPLACEMENT | N/A | USD/space heater | us | us | 991.4933
residential space heating | Reference LPG Furnace | 2050 | INSTALLATION | NEW | N/A | USD/space heater | us | us | 1045.0876
residential space heating | Reference LPG Furnace | 2050 | INSTALLATION | REPLACEMENT | N/A | USD/space heater | us | us | 1045.0876
residential space heating | Reference Natural Gas Boiler/Radiator | 2020 | CAPITAL | NEW | N/A | USD/space heater | us | us | 3644.408
residential space heating | Reference Natural Gas Boiler/Radiator | 2020 | CAPITAL | REPLACEMENT | N/A | USD/space heater | us | us | 3644.408
residential space heating | Reference Natural Gas Boiler/Radiator | 2020 | FIXED_OM | NEW | N/A | USD/space heater | us | us | 53.5942
residential space heating | Reference Natural Gas Boiler/Radiator | 2020 | FIXED_OM | REPLACEMENT | N/A | USD/space heater | us | us | 53.5942
residential space heating | Reference Natural Gas Boiler/Radiator | 2020 | INSTALLATION | NEW | N/A | USD/space heater | us | us | 3108.4656
residential space heating | Reference Natural Gas Boiler/Radiator | 2020 | INSTALLATION | REPLACEMENT | N/A | USD/space heater | us | us | 3108.4656
residential space heating | Reference Natural Gas Boiler/Radiator | 2021 | CAPITAL | NEW | N/A | USD/space heater | us | us | 3644.408
residential space heating | Reference Natural Gas Boiler/Radiator | 2021 | CAPITAL | REPLACEMENT | N/A | USD/space heater | us | us | 3644.408
residential space heating | Reference Natural Gas Boiler/Radiator | 2021 | FIXED_OM | NEW | N/A | USD/space heater | us | us | 53.5942
residential space heating | Reference Natural Gas Boiler/Radiator | 2021 | FIXED_OM | REPLACEMENT | N/A | USD/space heater | us | us | 53.5942
residential space heating | Reference Natural Gas Boiler/Radiator | 2021 | INSTALLATION | NEW | N/A | USD/space heater | us | us | 3108.4656
residential space heating | Reference Natural Gas Boiler/Radiator | 2021 | INSTALLATION | REPLACEMENT | N/A | USD/space heater | us | us | 3108.4656
residential space heating | Reference Natural Gas Boiler/Radiator | 2022 | CAPITAL | NEW | N/A | USD/space heater | us | us | 3644.408
residential space heating | Reference Natural Gas Boiler/Radiator | 2022 | CAPITAL | REPLACEMENT | N/A | USD/space heater | us | us | 3644.408
residential space heating | Reference Natural Gas Boiler/Radiator | 2022 | FIXED_OM | NEW | N/A | USD/space heater | us | us | 53.5942
residential space heating | Reference Natural Gas Boiler/Radiator | 2022 | FIXED_OM | REPLACEMENT | N/A | USD/space heater | us | us | 53.5942
residential space heating | Reference Natural Gas Boiler/Radiator | 2022 | INSTALLATION | NEW | N/A | USD/space heater | us | us | 3108.4656
residential space heating | Reference Natural Gas Boiler/Radiator | 2022 | INSTALLATION | REPLACEMENT | N/A | USD/space heater | us | us | 3108.4656
residential space heating | Reference Natural Gas Boiler/Radiator | 2023 | CAPITAL | NEW | N/A | USD/space heater | us | us | 3644.408
residential space heating | Reference Natural Gas Boiler/Radiator | 2023 | CAPITAL | REPLACEMENT | N/A | USD/space heater | us | us | 3644.408
residential space heating | Reference Natural Gas Boiler/Radiator | 2023 | FIXED_OM | NEW | N/A | USD/space heater | us | us | 53.5942
residential space heating | Reference Natural Gas Boiler/Radiator | 2023 | FIXED_OM | REPLACEMENT | N/A | USD/space heater | us | us | 53.5942
residential space heating | Reference Natural Gas Boiler/Radiator | 2023 | INSTALLATION | NEW | N/A | USD/space heater | us | us | 3108.4656
residential space heating | Reference Natural Gas Boiler/Radiator | 2023 | INSTALLATION | REPLACEMENT | N/A | USD/space heater | us | us | 3108.4656
residential space heating | Reference Natural Gas Boiler/Radiator | 2024 | CAPITAL | NEW | N/A | USD/space heater | us | us | 3644.408
residential space heating | Reference Natural Gas Boiler/Radiator | 2024 | CAPITAL | REPLACEMENT | N/A | USD/space heater | us | us | 3644.408
residential space heating | Reference Natural Gas Boiler/Radiator | 2024 | FIXED_OM | NEW | N/A | USD/space heater | us | us | 53.5942
residential space heating | Reference Natural Gas Boiler/Radiator | 2024 | FIXED_OM | REPLACEMENT | N/A | USD/space heater | us | us | 53.5942
residential space heating | Reference Natural Gas Boiler/Radiator | 2024 | INSTALLATION | NEW | N/A | USD/space heater | us | us | 3108.4656
residential space heating | Reference Natural Gas Boiler/Radiator | 2024 | INSTALLATION | REPLACEMENT | N/A | USD/space heater | us | us | 3108.4656
residential space heating | Reference Natural Gas Boiler/Radiator | 2025 | CAPITAL | NEW | N/A | USD/space heater | us | us | 3644.408
residential space heating | Reference Natural Gas Boiler/Radiator | 2025 | CAPITAL | REPLACEMENT | N/A | USD/space heater | us | us | 3644.408
residential space heating | Reference Natural Gas Boiler/Radiator | 2025 | FIXED_OM | NEW | N/A | USD/space heater | us | us | 53.5942
residential space heating | Reference Natural Gas Boiler/Radiator | 2025 | FIXED_OM | REPLACEMENT | N/A | USD/space heater | us | us | 53.5942
residential space heating | Reference Natural Gas Boiler/Radiator | 2025 | INSTALLATION | NEW | N/A | USD/space heater | us | us | 3108.4656
residential space heating | Reference Natural Gas Boiler/Radiator | 2025 | INSTALLATION | REPLACEMENT | N/A | USD/space heater | us | us | 3108.4656
residential space heating | Reference Natural Gas Boiler/Radiator | 2026 | CAPITAL | NEW | N/A | USD/space heater | us | us | 3644.408
residential space heating | Reference Natural Gas Boiler/Radiator | 2026 | CAPITAL | REPLACEMENT | N/A | USD/space heater | us | us | 3644.408
residential space heating | Reference Natural Gas Boiler/Radiator | 2026 | FIXED_OM | NEW | N/A | USD/space heater | us | us | 53.5942
residential space heating | Reference Natural Gas Boiler/Radiator | 2026 | FIXED_OM | REPLACEMENT | N/A | USD/space heater | us | us | 53.5942
residential space heating | Reference Natural Gas Boiler/Radiator | 2026 | INSTALLATION | NEW | N/A | USD/space heater | us | us | 3108.4656
residential space heating | Reference Natural Gas Boiler/Radiator | 2026 | INSTALLATION | REPLACEMENT | N/A | USD/space heater | us | us | 3108.4656
residential space heating | Reference Natural Gas Boiler/Radiator | 2027 | CAPITAL | NEW | N/A | USD/space heater | us | us | 3644.408
residential space heating | Reference Natural Gas Boiler/Radiator | 2027 | CAPITAL | REPLACEMENT | N/A | USD/space heater | us | us | 3644.408
residential space heating | Reference Natural Gas Boiler/Radiator | 2027 | FIXED_OM | NEW | N/A | USD/space heater | us | us | 53.5942
residential space heating | Reference Natural Gas Boiler/Radiator | 2027 | FIXED_OM | REPLACEMENT | N/A | USD/space heater | us | us | 53.5942
residential space heating | Reference Natural Gas Boiler/Radiator | 2027 | INSTALLATION | NEW | N/A | USD/space heater | us | us | 3108.4656
residential space heating | Reference Natural Gas Boiler/Radiator | 2027 | INSTALLATION | REPLACEMENT | N/A | USD/space heater | us | us | 3108.4656
residential space heating | Reference Natural Gas Boiler/Radiator | 2028 | CAPITAL | NEW | N/A | USD/space heater | us | us | 3644.408
residential space heating | Reference Natural Gas Boiler/Radiator | 2028 | CAPITAL | REPLACEMENT | N/A | USD/space heater | us | us | 3644.408
residential space heating | Reference Natural Gas Boiler/Radiator | 2028 | FIXED_OM | NEW | N/A | USD/space heater | us | us | 53.5942
residential space heating | Reference Natural Gas Boiler/Radiator | 2028 | FIXED_OM | REPLACEMENT | N/A | USD/space heater | us | us | 53.5942
residential space heating | Reference Natural Gas Boiler/Radiator | 2028 | INSTALLATION | NEW | N/A | USD/space heater | us | us | 3108.4656
residential space heating | Reference Natural Gas Boiler/Radiator | 2028 | INSTALLATION | REPLACEMENT | N/A | USD/space heater | us | us | 3108.4656
residential space heating | Reference Natural Gas Boiler/Radiator | 2029 | CAPITAL | NEW | N/A | USD/space heater | us | us | 3644.408
residential space heating | Reference Natural Gas Boiler/Radiator | 2029 | CAPITAL | REPLACEMENT | N/A | USD/space heater | us | us | 3644.408
residential space heating | Reference Natural Gas Boiler/Radiator | 2029 | FIXED_OM | NEW | N/A | USD/space heater | us | us | 53.5942
residential space heating | Reference Natural Gas Boiler/Radiator | 2029 | FIXED_OM | REPLACEMENT | N/A | USD/space heater | us | us | 53.5942
residential space heating | Reference Natural Gas Boiler/Radiator | 2029 | INSTALLATION | NEW | N/A | USD/space heater | us | us | 3108.4656
residential space heating | Reference Natural Gas Boiler/Radiator | 2029 | INSTALLATION | REPLACEMENT | N/A | USD/space heater | us | us | 3108.4656
residential space heating | Reference Natural Gas Boiler/Radiator | 2030 | CAPITAL | NEW | N/A | USD/space heater | us | us | 3644.408
residential space heating | Reference Natural Gas Boiler/Radiator | 2030 | CAPITAL | REPLACEMENT | N/A | USD/space heater | us | us | 3644.408
residential space heating | Reference Natural Gas Boiler/Radiator | 2030 | FIXED_OM | NEW | N/A | USD/space heater | us | us | 53.5942
residential space heating | Reference Natural Gas Boiler/Radiator | 2030 | FIXED_OM | REPLACEMENT | N/A | USD/space heater | us | us | 53.5942
residential space heating | Reference Natural Gas Boiler/Radiator | 2030 | INSTALLATION | NEW | N/A | USD/space heater | us | us | 3108.4656
residential space heating | Reference Natural Gas Boiler/Radiator | 2030 | INSTALLATION | REPLACEMENT | N/A | USD/space heater | us | us | 3108.4656
residential space heating | Reference Natural Gas Boiler/Radiator | 2031 | CAPITAL | NEW | N/A | USD/space heater | us | us | 3644.408
residential space heating | Reference Natural Gas Boiler/Radiator | 2031 | CAPITAL | REPLACEMENT | N/A | USD/space heater | us | us | 3644.408
residential space heating | Reference Natural Gas Boiler/Radiator | 2031 | FIXED_OM | NEW | N/A | USD/space heater | us | us | 53.5942
residential space heating | Reference Natural Gas Boiler/Radiator | 2031 | FIXED_OM | REPLACEMENT | N/A | USD/space heater | us | us | 53.5942
residential space heating | Reference Natural Gas Boiler/Radiator | 2031 | INSTALLATION | NEW | N/A | USD/space heater | us | us | 3108.4656
residential space heating | Reference Natural Gas Boiler/Radiator | 2031 | INSTALLATION | REPLACEMENT | N/A | USD/space heater | us | us | 3108.4656
residential space heating | Reference Natural Gas Boiler/Radiator | 2032 | CAPITAL | NEW | N/A | USD/space heater | us | us | 3644.408
residential space heating | Reference Natural Gas Boiler/Radiator | 2032 | CAPITAL | REPLACEMENT | N/A | USD/space heater | us | us | 3644.408
residential space heating | Reference Natural Gas Boiler/Radiator | 2032 | FIXED_OM | NEW | N/A | USD/space heater | us | us | 53.5942
residential space heating | Reference Natural Gas Boiler/Radiator | 2032 | FIXED_OM | REPLACEMENT | N/A | USD/space heater | us | us | 53.5942
residential space heating | Reference Natural Gas Boiler/Radiator | 2032 | INSTALLATION | NEW | N/A | USD/space heater | us | us | 3108.4656
residential space heating | Reference Natural Gas Boiler/Radiator | 2032 | INSTALLATION | REPLACEMENT | N/A | USD/space heater | us | us | 3108.4656
residential space heating | Reference Natural Gas Boiler/Radiator | 2033 | CAPITAL | NEW | N/A | USD/space heater | us | us | 3644.408
residential space heating | Reference Natural Gas Boiler/Radiator | 2033 | CAPITAL | REPLACEMENT | N/A | USD/space heater | us | us | 3644.408
residential space heating | Reference Natural Gas Boiler/Radiator | 2033 | FIXED_OM | NEW | N/A | USD/space heater | us | us | 53.5942
residential space heating | Reference Natural Gas Boiler/Radiator | 2033 | FIXED_OM | REPLACEMENT | N/A | USD/space heater | us | us | 53.5942
residential space heating | Reference Natural Gas Boiler/Radiator | 2033 | INSTALLATION | NEW | N/A | USD/space heater | us | us | 3108.4656
residential space heating | Reference Natural Gas Boiler/Radiator | 2033 | INSTALLATION | REPLACEMENT | N/A | USD/space heater | us | us | 3108.4656
residential space heating | Reference Natural Gas Boiler/Radiator | 2034 | CAPITAL | NEW | N/A | USD/space heater | us | us | 3644.408
residential space heating | Reference Natural Gas Boiler/Radiator | 2034 | CAPITAL | REPLACEMENT | N/A | USD/space heater | us | us | 3644.408
residential space heating | Reference Natural Gas Boiler/Radiator | 2034 | FIXED_OM | NEW | N/A | USD/space heater | us | us | 53.5942
residential space heating | Reference Natural Gas Boiler/Radiator | 2034 | FIXED_OM | REPLACEMENT | N/A | USD/space heater | us | us | 53.5942
residential space heating | Reference Natural Gas Boiler/Radiator | 2034 | INSTALLATION | NEW | N/A | USD/space heater | us | us | 3108.4656
residential space heating | Reference Natural Gas Boiler/Radiator | 2034 | INSTALLATION | REPLACEMENT | N/A | USD/space heater | us | us | 3108.4656
residential space heating | Reference Natural Gas Boiler/Radiator | 2035 | CAPITAL | NEW | N/A | USD/space heater | us | us | 3644.408
residential space heating | Reference Natural Gas Boiler/Radiator | 2035 | CAPITAL | REPLACEMENT | N/A | USD/space heater | us | us | 3644.408
residential space heating | Reference Natural Gas Boiler/Radiator | 2035 | FIXED_OM | NEW | N/A | USD/space heater | us | us | 53.5942
residential space heating | Reference Natural Gas Boiler/Radiator | 2035 | FIXED_OM | REPLACEMENT | N/A | USD/space heater | us | us | 53.5942
residential space heating | Reference Natural Gas Boiler/Radiator | 2035 | INSTALLATION | NEW | N/A | USD/space heater | us | us | 3108.4656
residential space heating | Reference Natural Gas Boiler/Radiator | 2035 | INSTALLATION | REPLACEMENT | N/A | USD/space heater | us | us | 3108.4656
residential space heating | Reference Natural Gas Boiler/Radiator | 2036 | CAPITAL | NEW | N/A | USD/space heater | us | us | 3644.408
residential space heating | Reference Natural Gas Boiler/Radiator | 2036 | CAPITAL | REPLACEMENT | N/A | USD/space heater | us | us | 3644.408
residential space heating | Reference Natural Gas Boiler/Radiator | 2036 | FIXED_OM | NEW | N/A | USD/space heater | us | us | 53.5942
residential space heating | Reference Natural Gas Boiler/Radiator | 2036 | FIXED_OM | REPLACEMENT | N/A | USD/space heater | us | us | 53.5942
residential space heating | Reference Natural Gas Boiler/Radiator | 2036 | INSTALLATION | NEW | N/A | USD/space heater | us | us | 3108.4656
residential space heating | Reference Natural Gas Boiler/Radiator | 2036 | INSTALLATION | REPLACEMENT | N/A | USD/space heater | us | us | 3108.4656
residential space heating | Reference Natural Gas Boiler/Radiator | 2037 | CAPITAL | NEW | N/A | USD/space heater | us | us | 3644.408
residential space heating | Reference Natural Gas Boiler/Radiator | 2037 | CAPITAL | REPLACEMENT | N/A | USD/space heater | us | us | 3644.408
residential space heating | Reference Natural Gas Boiler/Radiator | 2037 | FIXED_OM | NEW | N/A | USD/space heater | us | us | 53.5942
residential space heating | Reference Natural Gas Boiler/Radiator | 2037 | FIXED_OM | REPLACEMENT | N/A | USD/space heater | us | us | 53.5942
residential space heating | Reference Natural Gas Boiler/Radiator | 2037 | INSTALLATION | NEW | N/A | USD/space heater | us | us | 3108.4656
residential space heating | Reference Natural Gas Boiler/Radiator | 2037 | INSTALLATION | REPLACEMENT | N/A | USD/space heater | us | us | 3108.4656
residential space heating | Reference Natural Gas Boiler/Radiator | 2038 | CAPITAL | NEW | N/A | USD/space heater | us | us | 3644.408
residential space heating | Reference Natural Gas Boiler/Radiator | 2038 | CAPITAL | REPLACEMENT | N/A | USD/space heater | us | us | 3644.408
residential space heating | Reference Natural Gas Boiler/Radiator | 2038 | FIXED_OM | NEW | N/A | USD/space heater | us | us | 53.5942
residential space heating | Reference Natural Gas Boiler/Radiator | 2038 | FIXED_OM | REPLACEMENT | N/A | USD/space heater | us | us | 53.5942
residential space heating | Reference Natural Gas Boiler/Radiator | 2038 | INSTALLATION | NEW | N/A | USD/space heater | us | us | 3108.4656
residential space heating | Reference Natural Gas Boiler/Radiator | 2038 | INSTALLATION | REPLACEMENT | N/A | USD/space heater | us | us | 3108.4656
residential space heating | Reference Natural Gas Boiler/Radiator | 2039 | CAPITAL | NEW | N/A | USD/space heater | us | us | 3644.408
residential space heating | Reference Natural Gas Boiler/Radiator | 2039 | CAPITAL | REPLACEMENT | N/A | USD/space heater | us | us | 3644.408
residential space heating | Reference Natural Gas Boiler/Radiator | 2039 | FIXED_OM | NEW | N/A | USD/space heater | us | us | 53.5942
residential space heating | Reference Natural Gas Boiler/Radiator | 2039 | FIXED_OM | REPLACEMENT | N/A | USD/space heater | us | us | 53.5942
residential space heating | Reference Natural Gas Boiler/Radiator | 2039 | INSTALLATION | NEW | N/A | USD/space heater | us | us | 3108.4656
residential space heating | Reference Natural Gas Boiler/Radiator | 2039 | INSTALLATION | REPLACEMENT | N/A | USD/space heater | us | us | 3108.4656
residential space heating | Reference Natural Gas Boiler/Radiator | 2040 | CAPITAL | NEW | N/A | USD/space heater | us | us | 3644.408
residential space heating | Reference Natural Gas Boiler/Radiator | 2040 | CAPITAL | REPLACEMENT | N/A | USD/space heater | us | us | 3644.408
residential space heating | Reference Natural Gas Boiler/Radiator | 2040 | FIXED_OM | NEW | N/A | USD/space heater | us | us | 53.5942
residential space heating | Reference Natural Gas Boiler/Radiator | 2040 | FIXED_OM | REPLACEMENT | N/A | USD/space heater | us | us | 53.5942
residential space heating | Reference Natural Gas Boiler/Radiator | 2040 | INSTALLATION | NEW | N/A | USD/space heater | us | us | 3108.4656
residential space heating | Reference Natural Gas Boiler/Radiator | 2040 | INSTALLATION | REPLACEMENT | N/A | USD/space heater | us | us | 3108.4656
residential space heating | Reference Natural Gas Boiler/Radiator | 2041 | CAPITAL | NEW | N/A | USD/space heater | us | us | 3644.408
residential space heating | Reference Natural Gas Boiler/Radiator | 2041 | CAPITAL | REPLACEMENT | N/A | USD/space heater | us | us | 3644.408
residential space heating | Reference Natural Gas Boiler/Radiator | 2041 | FIXED_OM | NEW | N/A | USD/space heater | us | us | 53.5942
residential space heating | Reference Natural Gas Boiler/Radiator | 2041 | FIXED_OM | REPLACEMENT | N/A | USD/space heater | us | us | 53.5942
residential space heating | Reference Natural Gas Boiler/Radiator | 2041 | INSTALLATION | NEW | N/A | USD/space heater | us | us | 3108.4656
residential space heating | Reference Natural Gas Boiler/Radiator | 2041 | INSTALLATION | REPLACEMENT | N/A | USD/space heater | us | us | 3108.4656
residential space heating | Reference Natural Gas Boiler/Radiator | 2042 | CAPITAL | NEW | N/A | USD/space heater | us | us | 3644.408
residential space heating | Reference Natural Gas Boiler/Radiator | 2042 | CAPITAL | REPLACEMENT | N/A | USD/space heater | us | us | 3644.408
residential space heating | Reference Natural Gas Boiler/Radiator | 2042 | FIXED_OM | NEW | N/A | USD/space heater | us | us | 53.5942
residential space heating | Reference Natural Gas Boiler/Radiator | 2042 | FIXED_OM | REPLACEMENT | N/A | USD/space heater | us | us | 53.5942
residential space heating | Reference Natural Gas Boiler/Radiator | 2042 | INSTALLATION | NEW | N/A | USD/space heater | us | us | 3108.4656
residential space heating | Reference Natural Gas Boiler/Radiator | 2042 | INSTALLATION | REPLACEMENT | N/A | USD/space heater | us | us | 3108.4656
residential space heating | Reference Natural Gas Boiler/Radiator | 2043 | CAPITAL | NEW | N/A | USD/space heater | us | us | 3644.408
residential space heating | Reference Natural Gas Boiler/Radiator | 2043 | CAPITAL | REPLACEMENT | N/A | USD/space heater | us | us | 3644.408
residential space heating | Reference Natural Gas Boiler/Radiator | 2043 | FIXED_OM | NEW | N/A | USD/space heater | us | us | 53.5942
residential space heating | Reference Natural Gas Boiler/Radiator | 2043 | FIXED_OM | REPLACEMENT | N/A | USD/space heater | us | us | 53.5942
residential space heating | Reference Natural Gas Boiler/Radiator | 2043 | INSTALLATION | NEW | N/A | USD/space heater | us | us | 3108.4656
residential space heating | Reference Natural Gas Boiler/Radiator | 2043 | INSTALLATION | REPLACEMENT | N/A | USD/space heater | us | us | 3108.4656
residential space heating | Reference Natural Gas Boiler/Radiator | 2044 | CAPITAL | NEW | N/A | USD/space heater | us | us | 3644.408
residential space heating | Reference Natural Gas Boiler/Radiator | 2044 | CAPITAL | REPLACEMENT | N/A | USD/space heater | us | us | 3644.408
residential space heating | Reference Natural Gas Boiler/Radiator | 2044 | FIXED_OM | NEW | N/A | USD/space heater | us | us | 53.5942
residential space heating | Reference Natural Gas Boiler/Radiator | 2044 | FIXED_OM | REPLACEMENT | N/A | USD/space heater | us | us | 53.5942
residential space heating | Reference Natural Gas Boiler/Radiator | 2044 | INSTALLATION | NEW | N/A | USD/space heater | us | us | 3108.4656
residential space heating | Reference Natural Gas Boiler/Radiator | 2044 | INSTALLATION | REPLACEMENT | N/A | USD/space heater | us | us | 3108.4656
residential space heating | Reference Natural Gas Boiler/Radiator | 2045 | CAPITAL | NEW | N/A | USD/space heater | us | us | 3644.408
residential space heating | Reference Natural Gas Boiler/Radiator | 2045 | CAPITAL | REPLACEMENT | N/A | USD/space heater | us | us | 3644.408
residential space heating | Reference Natural Gas Boiler/Radiator | 2045 | FIXED_OM | NEW | N/A | USD/space heater | us | us | 53.5942
residential space heating | Reference Natural Gas Boiler/Radiator | 2045 | FIXED_OM | REPLACEMENT | N/A | USD/space heater | us | us | 53.5942
residential space heating | Reference Natural Gas Boiler/Radiator | 2045 | INSTALLATION | NEW | N/A | USD/space heater | us | us | 3108.4656
residential space heating | Reference Natural Gas Boiler/Radiator | 2045 | INSTALLATION | REPLACEMENT | N/A | USD/space heater | us | us | 3108.4656
residential space heating | Reference Natural Gas Boiler/Radiator | 2046 | CAPITAL | NEW | N/A | USD/space heater | us | us | 3644.408
residential space heating | Reference Natural Gas Boiler/Radiator | 2046 | CAPITAL | REPLACEMENT | N/A | USD/space heater | us | us | 3644.408
residential space heating | Reference Natural Gas Boiler/Radiator | 2046 | FIXED_OM | NEW | N/A | USD/space heater | us | us | 53.5942
residential space heating | Reference Natural Gas Boiler/Radiator | 2046 | FIXED_OM | REPLACEMENT | N/A | USD/space heater | us | us | 53.5942
residential space heating | Reference Natural Gas Boiler/Radiator | 2046 | INSTALLATION | NEW | N/A | USD/space heater | us | us | 3108.4656
residential space heating | Reference Natural Gas Boiler/Radiator | 2046 | INSTALLATION | REPLACEMENT | N/A | USD/space heater | us | us | 3108.4656
residential space heating | Reference Natural Gas Boiler/Radiator | 2047 | CAPITAL | NEW | N/A | USD/space heater | us | us | 3644.408
residential space heating | Reference Natural Gas Boiler/Radiator | 2047 | CAPITAL | REPLACEMENT | N/A | USD/space heater | us | us | 3644.408
residential space heating | Reference Natural Gas Boiler/Radiator | 2047 | FIXED_OM | NEW | N/A | USD/space heater | us | us | 53.5942
residential space heating | Reference Natural Gas Boiler/Radiator | 2047 | FIXED_OM | REPLACEMENT | N/A | USD/space heater | us | us | 53.5942
residential space heating | Reference Natural Gas Boiler/Radiator | 2047 | INSTALLATION | NEW | N/A | USD/space heater | us | us | 3108.4656
residential space heating | Reference Natural Gas Boiler/Radiator | 2047 | INSTALLATION | REPLACEMENT | N/A | USD/space heater | us | us | 3108.4656
residential space heating | Reference Natural Gas Boiler/Radiator | 2048 | CAPITAL | NEW | N/A | USD/space heater | us | us | 3644.408
residential space heating | Reference Natural Gas Boiler/Radiator | 2048 | CAPITAL | REPLACEMENT | N/A | USD/space heater | us | us | 3644.408
residential space heating | Reference Natural Gas Boiler/Radiator | 2048 | FIXED_OM | NEW | N/A | USD/space heater | us | us | 53.5942
residential space heating | Reference Natural Gas Boiler/Radiator | 2048 | FIXED_OM | REPLACEMENT | N/A | USD/space heater | us | us | 53.5942
residential space heating | Reference Natural Gas Boiler/Radiator | 2048 | INSTALLATION | NEW | N/A | USD/space heater | us | us | 3108.4656
residential space heating | Reference Natural Gas Boiler/Radiator | 2048 | INSTALLATION | REPLACEMENT | N/A | USD/space heater | us | us | 3108.4656
residential space heating | Reference Natural Gas Boiler/Radiator | 2049 | CAPITAL | NEW | N/A | USD/space heater | us | us | 3644.408
residential space heating | Reference Natural Gas Boiler/Radiator | 2049 | CAPITAL | REPLACEMENT | N/A | USD/space heater | us | us | 3644.408
residential space heating | Reference Natural Gas Boiler/Radiator | 2049 | FIXED_OM | NEW | N/A | USD/space heater | us | us | 53.5942
residential space heating | Reference Natural Gas Boiler/Radiator | 2049 | FIXED_OM | REPLACEMENT | N/A | USD/space heater | us | us | 53.5942
residential space heating | Reference Natural Gas Boiler/Radiator | 2049 | INSTALLATION | NEW | N/A | USD/space heater | us | us | 3108.4656
residential space heating | Reference Natural Gas Boiler/Radiator | 2049 | INSTALLATION | REPLACEMENT | N/A | USD/space heater | us | us | 3108.4656
residential space heating | Reference Natural Gas Boiler/Radiator | 2050 | CAPITAL | NEW | N/A | USD/space heater | us | us | 3644.408
residential space heating | Reference Natural Gas Boiler/Radiator | 2050 | CAPITAL | REPLACEMENT | N/A | USD/space heater | us | us | 3644.408
residential space heating | Reference Natural Gas Boiler/Radiator | 2050 | FIXED_OM | NEW | N/A | USD/space heater | us | us | 53.5942
residential space heating | Reference Natural Gas Boiler/Radiator | 2050 | FIXED_OM | REPLACEMENT | N/A | USD/space heater | us | us | 53.5942
residential space heating | Reference Natural Gas Boiler/Radiator | 2050 | INSTALLATION | NEW | N/A | USD/space heater | us | us | 3108.4656
residential space heating | Reference Natural Gas Boiler/Radiator | 2050 | INSTALLATION | REPLACEMENT | N/A | USD/space heater | us | us | 3108.4656
residential space heating | Reference Natural Gas Furnace | 2020 | CAPITAL | NEW | N/A | USD/space heater | IECC climate zone | 1A | 1100.52
residential space heating | Reference Natural Gas Furnace | 2020 | CAPITAL | NEW | N/A | USD/space heater | IECC climate zone | 2A | 1105.7722
residential space heating | Reference Natural Gas Furnace | 2020 | CAPITAL | NEW | N/A | USD/space heater | IECC climate zone | 2B | 1114.4681
residential space heating | Reference Natural Gas Furnace | 2020 | CAPITAL | NEW | N/A | USD/space heater | IECC climate zone | 3A | 1105.0999
residential space heating | Reference Natural Gas Furnace | 2020 | CAPITAL | NEW | N/A | USD/space heater | IECC climate zone | 3B | 1105.148
residential space heating | Reference Natural Gas Furnace | 2020 | CAPITAL | NEW | N/A | USD/space heater | IECC climate zone | 3C | 1101.9411
residential space heating | Reference Natural Gas Furnace | 2020 | CAPITAL | NEW | N/A | USD/space heater | IECC climate zone | 4A | 1185.8905
residential space heating | Reference Natural Gas Furnace | 2020 | CAPITAL | NEW | N/A | USD/space heater | IECC climate zone | 4B | 1114.9752
residential space heating | Reference Natural Gas Furnace | 2020 | CAPITAL | NEW | N/A | USD/space heater | IECC climate zone | 4C | 1192.5581
residential space heating | Reference Natural Gas Furnace | 2020 | CAPITAL | NEW | N/A | USD/space heater | IECC climate zone | 5A | 1289.6126
residential space heating | Reference Natural Gas Furnace | 2020 | CAPITAL | NEW | N/A | USD/space heater | IECC climate zone | 5B | 1298.7865
residential space heating | Reference Natural Gas Furnace | 2020 | CAPITAL | NEW | N/A | USD/space heater | IECC climate zone | 6A | 1328.5666
residential space heating | Reference Natural Gas Furnace | 2020 | CAPITAL | NEW | N/A | USD/space heater | IECC climate zone | 6B | 1243.718
residential space heating | Reference Natural Gas Furnace | 2020 | CAPITAL | NEW | N/A | USD/space heater | IECC climate zone | 7A | 1357.2014
residential space heating | Reference Natural Gas Furnace | 2020 | CAPITAL | NEW | N/A | USD/space heater | IECC climate zone | 7B | 1364.879
residential space heating | Reference Natural Gas Furnace | 2020 | CAPITAL | NEW | N/A | USD/space heater | IECC climate zone | 8B | 1365.46
residential space heating | Reference Natural Gas Furnace | 2020 | CAPITAL | REPLACEMENT | N/A | USD/space heater | IECC climate zone | 1A | 1100.52
residential space heating | Reference Natural Gas Furnace | 2020 | CAPITAL | REPLACEMENT | N/A | USD/space heater | IECC climate zone | 2A | 1105.7722
residential space heating | Reference Natural Gas Furnace | 2020 | CAPITAL | REPLACEMENT | N/A | USD/space heater | IECC climate zone | 2B | 1114.4681
residential space heating | Reference Natural Gas Furnace | 2020 | CAPITAL | REPLACEMENT | N/A | USD/space heater | IECC climate zone | 3A | 1105.0999
residential space heating | Reference Natural Gas Furnace | 2020 | CAPITAL | REPLACEMENT | N/A | USD/space heater | IECC climate zone | 3B | 1105.148
residential space heating | Reference Natural Gas Furnace | 2020 | CAPITAL | REPLACEMENT | N/A | USD/space heater | IECC climate zone | 3C | 1101.9411
residential space heating | Reference Natural Gas Furnace | 2020 | CAPITAL | REPLACEMENT | N/A | USD/space heater | IECC climate zone | 4A | 1185.8905
residential space heating | Reference Natural Gas Furnace | 2020 | CAPITAL | REPLACEMENT | N/A | USD/space heater | IECC climate zone | 4B | 1114.9752
residential space heating | Reference Natural Gas Furnace | 2020 | CAPITAL | REPLACEMENT | N/A | USD/space heater | IECC climate zone | 4C | 1192.5581
residential space heating | Reference Natural Gas Furnace | 2020 | CAPITAL | REPLACEMENT | N/A | USD/space heater | IECC climate zone | 5A | 1289.6126
residential space heating | Reference Natural Gas Furnace | 2020 | CAPITAL | REPLACEMENT | N/A | USD/space heater | IECC climate zone | 5B | 1298.7865
residential space heating | Reference Natural Gas Furnace | 2020 | CAPITAL | REPLACEMENT | N/A | USD/space heater | IECC climate zone | 6A | 1328.5666
residential space heating | Reference Natural Gas Furnace | 2020 | CAPITAL | REPLACEMENT | N/A | USD/space heater | IECC climate zone | 6B | 1243.718
residential space heating | Reference Natural Gas Furnace | 2020 | CAPITAL | REPLACEMENT | N/A | USD/space heater | IECC climate zone | 7A | 1357.2014
residential space heating | Reference Natural Gas Furnace | 2020 | CAPITAL | REPLACEMENT | N/A | USD/space heater | IECC climate zone | 7B | 1364.879
residential space heating | Reference Natural Gas Furnace | 2020 | CAPITAL | REPLACEMENT | N/A | USD/space heater | IECC climate zone | 8B | 1365.46
residential space heating | Reference Natural Gas Furnace | 2020 | FIXED_OM | NEW | N/A | USD/space heater | us | us | 40.76
residential space heating | Reference Natural Gas Furnace | 2020 | FIXED_OM | REPLACEMENT | N/A | USD/space heater | us | us | 40.76
residential space heating | Reference Natural Gas Furnace | 2020 | INSTALLATION | NEW | N/A | USD/space heater | IECC climate zone | 1A | 1182.04
residential space heating | Reference Natural Gas Furnace | 2020 | INSTALLATION | NEW | N/A | USD/space heater | IECC climate zone | 2A | 1187.2922
residential space heating | Reference Natural Gas Furnace | 2020 | INSTALLATION | NEW | N/A | USD/space heater | IECC climate zone | 2B | 1195.9881
residential space heating | Reference Natural Gas Furnace | 2020 | INSTALLATION | NEW | N/A | USD/space heater | IECC climate zone | 3A | 1186.6199
residential space heating | Reference Natural Gas Furnace | 2020 | INSTALLATION | NEW | N/A | USD/space heater | IECC climate zone | 3B | 1186.668
residential space heating | Reference Natural Gas Furnace | 2020 | INSTALLATION | NEW | N/A | USD/space heater | IECC climate zone | 3C | 1183.4611
residential space heating | Reference Natural Gas Furnace | 2020 | INSTALLATION | NEW | N/A | USD/space heater | IECC climate zone | 4A | 1267.4105
residential space heating | Reference Natural Gas Furnace | 2020 | INSTALLATION | NEW | N/A | USD/space heater | IECC climate zone | 4B | 1196.4952
residential space heating | Reference Natural Gas Furnace | 2020 | INSTALLATION | NEW | N/A | USD/space heater | IECC climate zone | 4C | 1274.0781
residential space heating | Reference Natural Gas Furnace | 2020 | INSTALLATION | NEW | N/A | USD/space heater | IECC climate zone | 5A | 1371.1326
residential space heating | Reference Natural Gas Furnace | 2020 | INSTALLATION | NEW | N/A | USD/space heater | IECC climate zone | 5B | 1380.3065
residential space heating | Reference Natural Gas Furnace | 2020 | INSTALLATION | NEW | N/A | USD/space heater | IECC climate zone | 6A | 1410.0866
residential space heating | Reference Natural Gas Furnace | 2020 | INSTALLATION | NEW | N/A | USD/space heater | IECC climate zone | 6B | 1325.238
residential space heating | Reference Natural Gas Furnace | 2020 | INSTALLATION | NEW | N/A | USD/space heater | IECC climate zone | 7A | 1438.7214
residential space heating | Reference Natural Gas Furnace | 2020 | INSTALLATION | NEW | N/A | USD/space heater | IECC climate zone | 7B | 1446.399
residential space heating | Reference Natural Gas Furnace | 2020 | INSTALLATION | NEW | N/A | USD/space heater | IECC climate zone | 8B | 1446.98
residential space heating | Reference Natural Gas Furnace | 2020 | INSTALLATION | REPLACEMENT | N/A | USD/space heater | IECC climate zone | 1A | 1182.04
residential space heating | Reference Natural Gas Furnace | 2020 | INSTALLATION | REPLACEMENT | N/A | USD/space heater | IECC climate zone | 2A | 1187.2922
residential space heating | Reference Natural Gas Furnace | 2020 | INSTALLATION | REPLACEMENT | N/A | USD/space heater | IECC climate zone | 2B | 1195.9881
residential space heating | Reference Natural Gas Furnace | 2020 | INSTALLATION | REPLACEMENT | N/A | USD/space heater | IECC climate zone | 3A | 1186.6199
residential space heating | Reference Natural Gas Furnace | 2020 | INSTALLATION | REPLACEMENT | N/A | USD/space heater | IECC climate zone | 3B | 1186.668
residential space heating | Reference Natural Gas Furnace | 2020 | INSTALLATION | REPLACEMENT | N/A | USD/space heater | IECC climate zone | 3C | 1183.4611
residential space heating | Reference Natural Gas Furnace | 2020 | INSTALLATION | REPLACEMENT | N/A | USD/space heater | IECC climate zone | 4A | 1267.4105
residential space heating | Reference Natural Gas Furnace | 2020 | INSTALLATION | REPLACEMENT | N/A | USD/space heater | IECC climate zone | 4B | 1196.4952
residential space heating | Reference Natural Gas Furnace | 2020 | INSTALLATION | REPLACEMENT | N/A | USD/space heater | IECC climate zone | 4C | 1274.0781
residential space heating | Reference Natural Gas Furnace | 2020 | INSTALLATION | REPLACEMENT | N/A | USD/space heater | IECC climate zone | 5A | 1371.1326
residential space heating | Reference Natural Gas Furnace | 2020 | INSTALLATION | REPLACEMENT | N/A | USD/space heater | IECC climate zone | 5B | 1380.3065
residential space heating | Reference Natural Gas Furnace | 2020 | INSTALLATION | REPLACEMENT | N/A | USD/space heater | IECC climate zone | 6A | 1410.0866
residential space heating | Reference Natural Gas Furnace | 2020 | INSTALLATION | REPLACEMENT | N/A | USD/space heater | IECC climate zone | 6B | 1325.238
residential space heating | Reference Natural Gas Furnace | 2020 | INSTALLATION | REPLACEMENT | N/A | USD/space heater | IECC climate zone | 7A | 1438.7214
residential space heating | Reference Natural Gas Furnace | 2020 | INSTALLATION | REPLACEMENT | N/A | USD/space heater | IECC climate zone | 7B | 1446.399
residential space heating | Reference Natural Gas Furnace | 2020 | INSTALLATION | REPLACEMENT | N/A | USD/space heater | IECC climate zone | 8B | 1446.98
residential space heating | Reference Natural Gas Furnace | 2021 | CAPITAL | NEW | N/A | USD/space heater | IECC climate zone | 1A | 1100.52
residential space heating | Reference Natural Gas Furnace | 2021 | CAPITAL | NEW | N/A | USD/space heater | IECC climate zone | 2A | 1105.7722
residential space heating | Reference Natural Gas Furnace | 2021 | CAPITAL | NEW | N/A | USD/space heater | IECC climate zone | 2B | 1114.4681
residential space heating | Reference Natural Gas Furnace | 2021 | CAPITAL | NEW | N/A | USD/space heater | IECC climate zone | 3A | 1105.0999
residential space heating | Reference Natural Gas Furnace | 2021 | CAPITAL | NEW | N/A | USD/space heater | IECC climate zone | 3B | 1105.148
residential space heating | Reference Natural Gas Furnace | 2021 | CAPITAL | NEW | N/A | USD/space heater | IECC climate zone | 3C | 1101.9411
residential space heating | Reference Natural Gas Furnace | 2021 | CAPITAL | NEW | N/A | USD/space heater | IECC climate zone | 4A | 1185.8905
residential space heating | Reference Natural Gas Furnace | 2021 | CAPITAL | NEW | N/A | USD/space heater | IECC climate zone | 4B | 1114.9752
residential space heating | Reference Natural Gas Furnace | 2021 | CAPITAL | NEW | N/A | USD/space heater | IECC climate zone | 4C | 1192.5581
residential space heating | Reference Natural Gas Furnace | 2021 | CAPITAL | NEW | N/A | USD/space heater | IECC climate zone | 5A | 1289.6126
residential space heating | Reference Natural Gas Furnace | 2021 | CAPITAL | NEW | N/A | USD/space heater | IECC climate zone | 5B | 1298.7865
residential space heating | Reference Natural Gas Furnace | 2021 | CAPITAL | NEW | N/A | USD/space heater | IECC climate zone | 6A | 1328.5666
residential space heating | Reference Natural Gas Furnace | 2021 | CAPITAL | NEW | N/A | USD/space heater | IECC climate zone | 6B | 1243.718
residential space heating | Reference Natural Gas Furnace | 2021 | CAPITAL | NEW | N/A | USD/space heater | IECC climate zone | 7A | 1357.2014
residential space heating | Reference Natural Gas Furnace | 2021 | CAPITAL | NEW | N/A | USD/space heater | IECC climate zone | 7B | 1364.879
residential space heating | Reference Natural Gas Furnace | 2021 | CAPITAL | NEW | N/A | USD/space heater | IECC climate zone | 8B | 1365.46
residential space heating | Reference Natural Gas Furnace | 2021 | CAPITAL | REPLACEMENT | N/A | USD/space heater | IECC climate zone | 1A | 1100.52
residential space heating | Reference Natural Gas Furnace | 2021 | CAPITAL | REPLACEMENT | N/A | USD/space heater | IECC climate zone | 2A | 1105.7722
residential space heating | Reference Natural Gas Furnace | 2021 | CAPITAL | REPLACEMENT | N/A | USD/space heater | IECC climate zone | 2B | 1114.4681
residential space heating | Reference Natural Gas Furnace | 2021 | CAPITAL | REPLACEMENT | N/A | USD/space heater | IECC climate zone | 3A | 1105.0999
residential space heating | Reference Natural Gas Furnace | 2021 | CAPITAL | REPLACEMENT | N/A | USD/space heater | IECC climate zone | 3B | 1105.148
residential space heating | Reference Natural Gas Furnace | 2021 | CAPITAL | REPLACEMENT | N/A | USD/space heater | IECC climate zone | 3C | 1101.9411
residential space heating | Reference Natural Gas Furnace | 2021 | CAPITAL | REPLACEMENT | N/A | USD/space heater | IECC climate zone | 4A | 1185.8905
residential space heating | Reference Natural Gas Furnace | 2021 | CAPITAL | REPLACEMENT | N/A | USD/space heater | IECC climate zone | 4B | 1114.9752
residential space heating | Reference Natural Gas Furnace | 2021 | CAPITAL | REPLACEMENT | N/A | USD/space heater | IECC climate zone | 4C | 1192.5581
residential space heating | Reference Natural Gas Furnace | 2021 | CAPITAL | REPLACEMENT | N/A | USD/space heater | IECC climate zone | 5A | 1289.6126
residential space heating | Reference Natural Gas Furnace | 2021 | CAPITAL | REPLACEMENT | N/A | USD/space heater | IECC climate zone | 5B | 1298.7865
residential space heating | Reference Natural Gas Furnace | 2021 | CAPITAL | REPLACEMENT | N/A | USD/space heater | IECC climate zone | 6A | 1328.5666
residential space heating | Reference Natural Gas Furnace | 2021 | CAPITAL | REPLACEMENT | N/A | USD/space heater | IECC climate zone | 6B | 1243.718
residential space heating | Reference Natural Gas Furnace | 2021 | CAPITAL | REPLACEMENT | N/A | USD/space heater | IECC climate zone | 7A | 1357.2014
residential space heating | Reference Natural Gas Furnace | 2021 | CAPITAL | REPLACEMENT | N/A | USD/space heater | IECC climate zone | 7B | 1364.879
residential space heating | Reference Natural Gas Furnace | 2021 | CAPITAL | REPLACEMENT | N/A | USD/space heater | IECC climate zone | 8B | 1365.46
residential space heating | Reference Natural Gas Furnace | 2021 | FIXED_OM | NEW | N/A | USD/space heater | us | us | 40.76
residential space heating | Reference Natural Gas Furnace | 2021 | FIXED_OM | REPLACEMENT | N/A | USD/space heater | us | us | 40.76
residential space heating | Reference Natural Gas Furnace | 2021 | INSTALLATION | NEW | N/A | USD/space heater | IECC climate zone | 1A | 1182.04
residential space heating | Reference Natural Gas Furnace | 2021 | INSTALLATION | NEW | N/A | USD/space heater | IECC climate zone | 2A | 1187.2922
residential space heating | Reference Natural Gas Furnace | 2021 | INSTALLATION | NEW | N/A | USD/space heater | IECC climate zone | 2B | 1195.9881
residential space heating | Reference Natural Gas Furnace | 2021 | INSTALLATION | NEW | N/A | USD/space heater | IECC climate zone | 3A | 1186.6199
residential space heating | Reference Natural Gas Furnace | 2021 | INSTALLATION | NEW | N/A | USD/space heater | IECC climate zone | 3B | 1186.668
residential space heating | Reference Natural Gas Furnace | 2021 | INSTALLATION | NEW | N/A | USD/space heater | IECC climate zone | 3C | 1183.4611
residential space heating | Reference Natural Gas Furnace | 2021 | INSTALLATION | NEW | N/A | USD/space heater | IECC climate zone | 4A | 1267.4105
residential space heating | Reference Natural Gas Furnace | 2021 | INSTALLATION | NEW | N/A | USD/space heater | IECC climate zone | 4B | 1196.4952
residential space heating | Reference Natural Gas Furnace | 2021 | INSTALLATION | NEW | N/A | USD/space heater | IECC climate zone | 4C | 1274.0781
residential space heating | Reference Natural Gas Furnace | 2021 | INSTALLATION | NEW | N/A | USD/space heater | IECC climate zone | 5A | 1371.1326
residential space heating | Reference Natural Gas Furnace | 2021 | INSTALLATION | NEW | N/A | USD/space heater | IECC climate zone | 5B | 1380.3065
residential space heating | Reference Natural Gas Furnace | 2021 | INSTALLATION | NEW | N/A | USD/space heater | IECC climate zone | 6A | 1410.0866
residential space heating | Reference Natural Gas Furnace | 2021 | INSTALLATION | NEW | N/A | USD/space heater | IECC climate zone | 6B | 1325.238
residential space heating | Reference Natural Gas Furnace | 2021 | INSTALLATION | NEW | N/A | USD/space heater | IECC climate zone | 7A | 1438.7214
residential space heating | Reference Natural Gas Furnace | 2021 | INSTALLATION | NEW | N/A | USD/space heater | IECC climate zone | 7B | 1446.399
residential space heating | Reference Natural Gas Furnace | 2021 | INSTALLATION | NEW | N/A | USD/space heater | IECC climate zone | 8B | 1446.98
residential space heating | Reference Natural Gas Furnace | 2021 | INSTALLATION | REPLACEMENT | N/A | USD/space heater | IECC climate zone | 1A | 1182.04
residential space heating | Reference Natural Gas Furnace | 2021 | INSTALLATION | REPLACEMENT | N/A | USD/space heater | IECC climate zone | 2A | 1187.2922
residential space heating | Reference Natural Gas Furnace | 2021 | INSTALLATION | REPLACEMENT | N/A | USD/space heater | IECC climate zone | 2B | 1195.9881
residential space heating | Reference Natural Gas Furnace | 2021 | INSTALLATION | REPLACEMENT | N/A | USD/space heater | IECC climate zone | 3A | 1186.6199
residential space heating | Reference Natural Gas Furnace | 2021 | INSTALLATION | REPLACEMENT | N/A | USD/space heater | IECC climate zone | 3B | 1186.668
residential space heating | Reference Natural Gas Furnace | 2021 | INSTALLATION | REPLACEMENT | N/A | USD/space heater | IECC climate zone | 3C | 1183.4611
residential space heating | Reference Natural Gas Furnace | 2021 | INSTALLATION | REPLACEMENT | N/A | USD/space heater | IECC climate zone | 4A | 1267.4105
residential space heating | Reference Natural Gas Furnace | 2021 | INSTALLATION | REPLACEMENT | N/A | USD/space heater | IECC climate zone | 4B | 1196.4952
residential space heating | Reference Natural Gas Furnace | 2021 | INSTALLATION | REPLACEMENT | N/A | USD/space heater | IECC climate zone | 4C | 1274.0781
residential space heating | Reference Natural Gas Furnace | 2021 | INSTALLATION | REPLACEMENT | N/A | USD/space heater | IECC climate zone | 5A | 1371.1326
residential space heating | Reference Natural Gas Furnace | 2021 | INSTALLATION | REPLACEMENT | N/A | USD/space heater | IECC climate zone | 5B | 1380.3065
residential space heating | Reference Natural Gas Furnace | 2021 | INSTALLATION | REPLACEMENT | N/A | USD/space heater | IECC climate zone | 6A | 1410.0866
residential space heating | Reference Natural Gas Furnace | 2021 | INSTALLATION | REPLACEMENT | N/A | USD/space heater | IECC climate zone | 6B | 1325.238
residential space heating | Reference Natural Gas Furnace | 2021 | INSTALLATION | REPLACEMENT | N/A | USD/space heater | IECC climate zone | 7A | 1438.7214
residential space heating | Reference Natural Gas Furnace | 2021 | INSTALLATION | REPLACEMENT | N/A | USD/space heater | IECC climate zone | 7B | 1446.399
residential space heating | Reference Natural Gas Furnace | 2021 | INSTALLATION | REPLACEMENT | N/A | USD/space heater | IECC climate zone | 8B | 1446.98
residential space heating | Reference Natural Gas Furnace | 2022 | CAPITAL | NEW | N/A | USD/space heater | IECC climate zone | 1A | 1100.52
residential space heating | Reference Natural Gas Furnace | 2022 | CAPITAL | NEW | N/A | USD/space heater | IECC climate zone | 2A | 1105.7722
residential space heating | Reference Natural Gas Furnace | 2022 | CAPITAL | NEW | N/A | USD/space heater | IECC climate zone | 2B | 1114.4681
residential space heating | Reference Natural Gas Furnace | 2022 | CAPITAL | NEW | N/A | USD/space heater | IECC climate zone | 3A | 1105.0999
residential space heating | Reference Natural Gas Furnace | 2022 | CAPITAL | NEW | N/A | USD/space heater | IECC climate zone | 3B | 1105.148
residential space heating | Reference Natural Gas Furnace | 2022 | CAPITAL | NEW | N/A | USD/space heater | IECC climate zone | 3C | 1101.9411
residential space heating | Reference Natural Gas Furnace | 2022 | CAPITAL | NEW | N/A | USD/space heater | IECC climate zone | 4A | 1185.8905
residential space heating | Reference Natural Gas Furnace | 2022 | CAPITAL | NEW | N/A | USD/space heater | IECC climate zone | 4B | 1114.9752
residential space heating | Reference Natural Gas Furnace | 2022 | CAPITAL | NEW | N/A | USD/space heater | IECC climate zone | 4C | 1192.5581
residential space heating | Reference Natural Gas Furnace | 2022 | CAPITAL | NEW | N/A | USD/space heater | IECC climate zone | 5A | 1289.6126
residential space heating | Reference Natural Gas Furnace | 2022 | CAPITAL | NEW | N/A | USD/space heater | IECC climate zone | 5B | 1298.7865
residential space heating | Reference Natural Gas Furnace | 2022 | CAPITAL | NEW | N/A | USD/space heater | IECC climate zone | 6A | 1328.5666
residential space heating | Reference Natural Gas Furnace | 2022 | CAPITAL | NEW | N/A | USD/space heater | IECC climate zone | 6B | 1243.718
residential space heating | Reference Natural Gas Furnace | 2022 | CAPITAL | NEW | N/A | USD/space heater | IECC climate zone | 7A | 1357.2014
residential space heating | Reference Natural Gas Furnace | 2022 | CAPITAL | NEW | N/A | USD/space heater | IECC climate zone | 7B | 1364.879
residential space heating | Reference Natural Gas Furnace | 2022 | CAPITAL | NEW | N/A | USD/space heater | IECC climate zone | 8B | 1365.46
residential space heating | Reference Natural Gas Furnace | 2022 | CAPITAL | REPLACEMENT | N/A | USD/space heater | IECC climate zone | 1A | 1100.52
residential space heating | Reference Natural Gas Furnace | 2022 | CAPITAL | REPLACEMENT | N/A | USD/space heater | IECC climate zone | 2A | 1105.7722
residential space heating | Reference Natural Gas Furnace | 2022 | CAPITAL | REPLACEMENT | N/A | USD/space heater | IECC climate zone | 2B | 1114.4681
residential space heating | Reference Natural Gas Furnace | 2022 | CAPITAL | REPLACEMENT | N/A | USD/space heater | IECC climate zone | 3A | 1105.0999
residential space heating | Reference Natural Gas Furnace | 2022 | CAPITAL | REPLACEMENT | N/A | USD/space heater | IECC climate zone | 3B | 1105.148
residential space heating | Reference Natural Gas Furnace | 2022 | CAPITAL | REPLACEMENT | N/A | USD/space heater | IECC climate zone | 3C | 1101.9411
residential space heating | Reference Natural Gas Furnace | 2022 | CAPITAL | REPLACEMENT | N/A | USD/space heater | IECC climate zone | 4A | 1185.8905
residential space heating | Reference Natural Gas Furnace | 2022 | CAPITAL | REPLACEMENT | N/A | USD/space heater | IECC climate zone | 4B | 1114.9752
residential space heating | Reference Natural Gas Furnace | 2022 | CAPITAL | REPLACEMENT | N/A | USD/space heater | IECC climate zone | 4C | 1192.5581
residential space heating | Reference Natural Gas Furnace | 2022 | CAPITAL | REPLACEMENT | N/A | USD/space heater | IECC climate zone | 5A | 1289.6126
residential space heating | Reference Natural Gas Furnace | 2022 | CAPITAL | REPLACEMENT | N/A | USD/space heater | IECC climate zone | 5B | 1298.7865
residential space heating | Reference Natural Gas Furnace | 2022 | CAPITAL | REPLACEMENT | N/A | USD/space heater | IECC climate zone | 6A | 1328.5666
residential space heating | Reference Natural Gas Furnace | 2022 | CAPITAL | REPLACEMENT | N/A | USD/space heater | IECC climate zone | 6B | 1243.718
residential space heating | Reference Natural Gas Furnace | 2022 | CAPITAL | REPLACEMENT | N/A | USD/space heater | IECC climate zone | 7A | 1357.2014
residential space heating | Reference Natural Gas Furnace | 2022 | CAPITAL | REPLACEMENT | N/A | USD/space heater | IECC climate zone | 7B | 1364.879
residential space heating | Reference Natural Gas Furnace | 2022 | CAPITAL | REPLACEMENT | N/A | USD/space heater | IECC climate zone | 8B | 1365.46
residential space heating | Reference Natural Gas Furnace | 2022 | FIXED_OM | NEW | N/A | USD/space heater | us | us | 40.76
residential space heating | Reference Natural Gas Furnace | 2022 | FIXED_OM | REPLACEMENT | N/A | USD/space heater | us | us | 40.76
residential space heating | Reference Natural Gas Furnace | 2022 | INSTALLATION | NEW | N/A | USD/space heater | IECC climate zone | 1A | 1182.04
residential space heating | Reference Natural Gas Furnace | 2022 | INSTALLATION | NEW | N/A | USD/space heater | IECC climate zone | 2A | 1187.2922
residential space heating | Reference Natural Gas Furnace | 2022 | INSTALLATION | NEW | N/A | USD/space heater | IECC climate zone | 2B | 1195.9881
residential space heating | Reference Natural Gas Furnace | 2022 | INSTALLATION | NEW | N/A | USD/space heater | IECC climate zone | 3A | 1186.6199
residential space heating | Reference Natural Gas Furnace | 2022 | INSTALLATION | NEW | N/A | USD/space heater | IECC climate zone | 3B | 1186.668
residential space heating | Reference Natural Gas Furnace | 2022 | INSTALLATION | NEW | N/A | USD/space heater | IECC climate zone | 3C | 1183.4611
residential space heating | Reference Natural Gas Furnace | 2022 | INSTALLATION | NEW | N/A | USD/space heater | IECC climate zone | 4A | 1267.4105
residential space heating | Reference Natural Gas Furnace | 2022 | INSTALLATION | NEW | N/A | USD/space heater | IECC climate zone | 4B | 1196.4952
residential space heating | Reference Natural Gas Furnace | 2022 | INSTALLATION | NEW | N/A | USD/space heater | IECC climate zone | 4C | 1274.0781
residential space heating | Reference Natural Gas Furnace | 2022 | INSTALLATION | NEW | N/A | USD/space heater | IECC climate zone | 5A | 1371.1326
residential space heating | Reference Natural Gas Furnace | 2022 | INSTALLATION | NEW | N/A | USD/space heater | IECC climate zone | 5B | 1380.3065
residential space heating | Reference Natural Gas Furnace | 2022 | INSTALLATION | NEW | N/A | USD/space heater | IECC climate zone | 6A | 1410.0866
residential space heating | Reference Natural Gas Furnace | 2022 | INSTALLATION | NEW | N/A | USD/space heater | IECC climate zone | 6B | 1325.238
residential space heating | Reference Natural Gas Furnace | 2022 | INSTALLATION | NEW | N/A | USD/space heater | IECC climate zone | 7A | 1438.7214
residential space heating | Reference Natural Gas Furnace | 2022 | INSTALLATION | NEW | N/A | USD/space heater | IECC climate zone | 7B | 1446.399
residential space heating | Reference Natural Gas Furnace | 2022 | INSTALLATION | NEW | N/A | USD/space heater | IECC climate zone | 8B | 1446.98
residential space heating | Reference Natural Gas Furnace | 2022 | INSTALLATION | REPLACEMENT | N/A | USD/space heater | IECC climate zone | 1A | 1182.04
residential space heating | Reference Natural Gas Furnace | 2022 | INSTALLATION | REPLACEMENT | N/A | USD/space heater | IECC climate zone | 2A | 1187.2922
residential space heating | Reference Natural Gas Furnace | 2022 | INSTALLATION | REPLACEMENT | N/A | USD/space heater | IECC climate zone | 2B | 1195.9881
residential space heating | Reference Natural Gas Furnace | 2022 | INSTALLATION | REPLACEMENT | N/A | USD/space heater | IECC climate zone | 3A | 1186.6199
residential space heating | Reference Natural Gas Furnace | 2022 | INSTALLATION | REPLACEMENT | N/A | USD/space heater | IECC climate zone | 3B | 1186.668
residential space heating | Reference Natural Gas Furnace | 2022 | INSTALLATION | REPLACEMENT | N/A | USD/space heater | IECC climate zone | 3C | 1183.4611
residential space heating | Reference Natural Gas Furnace | 2022 | INSTALLATION | REPLACEMENT | N/A | USD/space heater | IECC climate zone | 4A | 1267.4105
residential space heating | Reference Natural Gas Furnace | 2022 | INSTALLATION | REPLACEMENT | N/A | USD/space heater | IECC climate zone | 4B | 1196.4952
residential space heating | Reference Natural Gas Furnace | 2022 | INSTALLATION | REPLACEMENT | N/A | USD/space heater | IECC climate zone | 4C | 1274.0781
residential space heating | Reference Natural Gas Furnace | 2022 | INSTALLATION | REPLACEMENT | N/A | USD/space heater | IECC climate zone | 5A | 1371.1326
residential space heating | Reference Natural Gas Furnace | 2022 | INSTALLATION | REPLACEMENT | N/A | USD/space heater | IECC climate zone | 5B | 1380.3065
residential space heating | Reference Natural Gas Furnace | 2022 | INSTALLATION | REPLACEMENT | N/A | USD/space heater | IECC climate zone | 6A | 1410.0866
residential space heating | Reference Natural Gas Furnace | 2022 | INSTALLATION | REPLACEMENT | N/A | USD/space heater | IECC climate zone | 6B | 1325.238
residential space heating | Reference Natural Gas Furnace | 2022 | INSTALLATION | REPLACEMENT | N/A | USD/space heater | IECC climate zone | 7A | 1438.7214
residential space heating | Reference Natural Gas Furnace | 2022 | INSTALLATION | REPLACEMENT | N/A | USD/space heater | IECC climate zone | 7B | 1446.399
residential space heating | Reference Natural Gas Furnace | 2022 | INSTALLATION | REPLACEMENT | N/A | USD/space heater | IECC climate zone | 8B | 1446.98
residential space heating | Reference Natural Gas Furnace | 2023 | CAPITAL | NEW | N/A | USD/space heater | IECC climate zone | 1A | 1100.52
residential space heating | Reference Natural Gas Furnace | 2023 | CAPITAL | NEW | N/A | USD/space heater | IECC climate zone | 2A | 1105.7722
residential space heating | Reference Natural Gas Furnace | 2023 | CAPITAL | NEW | N/A | USD/space heater | IECC climate zone | 2B | 1114.4681
residential space heating | Reference Natural Gas Furnace | 2023 | CAPITAL | NEW | N/A | USD/space heater | IECC climate zone | 3A | 1105.0999
residential space heating | Reference Natural Gas Furnace | 2023 | CAPITAL | NEW | N/A | USD/space heater | IECC climate zone | 3B | 1105.148
residential space heating | Reference Natural Gas Furnace | 2023 | CAPITAL | NEW | N/A | USD/space heater | IECC climate zone | 3C | 1101.9411
residential space heating | Reference Natural Gas Furnace | 2023 | CAPITAL | NEW | N/A | USD/space heater | IECC climate zone | 4A | 1185.8905
residential space heating | Reference Natural Gas Furnace | 2023 | CAPITAL | NEW | N/A | USD/space heater | IECC climate zone | 4B | 1114.9752
residential space heating | Reference Natural Gas Furnace | 2023 | CAPITAL | NEW | N/A | USD/space heater | IECC climate zone | 4C | 1192.5581
residential space heating | Reference Natural Gas Furnace | 2023 | CAPITAL | NEW | N/A | USD/space heater | IECC climate zone | 5A | 1289.6126
residential space heating | Reference Natural Gas Furnace | 2023 | CAPITAL | NEW | N/A | USD/space heater | IECC climate zone | 5B | 1298.7865
residential space heating | Reference Natural Gas Furnace | 2023 | CAPITAL | NEW | N/A | USD/space heater | IECC climate zone | 6A | 1328.5666
residential space heating | Reference Natural Gas Furnace | 2023 | CAPITAL | NEW | N/A | USD/space heater | IECC climate zone | 6B | 1243.718
residential space heating | Reference Natural Gas Furnace | 2023 | CAPITAL | NEW | N/A | USD/space heater | IECC climate zone | 7A | 1357.2014
residential space heating | Reference Natural Gas Furnace | 2023 | CAPITAL | NEW | N/A | USD/space heater | IECC climate zone | 7B | 1364.879
residential space heating | Reference Natural Gas Furnace | 2023 | CAPITAL | NEW | N/A | USD/space heater | IECC climate zone | 8B | 1365.46
residential space heating | Reference Natural Gas Furnace | 2023 | CAPITAL | REPLACEMENT | N/A | USD/space heater | IECC climate zone | 1A | 1100.52
residential space heating | Reference Natural Gas Furnace | 2023 | CAPITAL | REPLACEMENT | N/A | USD/space heater | IECC climate zone | 2A | 1105.7722
residential space heating | Reference Natural Gas Furnace | 2023 | CAPITAL | REPLACEMENT | N/A | USD/space heater | IECC climate zone | 2B | 1114.4681
residential space heating | Reference Natural Gas Furnace | 2023 | CAPITAL | REPLACEMENT | N/A | USD/space heater | IECC climate zone | 3A | 1105.0999
residential space heating | Reference Natural Gas Furnace | 2023 | CAPITAL | REPLACEMENT | N/A | USD/space heater | IECC climate zone | 3B | 1105.148
residential space heating | Reference Natural Gas Furnace | 2023 | CAPITAL | REPLACEMENT | N/A | USD/space heater | IECC climate zone | 3C | 1101.9411
residential space heating | Reference Natural Gas Furnace | 2023 | CAPITAL | REPLACEMENT | N/A | USD/space heater | IECC climate zone | 4A | 1185.8905
residential space heating | Reference Natural Gas Furnace | 2023 | CAPITAL | REPLACEMENT | N/A | USD/space heater | IECC climate zone | 4B | 1114.9752
residential space heating | Reference Natural Gas Furnace | 2023 | CAPITAL | REPLACEMENT | N/A | USD/space heater | IECC climate zone | 4C | 1192.5581
residential space heating | Reference Natural Gas Furnace | 2023 | CAPITAL | REPLACEMENT | N/A | USD/space heater | IECC climate zone | 5A | 1289.6126
residential space heating | Reference Natural Gas Furnace | 2023 | CAPITAL | REPLACEMENT | N/A | USD/space heater | IECC climate zone | 5B | 1298.7865
residential space heating | Reference Natural Gas Furnace | 2023 | CAPITAL | REPLACEMENT | N/A | USD/space heater | IECC climate zone | 6A | 1328.5666
residential space heating | Reference Natural Gas Furnace | 2023 | CAPITAL | REPLACEMENT | N/A | USD/space heater | IECC climate zone | 6B | 1243.718
residential space heating | Reference Natural Gas Furnace | 2023 | CAPITAL | REPLACEMENT | N/A | USD/space heater | IECC climate zone | 7A | 1357.2014
residential space heating | Reference Natural Gas Furnace | 2023 | CAPITAL | REPLACEMENT | N/A | USD/space heater | IECC climate zone | 7B | 1364.879
residential space heating | Reference Natural Gas Furnace | 2023 | CAPITAL | REPLACEMENT | N/A | USD/space heater | IECC climate zone | 8B | 1365.46
residential space heating | Reference Natural Gas Furnace | 2023 | FIXED_OM | NEW | N/A | USD/space heater | us | us | 40.76
residential space heating | Reference Natural Gas Furnace | 2023 | FIXED_OM | REPLACEMENT | N/A | USD/space heater | us | us | 40.76
residential space heating | Reference Natural Gas Furnace | 2023 | INSTALLATION | NEW | N/A | USD/space heater | IECC climate zone | 1A | 1182.04
residential space heating | Reference Natural Gas Furnace | 2023 | INSTALLATION | NEW | N/A | USD/space heater | IECC climate zone | 2A | 1187.2922
residential space heating | Reference Natural Gas Furnace | 2023 | INSTALLATION | NEW | N/A | USD/space heater | IECC climate zone | 2B | 1195.9881
residential space heating | Reference Natural Gas Furnace | 2023 | INSTALLATION | NEW | N/A | USD/space heater | IECC climate zone | 3A | 1186.6199
residential space heating | Reference Natural Gas Furnace | 2023 | INSTALLATION | NEW | N/A | USD/space heater | IECC climate zone | 3B | 1186.668
residential space heating | Reference Natural Gas Furnace | 2023 | INSTALLATION | NEW | N/A | USD/space heater | IECC climate zone | 3C | 1183.4611
residential space heating | Reference Natural Gas Furnace | 2023 | INSTALLATION | NEW | N/A | USD/space heater | IECC climate zone | 4A | 1267.4105
residential space heating | Reference Natural Gas Furnace | 2023 | INSTALLATION | NEW | N/A | USD/space heater | IECC climate zone | 4B | 1196.4952
residential space heating | Reference Natural Gas Furnace | 2023 | INSTALLATION | NEW | N/A | USD/space heater | IECC climate zone | 4C | 1274.0781
residential space heating | Reference Natural Gas Furnace | 2023 | INSTALLATION | NEW | N/A | USD/space heater | IECC climate zone | 5A | 1371.1326
residential space heating | Reference Natural Gas Furnace | 2023 | INSTALLATION | NEW | N/A | USD/space heater | IECC climate zone | 5B | 1380.3065
residential space heating | Reference Natural Gas Furnace | 2023 | INSTALLATION | NEW | N/A | USD/space heater | IECC climate zone | 6A | 1410.0866
residential space heating | Reference Natural Gas Furnace | 2023 | INSTALLATION | NEW | N/A | USD/space heater | IECC climate zone | 6B | 1325.238
residential space heating | Reference Natural Gas Furnace | 2023 | INSTALLATION | NEW | N/A | USD/space heater | IECC climate zone | 7A | 1438.7214
residential space heating | Reference Natural Gas Furnace | 2023 | INSTALLATION | NEW | N/A | USD/space heater | IECC climate zone | 7B | 1446.399
residential space heating | Reference Natural Gas Furnace | 2023 | INSTALLATION | NEW | N/A | USD/space heater | IECC climate zone | 8B | 1446.98
residential space heating | Reference Natural Gas Furnace | 2023 | INSTALLATION | REPLACEMENT | N/A | USD/space heater | IECC climate zone | 1A | 1182.04
residential space heating | Reference Natural Gas Furnace | 2023 | INSTALLATION | REPLACEMENT | N/A | USD/space heater | IECC climate zone | 2A | 1187.2922
residential space heating | Reference Natural Gas Furnace | 2023 | INSTALLATION | REPLACEMENT | N/A | USD/space heater | IECC climate zone | 2B | 1195.9881
residential space heating | Reference Natural Gas Furnace | 2023 | INSTALLATION | REPLACEMENT | N/A | USD/space heater | IECC climate zone | 3A | 1186.6199
residential space heating | Reference Natural Gas Furnace | 2023 | INSTALLATION | REPLACEMENT | N/A | USD/space heater | IECC climate zone | 3B | 1186.668
residential space heating | Reference Natural Gas Furnace | 2023 | INSTALLATION | REPLACEMENT | N/A | USD/space heater | IECC climate zone | 3C | 1183.4611
residential space heating | Reference Natural Gas Furnace | 2023 | INSTALLATION | REPLACEMENT | N/A | USD/space heater | IECC climate zone | 4A | 1267.4105
residential space heating | Reference Natural Gas Furnace | 2023 | INSTALLATION | REPLACEMENT | N/A | USD/space heater | IECC climate zone | 4B | 1196.4952
residential space heating | Reference Natural Gas Furnace | 2023 | INSTALLATION | REPLACEMENT | N/A | USD/space heater | IECC climate zone | 4C | 1274.0781
residential space heating | Reference Natural Gas Furnace | 2023 | INSTALLATION | REPLACEMENT | N/A | USD/space heater | IECC climate zone | 5A | 1371.1326
residential space heating | Reference Natural Gas Furnace | 2023 | INSTALLATION | REPLACEMENT | N/A | USD/space heater | IECC climate zone | 5B | 1380.3065
residential space heating | Reference Natural Gas Furnace | 2023 | INSTALLATION | REPLACEMENT | N/A | USD/space heater | IECC climate zone | 6A | 1410.0866
residential space heating | Reference Natural Gas Furnace | 2023 | INSTALLATION | REPLACEMENT | N/A | USD/space heater | IECC climate zone | 6B | 1325.238
residential space heating | Reference Natural Gas Furnace | 2023 | INSTALLATION | REPLACEMENT | N/A | USD/space heater | IECC climate zone | 7A | 1438.7214
residential space heating | Reference Natural Gas Furnace | 2023 | INSTALLATION | REPLACEMENT | N/A | USD/space heater | IECC climate zone | 7B | 1446.399
residential space heating | Reference Natural Gas Furnace | 2023 | INSTALLATION | REPLACEMENT | N/A | USD/space heater | IECC climate zone | 8B | 1446.98
residential space heating | Reference Natural Gas Furnace | 2024 | CAPITAL | NEW | N/A | USD/space heater | IECC climate zone | 1A | 1100.52
residential space heating | Reference Natural Gas Furnace | 2024 | CAPITAL | NEW | N/A | USD/space heater | IECC climate zone | 2A | 1105.7722
residential space heating | Reference Natural Gas Furnace | 2024 | CAPITAL | NEW | N/A | USD/space heater | IECC climate zone | 2B | 1114.4681
residential space heating | Reference Natural Gas Furnace | 2024 | CAPITAL | NEW | N/A | USD/space heater | IECC climate zone | 3A | 1105.0999
residential space heating | Reference Natural Gas Furnace | 2024 | CAPITAL | NEW | N/A | USD/space heater | IECC climate zone | 3B | 1105.148
residential space heating | Reference Natural Gas Furnace | 2024 | CAPITAL | NEW | N/A | USD/space heater | IECC climate zone | 3C | 1101.9411
residential space heating | Reference Natural Gas Furnace | 2024 | CAPITAL | NEW | N/A | USD/space heater | IECC climate zone | 4A | 1185.8905
residential space heating | Reference Natural Gas Furnace | 2024 | CAPITAL | NEW | N/A | USD/space heater | IECC climate zone | 4B | 1114.9752
residential space heating | Reference Natural Gas Furnace | 2024 | CAPITAL | NEW | N/A | USD/space heater | IECC climate zone | 4C | 1192.5581
residential space heating | Reference Natural Gas Furnace | 2024 | CAPITAL | NEW | N/A | USD/space heater | IECC climate zone | 5A | 1289.6126
residential space heating | Reference Natural Gas Furnace | 2024 | CAPITAL | NEW | N/A | USD/space heater | IECC climate zone | 5B | 1298.7865
residential space heating | Reference Natural Gas Furnace | 2024 | CAPITAL | NEW | N/A | USD/space heater | IECC climate zone | 6A | 1328.5666
residential space heating | Reference Natural Gas Furnace | 2024 | CAPITAL | NEW | N/A | USD/space heater | IECC climate zone | 6B | 1243.718
residential space heating | Reference Natural Gas Furnace | 2024 | CAPITAL | NEW | N/A | USD/space heater | IECC climate zone | 7A | 1357.2014
residential space heating | Reference Natural Gas Furnace | 2024 | CAPITAL | NEW | N/A | USD/space heater | IECC climate zone | 7B | 1364.879
residential space heating | Reference Natural Gas Furnace | 2024 | CAPITAL | NEW | N/A | USD/space heater | IECC climate zone | 8B | 1365.46
residential space heating | Reference Natural Gas Furnace | 2024 | CAPITAL | REPLACEMENT | N/A | USD/space heater | IECC climate zone | 1A | 1100.52
residential space heating | Reference Natural Gas Furnace | 2024 | CAPITAL | REPLACEMENT | N/A | USD/space heater | IECC climate zone | 2A | 1105.7722
residential space heating | Reference Natural Gas Furnace | 2024 | CAPITAL | REPLACEMENT | N/A | USD/space heater | IECC climate zone | 2B | 1114.4681
residential space heating | Reference Natural Gas Furnace | 2024 | CAPITAL | REPLACEMENT | N/A | USD/space heater | IECC climate zone | 3A | 1105.0999
residential space heating | Reference Natural Gas Furnace | 2024 | CAPITAL | REPLACEMENT | N/A | USD/space heater | IECC climate zone | 3B | 1105.148
residential space heating | Reference Natural Gas Furnace | 2024 | CAPITAL | REPLACEMENT | N/A | USD/space heater | IECC climate zone | 3C | 1101.9411
residential space heating | Reference Natural Gas Furnace | 2024 | CAPITAL | REPLACEMENT | N/A | USD/space heater | IECC climate zone | 4A | 1185.8905
residential space heating | Reference Natural Gas Furnace | 2024 | CAPITAL | REPLACEMENT | N/A | USD/space heater | IECC climate zone | 4B | 1114.9752
residential space heating | Reference Natural Gas Furnace | 2024 | CAPITAL | REPLACEMENT | N/A | USD/space heater | IECC climate zone | 4C | 1192.5581
residential space heating | Reference Natural Gas Furnace | 2024 | CAPITAL | REPLACEMENT | N/A | USD/space heater | IECC climate zone | 5A | 1289.6126
residential space heating | Reference Natural Gas Furnace | 2024 | CAPITAL | REPLACEMENT | N/A | USD/space heater | IECC climate zone | 5B | 1298.7865
residential space heating | Reference Natural Gas Furnace | 2024 | CAPITAL | REPLACEMENT | N/A | USD/space heater | IECC climate zone | 6A | 1328.5666
residential space heating | Reference Natural Gas Furnace | 2024 | CAPITAL | REPLACEMENT | N/A | USD/space heater | IECC climate zone | 6B | 1243.718
residential space heating | Reference Natural Gas Furnace | 2024 | CAPITAL | REPLACEMENT | N/A | USD/space heater | IECC climate zone | 7A | 1357.2014
residential space heating | Reference Natural Gas Furnace | 2024 | CAPITAL | REPLACEMENT | N/A | USD/space heater | IECC climate zone | 7B | 1364.879
residential space heating | Reference Natural Gas Furnace | 2024 | CAPITAL | REPLACEMENT | N/A | USD/space heater | IECC climate zone | 8B | 1365.46
residential space heating | Reference Natural Gas Furnace | 2024 | FIXED_OM | NEW | N/A | USD/space heater | us | us | 40.76
residential space heating | Reference Natural Gas Furnace | 2024 | FIXED_OM | REPLACEMENT | N/A | USD/space heater | us | us | 40.76
residential space heating | Reference Natural Gas Furnace | 2024 | INSTALLATION | NEW | N/A | USD/space heater | IECC climate zone | 1A | 1182.04
residential space heating | Reference Natural Gas Furnace | 2024 | INSTALLATION | NEW | N/A | USD/space heater | IECC climate zone | 2A | 1187.2922
residential space heating | Reference Natural Gas Furnace | 2024 | INSTALLATION | NEW | N/A | USD/space heater | IECC climate zone | 2B | 1195.9881
residential space heating | Reference Natural Gas Furnace | 2024 | INSTALLATION | NEW | N/A | USD/space heater | IECC climate zone | 3A | 1186.6199
residential space heating | Reference Natural Gas Furnace | 2024 | INSTALLATION | NEW | N/A | USD/space heater | IECC climate zone | 3B | 1186.668
residential space heating | Reference Natural Gas Furnace | 2024 | INSTALLATION | NEW | N/A | USD/space heater | IECC climate zone | 3C | 1183.4611
residential space heating | Reference Natural Gas Furnace | 2024 | INSTALLATION | NEW | N/A | USD/space heater | IECC climate zone | 4A | 1267.4105
residential space heating | Reference Natural Gas Furnace | 2024 | INSTALLATION | NEW | N/A | USD/space heater | IECC climate zone | 4B | 1196.4952
residential space heating | Reference Natural Gas Furnace | 2024 | INSTALLATION | NEW | N/A | USD/space heater | IECC climate zone | 4C | 1274.0781
residential space heating | Reference Natural Gas Furnace | 2024 | INSTALLATION | NEW | N/A | USD/space heater | IECC climate zone | 5A | 1371.1326
residential space heating | Reference Natural Gas Furnace | 2024 | INSTALLATION | NEW | N/A | USD/space heater | IECC climate zone | 5B | 1380.3065
residential space heating | Reference Natural Gas Furnace | 2024 | INSTALLATION | NEW | N/A | USD/space heater | IECC climate zone | 6A | 1410.0866
residential space heating | Reference Natural Gas Furnace | 2024 | INSTALLATION | NEW | N/A | USD/space heater | IECC climate zone | 6B | 1325.238
residential space heating | Reference Natural Gas Furnace | 2024 | INSTALLATION | NEW | N/A | USD/space heater | IECC climate zone | 7A | 1438.7214
residential space heating | Reference Natural Gas Furnace | 2024 | INSTALLATION | NEW | N/A | USD/space heater | IECC climate zone | 7B | 1446.399
residential space heating | Reference Natural Gas Furnace | 2024 | INSTALLATION | NEW | N/A | USD/space heater | IECC climate zone | 8B | 1446.98
residential space heating | Reference Natural Gas Furnace | 2024 | INSTALLATION | REPLACEMENT | N/A | USD/space heater | IECC climate zone | 1A | 1182.04
residential space heating | Reference Natural Gas Furnace | 2024 | INSTALLATION | REPLACEMENT | N/A | USD/space heater | IECC climate zone | 2A | 1187.2922
residential space heating | Reference Natural Gas Furnace | 2024 | INSTALLATION | REPLACEMENT | N/A | USD/space heater | IECC climate zone | 2B | 1195.9881
residential space heating | Reference Natural Gas Furnace | 2024 | INSTALLATION | REPLACEMENT | N/A | USD/space heater | IECC climate zone | 3A | 1186.6199
residential space heating | Reference Natural Gas Furnace | 2024 | INSTALLATION | REPLACEMENT | N/A | USD/space heater | IECC climate zone | 3B | 1186.668
residential space heating | Reference Natural Gas Furnace | 2024 | INSTALLATION | REPLACEMENT | N/A | USD/space heater | IECC climate zone | 3C | 1183.4611
residential space heating | Reference Natural Gas Furnace | 2024 | INSTALLATION | REPLACEMENT | N/A | USD/space heater | IECC climate zone | 4A | 1267.4105
residential space heating | Reference Natural Gas Furnace | 2024 | INSTALLATION | REPLACEMENT | N/A | USD/space heater | IECC climate zone | 4B | 1196.4952
residential space heating | Reference Natural Gas Furnace | 2024 | INSTALLATION | REPLACEMENT | N/A | USD/space heater | IECC climate zone | 4C | 1274.0781
residential space heating | Reference Natural Gas Furnace | 2024 | INSTALLATION | REPLACEMENT | N/A | USD/space heater | IECC climate zone | 5A | 1371.1326
residential space heating | Reference Natural Gas Furnace | 2024 | INSTALLATION | REPLACEMENT | N/A | USD/space heater | IECC climate zone | 5B | 1380.3065
residential space heating | Reference Natural Gas Furnace | 2024 | INSTALLATION | REPLACEMENT | N/A | USD/space heater | IECC climate zone | 6A | 1410.0866
residential space heating | Reference Natural Gas Furnace | 2024 | INSTALLATION | REPLACEMENT | N/A | USD/space heater | IECC climate zone | 6B | 1325.238
residential space heating | Reference Natural Gas Furnace | 2024 | INSTALLATION | REPLACEMENT | N/A | USD/space heater | IECC climate zone | 7A | 1438.7214
residential space heating | Reference Natural Gas Furnace | 2024 | INSTALLATION | REPLACEMENT | N/A | USD/space heater | IECC climate zone | 7B | 1446.399
residential space heating | Reference Natural Gas Furnace | 2024 | INSTALLATION | REPLACEMENT | N/A | USD/space heater | IECC climate zone | 8B | 1446.98
residential space heating | Reference Natural Gas Furnace | 2025 | CAPITAL | NEW | N/A | USD/space heater | IECC climate zone | 1A | 1100.52
residential space heating | Reference Natural Gas Furnace | 2025 | CAPITAL | NEW | N/A | USD/space heater | IECC climate zone | 2A | 1105.7722
residential space heating | Reference Natural Gas Furnace | 2025 | CAPITAL | NEW | N/A | USD/space heater | IECC climate zone | 2B | 1114.4681
residential space heating | Reference Natural Gas Furnace | 2025 | CAPITAL | NEW | N/A | USD/space heater | IECC climate zone | 3A | 1105.0999
residential space heating | Reference Natural Gas Furnace | 2025 | CAPITAL | NEW | N/A | USD/space heater | IECC climate zone | 3B | 1105.148
residential space heating | Reference Natural Gas Furnace | 2025 | CAPITAL | NEW | N/A | USD/space heater | IECC climate zone | 3C | 1101.9411
residential space heating | Reference Natural Gas Furnace | 2025 | CAPITAL | NEW | N/A | USD/space heater | IECC climate zone | 4A | 1185.8905
residential space heating | Reference Natural Gas Furnace | 2025 | CAPITAL | NEW | N/A | USD/space heater | IECC climate zone | 4B | 1114.9752
residential space heating | Reference Natural Gas Furnace | 2025 | CAPITAL | NEW | N/A | USD/space heater | IECC climate zone | 4C | 1192.5581
residential space heating | Reference Natural Gas Furnace | 2025 | CAPITAL | NEW | N/A | USD/space heater | IECC climate zone | 5A | 1289.6126
residential space heating | Reference Natural Gas Furnace | 2025 | CAPITAL | NEW | N/A | USD/space heater | IECC climate zone | 5B | 1298.7865
residential space heating | Reference Natural Gas Furnace | 2025 | CAPITAL | NEW | N/A | USD/space heater | IECC climate zone | 6A | 1328.5666
residential space heating | Reference Natural Gas Furnace | 2025 | CAPITAL | NEW | N/A | USD/space heater | IECC climate zone | 6B | 1243.718
residential space heating | Reference Natural Gas Furnace | 2025 | CAPITAL | NEW | N/A | USD/space heater | IECC climate zone | 7A | 1357.2014
residential space heating | Reference Natural Gas Furnace | 2025 | CAPITAL | NEW | N/A | USD/space heater | IECC climate zone | 7B | 1364.879
residential space heating | Reference Natural Gas Furnace | 2025 | CAPITAL | NEW | N/A | USD/space heater | IECC climate zone | 8B | 1365.46
residential space heating | Reference Natural Gas Furnace | 2025 | CAPITAL | REPLACEMENT | N/A | USD/space heater | IECC climate zone | 1A | 1100.52
residential space heating | Reference Natural Gas Furnace | 2025 | CAPITAL | REPLACEMENT | N/A | USD/space heater | IECC climate zone | 2A | 1105.7722
residential space heating | Reference Natural Gas Furnace | 2025 | CAPITAL | REPLACEMENT | N/A | USD/space heater | IECC climate zone | 2B | 1114.4681
residential space heating | Reference Natural Gas Furnace | 2025 | CAPITAL | REPLACEMENT | N/A | USD/space heater | IECC climate zone | 3A | 1105.0999
residential space heating | Reference Natural Gas Furnace | 2025 | CAPITAL | REPLACEMENT | N/A | USD/space heater | IECC climate zone | 3B | 1105.148
residential space heating | Reference Natural Gas Furnace | 2025 | CAPITAL | REPLACEMENT | N/A | USD/space heater | IECC climate zone | 3C | 1101.9411
residential space heating | Reference Natural Gas Furnace | 2025 | CAPITAL | REPLACEMENT | N/A | USD/space heater | IECC climate zone | 4A | 1185.8905
residential space heating | Reference Natural Gas Furnace | 2025 | CAPITAL | REPLACEMENT | N/A | USD/space heater | IECC climate zone | 4B | 1114.9752
residential space heating | Reference Natural Gas Furnace | 2025 | CAPITAL | REPLACEMENT | N/A | USD/space heater | IECC climate zone | 4C | 1192.5581
residential space heating | Reference Natural Gas Furnace | 2025 | CAPITAL | REPLACEMENT | N/A | USD/space heater | IECC climate zone | 5A | 1289.6126
residential space heating | Reference Natural Gas Furnace | 2025 | CAPITAL | REPLACEMENT | N/A | USD/space heater | IECC climate zone | 5B | 1298.7865
residential space heating | Reference Natural Gas Furnace | 2025 | CAPITAL | REPLACEMENT | N/A | USD/space heater | IECC climate zone | 6A | 1328.5666
residential space heating | Reference Natural Gas Furnace | 2025 | CAPITAL | REPLACEMENT | N/A | USD/space heater | IECC climate zone | 6B | 1243.718
residential space heating | Reference Natural Gas Furnace | 2025 | CAPITAL | REPLACEMENT | N/A | USD/space heater | IECC climate zone | 7A | 1357.2014
residential space heating | Reference Natural Gas Furnace | 2025 | CAPITAL | REPLACEMENT | N/A | USD/space heater | IECC climate zone | 7B | 1364.879
residential space heating | Reference Natural Gas Furnace | 2025 | CAPITAL | REPLACEMENT | N/A | USD/space heater | IECC climate zone | 8B | 1365.46
residential space heating | Reference Natural Gas Furnace | 2025 | FIXED_OM | NEW | N/A | USD/space heater | us | us | 40.76
residential space heating | Reference Natural Gas Furnace | 2025 | FIXED_OM | REPLACEMENT | N/A | USD/space heater | us | us | 40.76
residential space heating | Reference Natural Gas Furnace | 2025 | INSTALLATION | NEW | N/A | USD/space heater | IECC climate zone | 1A | 1182.04
residential space heating | Reference Natural Gas Furnace | 2025 | INSTALLATION | NEW | N/A | USD/space heater | IECC climate zone | 2A | 1187.2922
residential space heating | Reference Natural Gas Furnace | 2025 | INSTALLATION | NEW | N/A | USD/space heater | IECC climate zone | 2B | 1195.9881
residential space heating | Reference Natural Gas Furnace | 2025 | INSTALLATION | NEW | N/A | USD/space heater | IECC climate zone | 3A | 1186.6199
residential space heating | Reference Natural Gas Furnace | 2025 | INSTALLATION | NEW | N/A | USD/space heater | IECC climate zone | 3B | 1186.668
residential space heating | Reference Natural Gas Furnace | 2025 | INSTALLATION | NEW | N/A | USD/space heater | IECC climate zone | 3C | 1183.4611
residential space heating | Reference Natural Gas Furnace | 2025 | INSTALLATION | NEW | N/A | USD/space heater | IECC climate zone | 4A | 1267.4105
residential space heating | Reference Natural Gas Furnace | 2025 | INSTALLATION | NEW | N/A | USD/space heater | IECC climate zone | 4B | 1196.4952
residential space heating | Reference Natural Gas Furnace | 2025 | INSTALLATION | NEW | N/A | USD/space heater | IECC climate zone | 4C | 1274.0781
residential space heating | Reference Natural Gas Furnace | 2025 | INSTALLATION | NEW | N/A | USD/space heater | IECC climate zone | 5A | 1371.1326
residential space heating | Reference Natural Gas Furnace | 2025 | INSTALLATION | NEW | N/A | USD/space heater | IECC climate zone | 5B | 1380.3065
residential space heating | Reference Natural Gas Furnace | 2025 | INSTALLATION | NEW | N/A | USD/space heater | IECC climate zone | 6A | 1410.0866
residential space heating | Reference Natural Gas Furnace | 2025 | INSTALLATION | NEW | N/A | USD/space heater | IECC climate zone | 6B | 1325.238
residential space heating | Reference Natural Gas Furnace | 2025 | INSTALLATION | NEW | N/A | USD/space heater | IECC climate zone | 7A | 1438.7214
residential space heating | Reference Natural Gas Furnace | 2025 | INSTALLATION | NEW | N/A | USD/space heater | IECC climate zone | 7B | 1446.399
residential space heating | Reference Natural Gas Furnace | 2025 | INSTALLATION | NEW | N/A | USD/space heater | IECC climate zone | 8B | 1446.98
residential space heating | Reference Natural Gas Furnace | 2025 | INSTALLATION | REPLACEMENT | N/A | USD/space heater | IECC climate zone | 1A | 1182.04
residential space heating | Reference Natural Gas Furnace | 2025 | INSTALLATION | REPLACEMENT | N/A | USD/space heater | IECC climate zone | 2A | 1187.2922
residential space heating | Reference Natural Gas Furnace | 2025 | INSTALLATION | REPLACEMENT | N/A | USD/space heater | IECC climate zone | 2B | 1195.9881
residential space heating | Reference Natural Gas Furnace | 2025 | INSTALLATION | REPLACEMENT | N/A | USD/space heater | IECC climate zone | 3A | 1186.6199
residential space heating | Reference Natural Gas Furnace | 2025 | INSTALLATION | REPLACEMENT | N/A | USD/space heater | IECC climate zone | 3B | 1186.668
residential space heating | Reference Natural Gas Furnace | 2025 | INSTALLATION | REPLACEMENT | N/A | USD/space heater | IECC climate zone | 3C | 1183.4611
residential space heating | Reference Natural Gas Furnace | 2025 | INSTALLATION | REPLACEMENT | N/A | USD/space heater | IECC climate zone | 4A | 1267.4105
residential space heating | Reference Natural Gas Furnace | 2025 | INSTALLATION | REPLACEMENT | N/A | USD/space heater | IECC climate zone | 4B | 1196.4952
residential space heating | Reference Natural Gas Furnace | 2025 | INSTALLATION | REPLACEMENT | N/A | USD/space heater | IECC climate zone | 4C | 1274.0781
residential space heating | Reference Natural Gas Furnace | 2025 | INSTALLATION | REPLACEMENT | N/A | USD/space heater | IECC climate zone | 5A | 1371.1326
residential space heating | Reference Natural Gas Furnace | 2025 | INSTALLATION | REPLACEMENT | N/A | USD/space heater | IECC climate zone | 5B | 1380.3065
residential space heating | Reference Natural Gas Furnace | 2025 | INSTALLATION | REPLACEMENT | N/A | USD/space heater | IECC climate zone | 6A | 1410.0866
residential space heating | Reference Natural Gas Furnace | 2025 | INSTALLATION | REPLACEMENT | N/A | USD/space heater | IECC climate zone | 6B | 1325.238
residential space heating | Reference Natural Gas Furnace | 2025 | INSTALLATION | REPLACEMENT | N/A | USD/space heater | IECC climate zone | 7A | 1438.7214
residential space heating | Reference Natural Gas Furnace | 2025 | INSTALLATION | REPLACEMENT | N/A | USD/space heater | IECC climate zone | 7B | 1446.399
residential space heating | Reference Natural Gas Furnace | 2025 | INSTALLATION | REPLACEMENT | N/A | USD/space heater | IECC climate zone | 8B | 1446.98
residential space heating | Reference Natural Gas Furnace | 2026 | CAPITAL | NEW | N/A | USD/space heater | IECC climate zone | 1A | 1100.52
residential space heating | Reference Natural Gas Furnace | 2026 | CAPITAL | NEW | N/A | USD/space heater | IECC climate zone | 2A | 1105.7722
residential space heating | Reference Natural Gas Furnace | 2026 | CAPITAL | NEW | N/A | USD/space heater | IECC climate zone | 2B | 1114.4681
residential space heating | Reference Natural Gas Furnace | 2026 | CAPITAL | NEW | N/A | USD/space heater | IECC climate zone | 3A | 1105.0999
residential space heating | Reference Natural Gas Furnace | 2026 | CAPITAL | NEW | N/A | USD/space heater | IECC climate zone | 3B | 1105.148
residential space heating | Reference Natural Gas Furnace | 2026 | CAPITAL | NEW | N/A | USD/space heater | IECC climate zone | 3C | 1101.9411
residential space heating | Reference Natural Gas Furnace | 2026 | CAPITAL | NEW | N/A | USD/space heater | IECC climate zone | 4A | 1185.8905
residential space heating | Reference Natural Gas Furnace | 2026 | CAPITAL | NEW | N/A | USD/space heater | IECC climate zone | 4B | 1114.9752
residential space heating | Reference Natural Gas Furnace | 2026 | CAPITAL | NEW | N/A | USD/space heater | IECC climate zone | 4C | 1192.5581
residential space heating | Reference Natural Gas Furnace | 2026 | CAPITAL | NEW | N/A | USD/space heater | IECC climate zone | 5A | 1289.6126
residential space heating | Reference Natural Gas Furnace | 2026 | CAPITAL | NEW | N/A | USD/space heater | IECC climate zone | 5B | 1298.7865
residential space heating | Reference Natural Gas Furnace | 2026 | CAPITAL | NEW | N/A | USD/space heater | IECC climate zone | 6A | 1328.5666
residential space heating | Reference Natural Gas Furnace | 2026 | CAPITAL | NEW | N/A | USD/space heater | IECC climate zone | 6B | 1243.718
residential space heating | Reference Natural Gas Furnace | 2026 | CAPITAL | NEW | N/A | USD/space heater | IECC climate zone | 7A | 1357.2014
residential space heating | Reference Natural Gas Furnace | 2026 | CAPITAL | NEW | N/A | USD/space heater | IECC climate zone | 7B | 1364.879
residential space heating | Reference Natural Gas Furnace | 2026 | CAPITAL | NEW | N/A | USD/space heater | IECC climate zone | 8B | 1365.46
residential space heating | Reference Natural Gas Furnace | 2026 | CAPITAL | REPLACEMENT | N/A | USD/space heater | IECC climate zone | 1A | 1100.52
residential space heating | Reference Natural Gas Furnace | 2026 | CAPITAL | REPLACEMENT | N/A | USD/space heater | IECC climate zone | 2A | 1105.7722
residential space heating | Reference Natural Gas Furnace | 2026 | CAPITAL | REPLACEMENT | N/A | USD/space heater | IECC climate zone | 2B | 1114.4681
residential space heating | Reference Natural Gas Furnace | 2026 | CAPITAL | REPLACEMENT | N/A | USD/space heater | IECC climate zone | 3A | 1105.0999
residential space heating | Reference Natural Gas Furnace | 2026 | CAPITAL | REPLACEMENT | N/A | USD/space heater | IECC climate zone | 3B | 1105.148
residential space heating | Reference Natural Gas Furnace | 2026 | CAPITAL | REPLACEMENT | N/A | USD/space heater | IECC climate zone | 3C | 1101.9411
residential space heating | Reference Natural Gas Furnace | 2026 | CAPITAL | REPLACEMENT | N/A | USD/space heater | IECC climate zone | 4A | 1185.8905
residential space heating | Reference Natural Gas Furnace | 2026 | CAPITAL | REPLACEMENT | N/A | USD/space heater | IECC climate zone | 4B | 1114.9752
residential space heating | Reference Natural Gas Furnace | 2026 | CAPITAL | REPLACEMENT | N/A | USD/space heater | IECC climate zone | 4C | 1192.5581
residential space heating | Reference Natural Gas Furnace | 2026 | CAPITAL | REPLACEMENT | N/A | USD/space heater | IECC climate zone | 5A | 1289.6126
residential space heating | Reference Natural Gas Furnace | 2026 | CAPITAL | REPLACEMENT | N/A | USD/space heater | IECC climate zone | 5B | 1298.7865
residential space heating | Reference Natural Gas Furnace | 2026 | CAPITAL | REPLACEMENT | N/A | USD/space heater | IECC climate zone | 6A | 1328.5666
residential space heating | Reference Natural Gas Furnace | 2026 | CAPITAL | REPLACEMENT | N/A | USD/space heater | IECC climate zone | 6B | 1243.718
residential space heating | Reference Natural Gas Furnace | 2026 | CAPITAL | REPLACEMENT | N/A | USD/space heater | IECC climate zone | 7A | 1357.2014
residential space heating | Reference Natural Gas Furnace | 2026 | CAPITAL | REPLACEMENT | N/A | USD/space heater | IECC climate zone | 7B | 1364.879
residential space heating | Reference Natural Gas Furnace | 2026 | CAPITAL | REPLACEMENT | N/A | USD/space heater | IECC climate zone | 8B | 1365.46
residential space heating | Reference Natural Gas Furnace | 2026 | FIXED_OM | NEW | N/A | USD/space heater | us | us | 40.76
residential space heating | Reference Natural Gas Furnace | 2026 | FIXED_OM | REPLACEMENT | N/A | USD/space heater | us | us | 40.76
residential space heating | Reference Natural Gas Furnace | 2026 | INSTALLATION | NEW | N/A | USD/space heater | IECC climate zone | 1A | 1182.04
residential space heating | Reference Natural Gas Furnace | 2026 | INSTALLATION | NEW | N/A | USD/space heater | IECC climate zone | 2A | 1187.2922
residential space heating | Reference Natural Gas Furnace | 2026 | INSTALLATION | NEW | N/A | USD/space heater | IECC climate zone | 2B | 1195.9881
residential space heating | Reference Natural Gas Furnace | 2026 | INSTALLATION | NEW | N/A | USD/space heater | IECC climate zone | 3A | 1186.6199
residential space heating | Reference Natural Gas Furnace | 2026 | INSTALLATION | NEW | N/A | USD/space heater | IECC climate zone | 3B | 1186.668
residential space heating | Reference Natural Gas Furnace | 2026 | INSTALLATION | NEW | N/A | USD/space heater | IECC climate zone | 3C | 1183.4611
residential space heating | Reference Natural Gas Furnace | 2026 | INSTALLATION | NEW | N/A | USD/space heater | IECC climate zone | 4A | 1267.4105
residential space heating | Reference Natural Gas Furnace | 2026 | INSTALLATION | NEW | N/A | USD/space heater | IECC climate zone | 4B | 1196.4952
residential space heating | Reference Natural Gas Furnace | 2026 | INSTALLATION | NEW | N/A | USD/space heater | IECC climate zone | 4C | 1274.0781
residential space heating | Reference Natural Gas Furnace | 2026 | INSTALLATION | NEW | N/A | USD/space heater | IECC climate zone | 5A | 1371.1326
residential space heating | Reference Natural Gas Furnace | 2026 | INSTALLATION | NEW | N/A | USD/space heater | IECC climate zone | 5B | 1380.3065
residential space heating | Reference Natural Gas Furnace | 2026 | INSTALLATION | NEW | N/A | USD/space heater | IECC climate zone | 6A | 1410.0866
residential space heating | Reference Natural Gas Furnace | 2026 | INSTALLATION | NEW | N/A | USD/space heater | IECC climate zone | 6B | 1325.238
residential space heating | Reference Natural Gas Furnace | 2026 | INSTALLATION | NEW | N/A | USD/space heater | IECC climate zone | 7A | 1438.7214
residential space heating | Reference Natural Gas Furnace | 2026 | INSTALLATION | NEW | N/A | USD/space heater | IECC climate zone | 7B | 1446.399
residential space heating | Reference Natural Gas Furnace | 2026 | INSTALLATION | NEW | N/A | USD/space heater | IECC climate zone | 8B | 1446.98
residential space heating | Reference Natural Gas Furnace | 2026 | INSTALLATION | REPLACEMENT | N/A | USD/space heater | IECC climate zone | 1A | 1182.04
residential space heating | Reference Natural Gas Furnace | 2026 | INSTALLATION | REPLACEMENT | N/A | USD/space heater | IECC climate zone | 2A | 1187.2922
residential space heating | Reference Natural Gas Furnace | 2026 | INSTALLATION | REPLACEMENT | N/A | USD/space heater | IECC climate zone | 2B | 1195.9881
residential space heating | Reference Natural Gas Furnace | 2026 | INSTALLATION | REPLACEMENT | N/A | USD/space heater | IECC climate zone | 3A | 1186.6199
residential space heating | Reference Natural Gas Furnace | 2026 | INSTALLATION | REPLACEMENT | N/A | USD/space heater | IECC climate zone | 3B | 1186.668
residential space heating | Reference Natural Gas Furnace | 2026 | INSTALLATION | REPLACEMENT | N/A | USD/space heater | IECC climate zone | 3C | 1183.4611
residential space heating | Reference Natural Gas Furnace | 2026 | INSTALLATION | REPLACEMENT | N/A | USD/space heater | IECC climate zone | 4A | 1267.4105
residential space heating | Reference Natural Gas Furnace | 2026 | INSTALLATION | REPLACEMENT | N/A | USD/space heater | IECC climate zone | 4B | 1196.4952
residential space heating | Reference Natural Gas Furnace | 2026 | INSTALLATION | REPLACEMENT | N/A | USD/space heater | IECC climate zone | 4C | 1274.0781
residential space heating | Reference Natural Gas Furnace | 2026 | INSTALLATION | REPLACEMENT | N/A | USD/space heater | IECC climate zone | 5A | 1371.1326
residential space heating | Reference Natural Gas Furnace | 2026 | INSTALLATION | REPLACEMENT | N/A | USD/space heater | IECC climate zone | 5B | 1380.3065
residential space heating | Reference Natural Gas Furnace | 2026 | INSTALLATION | REPLACEMENT | N/A | USD/space heater | IECC climate zone | 6A | 1410.0866
residential space heating | Reference Natural Gas Furnace | 2026 | INSTALLATION | REPLACEMENT | N/A | USD/space heater | IECC climate zone | 6B | 1325.238
residential space heating | Reference Natural Gas Furnace | 2026 | INSTALLATION | REPLACEMENT | N/A | USD/space heater | IECC climate zone | 7A | 1438.7214
residential space heating | Reference Natural Gas Furnace | 2026 | INSTALLATION | REPLACEMENT | N/A | USD/space heater | IECC climate zone | 7B | 1446.399
residential space heating | Reference Natural Gas Furnace | 2026 | INSTALLATION | REPLACEMENT | N/A | USD/space heater | IECC climate zone | 8B | 1446.98
residential space heating | Reference Natural Gas Furnace | 2027 | CAPITAL | NEW | N/A | USD/space heater | IECC climate zone | 1A | 1100.52
residential space heating | Reference Natural Gas Furnace | 2027 | CAPITAL | NEW | N/A | USD/space heater | IECC climate zone | 2A | 1105.7722
residential space heating | Reference Natural Gas Furnace | 2027 | CAPITAL | NEW | N/A | USD/space heater | IECC climate zone | 2B | 1114.4681
residential space heating | Reference Natural Gas Furnace | 2027 | CAPITAL | NEW | N/A | USD/space heater | IECC climate zone | 3A | 1105.0999
residential space heating | Reference Natural Gas Furnace | 2027 | CAPITAL | NEW | N/A | USD/space heater | IECC climate zone | 3B | 1105.148
residential space heating | Reference Natural Gas Furnace | 2027 | CAPITAL | NEW | N/A | USD/space heater | IECC climate zone | 3C | 1101.9411
residential space heating | Reference Natural Gas Furnace | 2027 | CAPITAL | NEW | N/A | USD/space heater | IECC climate zone | 4A | 1185.8905
residential space heating | Reference Natural Gas Furnace | 2027 | CAPITAL | NEW | N/A | USD/space heater | IECC climate zone | 4B | 1114.9752
residential space heating | Reference Natural Gas Furnace | 2027 | CAPITAL | NEW | N/A | USD/space heater | IECC climate zone | 4C | 1192.5581
residential space heating | Reference Natural Gas Furnace | 2027 | CAPITAL | NEW | N/A | USD/space heater | IECC climate zone | 5A | 1289.6126
residential space heating | Reference Natural Gas Furnace | 2027 | CAPITAL | NEW | N/A | USD/space heater | IECC climate zone | 5B | 1298.7865
residential space heating | Reference Natural Gas Furnace | 2027 | CAPITAL | NEW | N/A | USD/space heater | IECC climate zone | 6A | 1328.5666
residential space heating | Reference Natural Gas Furnace | 2027 | CAPITAL | NEW | N/A | USD/space heater | IECC climate zone | 6B | 1243.718
residential space heating | Reference Natural Gas Furnace | 2027 | CAPITAL | NEW | N/A | USD/space heater | IECC climate zone | 7A | 1357.2014
residential space heating | Reference Natural Gas Furnace | 2027 | CAPITAL | NEW | N/A | USD/space heater | IECC climate zone | 7B | 1364.879
residential space heating | Reference Natural Gas Furnace | 2027 | CAPITAL | NEW | N/A | USD/space heater | IECC climate zone | 8B | 1365.46
residential space heating | Reference Natural Gas Furnace | 2027 | CAPITAL | REPLACEMENT | N/A | USD/space heater | IECC climate zone | 1A | 1100.52
residential space heating | Reference Natural Gas Furnace | 2027 | CAPITAL | REPLACEMENT | N/A | USD/space heater | IECC climate zone | 2A | 1105.7722
residential space heating | Reference Natural Gas Furnace | 2027 | CAPITAL | REPLACEMENT | N/A | USD/space heater | IECC climate zone | 2B | 1114.4681
residential space heating | Reference Natural Gas Furnace | 2027 | CAPITAL | REPLACEMENT | N/A | USD/space heater | IECC climate zone | 3A | 1105.0999
residential space heating | Reference Natural Gas Furnace | 2027 | CAPITAL | REPLACEMENT | N/A | USD/space heater | IECC climate zone | 3B | 1105.148
residential space heating | Reference Natural Gas Furnace | 2027 | CAPITAL | REPLACEMENT | N/A | USD/space heater | IECC climate zone | 3C | 1101.9411
residential space heating | Reference Natural Gas Furnace | 2027 | CAPITAL | REPLACEMENT | N/A | USD/space heater | IECC climate zone | 4A | 1185.8905
residential space heating | Reference Natural Gas Furnace | 2027 | CAPITAL | REPLACEMENT | N/A | USD/space heater | IECC climate zone | 4B | 1114.9752
residential space heating | Reference Natural Gas Furnace | 2027 | CAPITAL | REPLACEMENT | N/A | USD/space heater | IECC climate zone | 4C | 1192.5581
residential space heating | Reference Natural Gas Furnace | 2027 | CAPITAL | REPLACEMENT | N/A | USD/space heater | IECC climate zone | 5A | 1289.6126
residential space heating | Reference Natural Gas Furnace | 2027 | CAPITAL | REPLACEMENT | N/A | USD/space heater | IECC climate zone | 5B | 1298.7865
residential space heating | Reference Natural Gas Furnace | 2027 | CAPITAL | REPLACEMENT | N/A | USD/space heater | IECC climate zone | 6A | 1328.5666
residential space heating | Reference Natural Gas Furnace | 2027 | CAPITAL | REPLACEMENT | N/A | USD/space heater | IECC climate zone | 6B | 1243.718
residential space heating | Reference Natural Gas Furnace | 2027 | CAPITAL | REPLACEMENT | N/A | USD/space heater | IECC climate zone | 7A | 1357.2014
residential space heating | Reference Natural Gas Furnace | 2027 | CAPITAL | REPLACEMENT | N/A | USD/space heater | IECC climate zone | 7B | 1364.879
residential space heating | Reference Natural Gas Furnace | 2027 | CAPITAL | REPLACEMENT | N/A | USD/space heater | IECC climate zone | 8B | 1365.46
residential space heating | Reference Natural Gas Furnace | 2027 | FIXED_OM | NEW | N/A | USD/space heater | us | us | 40.76
residential space heating | Reference Natural Gas Furnace | 2027 | FIXED_OM | REPLACEMENT | N/A | USD/space heater | us | us | 40.76
residential space heating | Reference Natural Gas Furnace | 2027 | INSTALLATION | NEW | N/A | USD/space heater | IECC climate zone | 1A | 1182.04
residential space heating | Reference Natural Gas Furnace | 2027 | INSTALLATION | NEW | N/A | USD/space heater | IECC climate zone | 2A | 1187.2922
residential space heating | Reference Natural Gas Furnace | 2027 | INSTALLATION | NEW | N/A | USD/space heater | IECC climate zone | 2B | 1195.9881
residential space heating | Reference Natural Gas Furnace | 2027 | INSTALLATION | NEW | N/A | USD/space heater | IECC climate zone | 3A | 1186.6199
residential space heating | Reference Natural Gas Furnace | 2027 | INSTALLATION | NEW | N/A | USD/space heater | IECC climate zone | 3B | 1186.668
residential space heating | Reference Natural Gas Furnace | 2027 | INSTALLATION | NEW | N/A | USD/space heater | IECC climate zone | 3C | 1183.4611
residential space heating | Reference Natural Gas Furnace | 2027 | INSTALLATION | NEW | N/A | USD/space heater | IECC climate zone | 4A | 1267.4105
residential space heating | Reference Natural Gas Furnace | 2027 | INSTALLATION | NEW | N/A | USD/space heater | IECC climate zone | 4B | 1196.4952
residential space heating | Reference Natural Gas Furnace | 2027 | INSTALLATION | NEW | N/A | USD/space heater | IECC climate zone | 4C | 1274.0781
residential space heating | Reference Natural Gas Furnace | 2027 | INSTALLATION | NEW | N/A | USD/space heater | IECC climate zone | 5A | 1371.1326
residential space heating | Reference Natural Gas Furnace | 2027 | INSTALLATION | NEW | N/A | USD/space heater | IECC climate zone | 5B | 1380.3065
residential space heating | Reference Natural Gas Furnace | 2027 | INSTALLATION | NEW | N/A | USD/space heater | IECC climate zone | 6A | 1410.0866
residential space heating | Reference Natural Gas Furnace | 2027 | INSTALLATION | NEW | N/A | USD/space heater | IECC climate zone | 6B | 1325.238
residential space heating | Reference Natural Gas Furnace | 2027 | INSTALLATION | NEW | N/A | USD/space heater | IECC climate zone | 7A | 1438.7214
residential space heating | Reference Natural Gas Furnace | 2027 | INSTALLATION | NEW | N/A | USD/space heater | IECC climate zone | 7B | 1446.399
residential space heating | Reference Natural Gas Furnace | 2027 | INSTALLATION | NEW | N/A | USD/space heater | IECC climate zone | 8B | 1446.98
residential space heating | Reference Natural Gas Furnace | 2027 | INSTALLATION | REPLACEMENT | N/A | USD/space heater | IECC climate zone | 1A | 1182.04
residential space heating | Reference Natural Gas Furnace | 2027 | INSTALLATION | REPLACEMENT | N/A | USD/space heater | IECC climate zone | 2A | 1187.2922
residential space heating | Reference Natural Gas Furnace | 2027 | INSTALLATION | REPLACEMENT | N/A | USD/space heater | IECC climate zone | 2B | 1195.9881
residential space heating | Reference Natural Gas Furnace | 2027 | INSTALLATION | REPLACEMENT | N/A | USD/space heater | IECC climate zone | 3A | 1186.6199
residential space heating | Reference Natural Gas Furnace | 2027 | INSTALLATION | REPLACEMENT | N/A | USD/space heater | IECC climate zone | 3B | 1186.668
residential space heating | Reference Natural Gas Furnace | 2027 | INSTALLATION | REPLACEMENT | N/A | USD/space heater | IECC climate zone | 3C | 1183.4611
residential space heating | Reference Natural Gas Furnace | 2027 | INSTALLATION | REPLACEMENT | N/A | USD/space heater | IECC climate zone | 4A | 1267.4105
residential space heating | Reference Natural Gas Furnace | 2027 | INSTALLATION | REPLACEMENT | N/A | USD/space heater | IECC climate zone | 4B | 1196.4952
residential space heating | Reference Natural Gas Furnace | 2027 | INSTALLATION | REPLACEMENT | N/A | USD/space heater | IECC climate zone | 4C | 1274.0781
residential space heating | Reference Natural Gas Furnace | 2027 | INSTALLATION | REPLACEMENT | N/A | USD/space heater | IECC climate zone | 5A | 1371.1326
residential space heating | Reference Natural Gas Furnace | 2027 | INSTALLATION | REPLACEMENT | N/A | USD/space heater | IECC climate zone | 5B | 1380.3065
residential space heating | Reference Natural Gas Furnace | 2027 | INSTALLATION | REPLACEMENT | N/A | USD/space heater | IECC climate zone | 6A | 1410.0866
residential space heating | Reference Natural Gas Furnace | 2027 | INSTALLATION | REPLACEMENT | N/A | USD/space heater | IECC climate zone | 6B | 1325.238
residential space heating | Reference Natural Gas Furnace | 2027 | INSTALLATION | REPLACEMENT | N/A | USD/space heater | IECC climate zone | 7A | 1438.7214
residential space heating | Reference Natural Gas Furnace | 2027 | INSTALLATION | REPLACEMENT | N/A | USD/space heater | IECC climate zone | 7B | 1446.399
residential space heating | Reference Natural Gas Furnace | 2027 | INSTALLATION | REPLACEMENT | N/A | USD/space heater | IECC climate zone | 8B | 1446.98
residential space heating | Reference Natural Gas Furnace | 2028 | CAPITAL | NEW | N/A | USD/space heater | IECC climate zone | 1A | 1100.52
residential space heating | Reference Natural Gas Furnace | 2028 | CAPITAL | NEW | N/A | USD/space heater | IECC climate zone | 2A | 1105.7722
residential space heating | Reference Natural Gas Furnace | 2028 | CAPITAL | NEW | N/A | USD/space heater | IECC climate zone | 2B | 1114.4681
residential space heating | Reference Natural Gas Furnace | 2028 | CAPITAL | NEW | N/A | USD/space heater | IECC climate zone | 3A | 1105.0999
residential space heating | Reference Natural Gas Furnace | 2028 | CAPITAL | NEW | N/A | USD/space heater | IECC climate zone | 3B | 1105.148
residential space heating | Reference Natural Gas Furnace | 2028 | CAPITAL | NEW | N/A | USD/space heater | IECC climate zone | 3C | 1101.9411
residential space heating | Reference Natural Gas Furnace | 2028 | CAPITAL | NEW | N/A | USD/space heater | IECC climate zone | 4A | 1185.8905
residential space heating | Reference Natural Gas Furnace | 2028 | CAPITAL | NEW | N/A | USD/space heater | IECC climate zone | 4B | 1114.9752
residential space heating | Reference Natural Gas Furnace | 2028 | CAPITAL | NEW | N/A | USD/space heater | IECC climate zone | 4C | 1192.5581
residential space heating | Reference Natural Gas Furnace | 2028 | CAPITAL | NEW | N/A | USD/space heater | IECC climate zone | 5A | 1289.6126
residential space heating | Reference Natural Gas Furnace | 2028 | CAPITAL | NEW | N/A | USD/space heater | IECC climate zone | 5B | 1298.7865
residential space heating | Reference Natural Gas Furnace | 2028 | CAPITAL | NEW | N/A | USD/space heater | IECC climate zone | 6A | 1328.5666
residential space heating | Reference Natural Gas Furnace | 2028 | CAPITAL | NEW | N/A | USD/space heater | IECC climate zone | 6B | 1243.718
residential space heating | Reference Natural Gas Furnace | 2028 | CAPITAL | NEW | N/A | USD/space heater | IECC climate zone | 7A | 1357.2014
residential space heating | Reference Natural Gas Furnace | 2028 | CAPITAL | NEW | N/A | USD/space heater | IECC climate zone | 7B | 1364.879
residential space heating | Reference Natural Gas Furnace | 2028 | CAPITAL | NEW | N/A | USD/space heater | IECC climate zone | 8B | 1365.46
residential space heating | Reference Natural Gas Furnace | 2028 | CAPITAL | REPLACEMENT | N/A | USD/space heater | IECC climate zone | 1A | 1100.52
residential space heating | Reference Natural Gas Furnace | 2028 | CAPITAL | REPLACEMENT | N/A | USD/space heater | IECC climate zone | 2A | 1105.7722
residential space heating | Reference Natural Gas Furnace | 2028 | CAPITAL | REPLACEMENT | N/A | USD/space heater | IECC climate zone | 2B | 1114.4681
residential space heating | Reference Natural Gas Furnace | 2028 | CAPITAL | REPLACEMENT | N/A | USD/space heater | IECC climate zone | 3A | 1105.0999
residential space heating | Reference Natural Gas Furnace | 2028 | CAPITAL | REPLACEMENT | N/A | USD/space heater | IECC climate zone | 3B | 1105.148
residential space heating | Reference Natural Gas Furnace | 2028 | CAPITAL | REPLACEMENT | N/A | USD/space heater | IECC climate zone | 3C | 1101.9411
residential space heating | Reference Natural Gas Furnace | 2028 | CAPITAL | REPLACEMENT | N/A | USD/space heater | IECC climate zone | 4A | 1185.8905
residential space heating | Reference Natural Gas Furnace | 2028 | CAPITAL | REPLACEMENT | N/A | USD/space heater | IECC climate zone | 4B | 1114.9752
residential space heating | Reference Natural Gas Furnace | 2028 | CAPITAL | REPLACEMENT | N/A | USD/space heater | IECC climate zone | 4C | 1192.5581
residential space heating | Reference Natural Gas Furnace | 2028 | CAPITAL | REPLACEMENT | N/A | USD/space heater | IECC climate zone | 5A | 1289.6126
residential space heating | Reference Natural Gas Furnace | 2028 | CAPITAL | REPLACEMENT | N/A | USD/space heater | IECC climate zone | 5B | 1298.7865
residential space heating | Reference Natural Gas Furnace | 2028 | CAPITAL | REPLACEMENT | N/A | USD/space heater | IECC climate zone | 6A | 1328.5666
residential space heating | Reference Natural Gas Furnace | 2028 | CAPITAL | REPLACEMENT | N/A | USD/space heater | IECC climate zone | 6B | 1243.718
residential space heating | Reference Natural Gas Furnace | 2028 | CAPITAL | REPLACEMENT | N/A | USD/space heater | IECC climate zone | 7A | 1357.2014
residential space heating | Reference Natural Gas Furnace | 2028 | CAPITAL | REPLACEMENT | N/A | USD/space heater | IECC climate zone | 7B | 1364.879
residential space heating | Reference Natural Gas Furnace | 2028 | CAPITAL | REPLACEMENT | N/A | USD/space heater | IECC climate zone | 8B | 1365.46
residential space heating | Reference Natural Gas Furnace | 2028 | FIXED_OM | NEW | N/A | USD/space heater | us | us | 40.76
residential space heating | Reference Natural Gas Furnace | 2028 | FIXED_OM | REPLACEMENT | N/A | USD/space heater | us | us | 40.76
residential space heating | Reference Natural Gas Furnace | 2028 | INSTALLATION | NEW | N/A | USD/space heater | IECC climate zone | 1A | 1182.04
residential space heating | Reference Natural Gas Furnace | 2028 | INSTALLATION | NEW | N/A | USD/space heater | IECC climate zone | 2A | 1187.2922
residential space heating | Reference Natural Gas Furnace | 2028 | INSTALLATION | NEW | N/A | USD/space heater | IECC climate zone | 2B | 1195.9881
residential space heating | Reference Natural Gas Furnace | 2028 | INSTALLATION | NEW | N/A | USD/space heater | IECC climate zone | 3A | 1186.6199
residential space heating | Reference Natural Gas Furnace | 2028 | INSTALLATION | NEW | N/A | USD/space heater | IECC climate zone | 3B | 1186.668
residential space heating | Reference Natural Gas Furnace | 2028 | INSTALLATION | NEW | N/A | USD/space heater | IECC climate zone | 3C | 1183.4611
residential space heating | Reference Natural Gas Furnace | 2028 | INSTALLATION | NEW | N/A | USD/space heater | IECC climate zone | 4A | 1267.4105
residential space heating | Reference Natural Gas Furnace | 2028 | INSTALLATION | NEW | N/A | USD/space heater | IECC climate zone | 4B | 1196.4952
residential space heating | Reference Natural Gas Furnace | 2028 | INSTALLATION | NEW | N/A | USD/space heater | IECC climate zone | 4C | 1274.0781
residential space heating | Reference Natural Gas Furnace | 2028 | INSTALLATION | NEW | N/A | USD/space heater | IECC climate zone | 5A | 1371.1326
residential space heating | Reference Natural Gas Furnace | 2028 | INSTALLATION | NEW | N/A | USD/space heater | IECC climate zone | 5B | 1380.3065
residential space heating | Reference Natural Gas Furnace | 2028 | INSTALLATION | NEW | N/A | USD/space heater | IECC climate zone | 6A | 1410.0866
residential space heating | Reference Natural Gas Furnace | 2028 | INSTALLATION | NEW | N/A | USD/space heater | IECC climate zone | 6B | 1325.238
residential space heating | Reference Natural Gas Furnace | 2028 | INSTALLATION | NEW | N/A | USD/space heater | IECC climate zone | 7A | 1438.7214
residential space heating | Reference Natural Gas Furnace | 2028 | INSTALLATION | NEW | N/A | USD/space heater | IECC climate zone | 7B | 1446.399
residential space heating | Reference Natural Gas Furnace | 2028 | INSTALLATION | NEW | N/A | USD/space heater | IECC climate zone | 8B | 1446.98
residential space heating | Reference Natural Gas Furnace | 2028 | INSTALLATION | REPLACEMENT | N/A | USD/space heater | IECC climate zone | 1A | 1182.04
residential space heating | Reference Natural Gas Furnace | 2028 | INSTALLATION | REPLACEMENT | N/A | USD/space heater | IECC climate zone | 2A | 1187.2922
residential space heating | Reference Natural Gas Furnace | 2028 | INSTALLATION | REPLACEMENT | N/A | USD/space heater | IECC climate zone | 2B | 1195.9881
residential space heating | Reference Natural Gas Furnace | 2028 | INSTALLATION | REPLACEMENT | N/A | USD/space heater | IECC climate zone | 3A | 1186.6199
residential space heating | Reference Natural Gas Furnace | 2028 | INSTALLATION | REPLACEMENT | N/A | USD/space heater | IECC climate zone | 3B | 1186.668
residential space heating | Reference Natural Gas Furnace | 2028 | INSTALLATION | REPLACEMENT | N/A | USD/space heater | IECC climate zone | 3C | 1183.4611
residential space heating | Reference Natural Gas Furnace | 2028 | INSTALLATION | REPLACEMENT | N/A | USD/space heater | IECC climate zone | 4A | 1267.4105
residential space heating | Reference Natural Gas Furnace | 2028 | INSTALLATION | REPLACEMENT | N/A | USD/space heater | IECC climate zone | 4B | 1196.4952
residential space heating | Reference Natural Gas Furnace | 2028 | INSTALLATION | REPLACEMENT | N/A | USD/space heater | IECC climate zone | 4C | 1274.0781
residential space heating | Reference Natural Gas Furnace | 2028 | INSTALLATION | REPLACEMENT | N/A | USD/space heater | IECC climate zone | 5A | 1371.1326
residential space heating | Reference Natural Gas Furnace | 2028 | INSTALLATION | REPLACEMENT | N/A | USD/space heater | IECC climate zone | 5B | 1380.3065
residential space heating | Reference Natural Gas Furnace | 2028 | INSTALLATION | REPLACEMENT | N/A | USD/space heater | IECC climate zone | 6A | 1410.0866
residential space heating | Reference Natural Gas Furnace | 2028 | INSTALLATION | REPLACEMENT | N/A | USD/space heater | IECC climate zone | 6B | 1325.238
residential space heating | Reference Natural Gas Furnace | 2028 | INSTALLATION | REPLACEMENT | N/A | USD/space heater | IECC climate zone | 7A | 1438.7214
residential space heating | Reference Natural Gas Furnace | 2028 | INSTALLATION | REPLACEMENT | N/A | USD/space heater | IECC climate zone | 7B | 1446.399
residential space heating | Reference Natural Gas Furnace | 2028 | INSTALLATION | REPLACEMENT | N/A | USD/space heater | IECC climate zone | 8B | 1446.98
residential space heating | Reference Natural Gas Furnace | 2029 | CAPITAL | NEW | N/A | USD/space heater | IECC climate zone | 1A | 1100.52
residential space heating | Reference Natural Gas Furnace | 2029 | CAPITAL | NEW | N/A | USD/space heater | IECC climate zone | 2A | 1105.7722
residential space heating | Reference Natural Gas Furnace | 2029 | CAPITAL | NEW | N/A | USD/space heater | IECC climate zone | 2B | 1114.4681
residential space heating | Reference Natural Gas Furnace | 2029 | CAPITAL | NEW | N/A | USD/space heater | IECC climate zone | 3A | 1105.0999
residential space heating | Reference Natural Gas Furnace | 2029 | CAPITAL | NEW | N/A | USD/space heater | IECC climate zone | 3B | 1105.148
residential space heating | Reference Natural Gas Furnace | 2029 | CAPITAL | NEW | N/A | USD/space heater | IECC climate zone | 3C | 1101.9411
residential space heating | Reference Natural Gas Furnace | 2029 | CAPITAL | NEW | N/A | USD/space heater | IECC climate zone | 4A | 1185.8905
residential space heating | Reference Natural Gas Furnace | 2029 | CAPITAL | NEW | N/A | USD/space heater | IECC climate zone | 4B | 1114.9752
residential space heating | Reference Natural Gas Furnace | 2029 | CAPITAL | NEW | N/A | USD/space heater | IECC climate zone | 4C | 1192.5581
residential space heating | Reference Natural Gas Furnace | 2029 | CAPITAL | NEW | N/A | USD/space heater | IECC climate zone | 5A | 1289.6126
residential space heating | Reference Natural Gas Furnace | 2029 | CAPITAL | NEW | N/A | USD/space heater | IECC climate zone | 5B | 1298.7865
residential space heating | Reference Natural Gas Furnace | 2029 | CAPITAL | NEW | N/A | USD/space heater | IECC climate zone | 6A | 1328.5666
residential space heating | Reference Natural Gas Furnace | 2029 | CAPITAL | NEW | N/A | USD/space heater | IECC climate zone | 6B | 1243.718
residential space heating | Reference Natural Gas Furnace | 2029 | CAPITAL | NEW | N/A | USD/space heater | IECC climate zone | 7A | 1357.2014
residential space heating | Reference Natural Gas Furnace | 2029 | CAPITAL | NEW | N/A | USD/space heater | IECC climate zone | 7B | 1364.879
residential space heating | Reference Natural Gas Furnace | 2029 | CAPITAL | NEW | N/A | USD/space heater | IECC climate zone | 8B | 1365.46
residential space heating | Reference Natural Gas Furnace | 2029 | CAPITAL | REPLACEMENT | N/A | USD/space heater | IECC climate zone | 1A | 1100.52
residential space heating | Reference Natural Gas Furnace | 2029 | CAPITAL | REPLACEMENT | N/A | USD/space heater | IECC climate zone | 2A | 1105.7722
residential space heating | Reference Natural Gas Furnace | 2029 | CAPITAL | REPLACEMENT | N/A | USD/space heater | IECC climate zone | 2B | 1114.4681
residential space heating | Reference Natural Gas Furnace | 2029 | CAPITAL | REPLACEMENT | N/A | USD/space heater | IECC climate zone | 3A | 1105.0999
residential space heating | Reference Natural Gas Furnace | 2029 | CAPITAL | REPLACEMENT | N/A | USD/space heater | IECC climate zone | 3B | 1105.148
residential space heating | Reference Natural Gas Furnace | 2029 | CAPITAL | REPLACEMENT | N/A | USD/space heater | IECC climate zone | 3C | 1101.9411
residential space heating | Reference Natural Gas Furnace | 2029 | CAPITAL | REPLACEMENT | N/A | USD/space heater | IECC climate zone | 4A | 1185.8905
residential space heating | Reference Natural Gas Furnace | 2029 | CAPITAL | REPLACEMENT | N/A | USD/space heater | IECC climate zone | 4B | 1114.9752
residential space heating | Reference Natural Gas Furnace | 2029 | CAPITAL | REPLACEMENT | N/A | USD/space heater | IECC climate zone | 4C | 1192.5581
residential space heating | Reference Natural Gas Furnace | 2029 | CAPITAL | REPLACEMENT | N/A | USD/space heater | IECC climate zone | 5A | 1289.6126
residential space heating | Reference Natural Gas Furnace | 2029 | CAPITAL | REPLACEMENT | N/A | USD/space heater | IECC climate zone | 5B | 1298.7865
residential space heating | Reference Natural Gas Furnace | 2029 | CAPITAL | REPLACEMENT | N/A | USD/space heater | IECC climate zone | 6A | 1328.5666
residential space heating | Reference Natural Gas Furnace | 2029 | CAPITAL | REPLACEMENT | N/A | USD/space heater | IECC climate zone | 6B | 1243.718
residential space heating | Reference Natural Gas Furnace | 2029 | CAPITAL | REPLACEMENT | N/A | USD/space heater | IECC climate zone | 7A | 1357.2014
residential space heating | Reference Natural Gas Furnace | 2029 | CAPITAL | REPLACEMENT | N/A | USD/space heater | IECC climate zone | 7B | 1364.879
residential space heating | Reference Natural Gas Furnace | 2029 | CAPITAL | REPLACEMENT | N/A | USD/space heater | IECC climate zone | 8B | 1365.46
residential space heating | Reference Natural Gas Furnace | 2029 | FIXED_OM | NEW | N/A | USD/space heater | us | us | 40.76
residential space heating | Reference Natural Gas Furnace | 2029 | FIXED_OM | REPLACEMENT | N/A | USD/space heater | us | us | 40.76
residential space heating | Reference Natural Gas Furnace | 2029 | INSTALLATION | NEW | N/A | USD/space heater | IECC climate zone | 1A | 1182.04
residential space heating | Reference Natural Gas Furnace | 2029 | INSTALLATION | NEW | N/A | USD/space heater | IECC climate zone | 2A | 1187.2922
residential space heating | Reference Natural Gas Furnace | 2029 | INSTALLATION | NEW | N/A | USD/space heater | IECC climate zone | 2B | 1195.9881
residential space heating | Reference Natural Gas Furnace | 2029 | INSTALLATION | NEW | N/A | USD/space heater | IECC climate zone | 3A | 1186.6199
residential space heating | Reference Natural Gas Furnace | 2029 | INSTALLATION | NEW | N/A | USD/space heater | IECC climate zone | 3B | 1186.668
residential space heating | Reference Natural Gas Furnace | 2029 | INSTALLATION | NEW | N/A | USD/space heater | IECC climate zone | 3C | 1183.4611
residential space heating | Reference Natural Gas Furnace | 2029 | INSTALLATION | NEW | N/A | USD/space heater | IECC climate zone | 4A | 1267.4105
residential space heating | Reference Natural Gas Furnace | 2029 | INSTALLATION | NEW | N/A | USD/space heater | IECC climate zone | 4B | 1196.4952
residential space heating | Reference Natural Gas Furnace | 2029 | INSTALLATION | NEW | N/A | USD/space heater | IECC climate zone | 4C | 1274.0781
residential space heating | Reference Natural Gas Furnace | 2029 | INSTALLATION | NEW | N/A | USD/space heater | IECC climate zone | 5A | 1371.1326
residential space heating | Reference Natural Gas Furnace | 2029 | INSTALLATION | NEW | N/A | USD/space heater | IECC climate zone | 5B | 1380.3065
residential space heating | Reference Natural Gas Furnace | 2029 | INSTALLATION | NEW | N/A | USD/space heater | IECC climate zone | 6A | 1410.0866
residential space heating | Reference Natural Gas Furnace | 2029 | INSTALLATION | NEW | N/A | USD/space heater | IECC climate zone | 6B | 1325.238
residential space heating | Reference Natural Gas Furnace | 2029 | INSTALLATION | NEW | N/A | USD/space heater | IECC climate zone | 7A | 1438.7214
residential space heating | Reference Natural Gas Furnace | 2029 | INSTALLATION | NEW | N/A | USD/space heater | IECC climate zone | 7B | 1446.399
residential space heating | Reference Natural Gas Furnace | 2029 | INSTALLATION | NEW | N/A | USD/space heater | IECC climate zone | 8B | 1446.98
residential space heating | Reference Natural Gas Furnace | 2029 | INSTALLATION | REPLACEMENT | N/A | USD/space heater | IECC climate zone | 1A | 1182.04
residential space heating | Reference Natural Gas Furnace | 2029 | INSTALLATION | REPLACEMENT | N/A | USD/space heater | IECC climate zone | 2A | 1187.2922
residential space heating | Reference Natural Gas Furnace | 2029 | INSTALLATION | REPLACEMENT | N/A | USD/space heater | IECC climate zone | 2B | 1195.9881
residential space heating | Reference Natural Gas Furnace | 2029 | INSTALLATION | REPLACEMENT | N/A | USD/space heater | IECC climate zone | 3A | 1186.6199
residential space heating | Reference Natural Gas Furnace | 2029 | INSTALLATION | REPLACEMENT | N/A | USD/space heater | IECC climate zone | 3B | 1186.668
residential space heating | Reference Natural Gas Furnace | 2029 | INSTALLATION | REPLACEMENT | N/A | USD/space heater | IECC climate zone | 3C | 1183.4611
residential space heating | Reference Natural Gas Furnace | 2029 | INSTALLATION | REPLACEMENT | N/A | USD/space heater | IECC climate zone | 4A | 1267.4105
residential space heating | Reference Natural Gas Furnace | 2029 | INSTALLATION | REPLACEMENT | N/A | USD/space heater | IECC climate zone | 4B | 1196.4952
residential space heating | Reference Natural Gas Furnace | 2029 | INSTALLATION | REPLACEMENT | N/A | USD/space heater | IECC climate zone | 4C | 1274.0781
residential space heating | Reference Natural Gas Furnace | 2029 | INSTALLATION | REPLACEMENT | N/A | USD/space heater | IECC climate zone | 5A | 1371.1326
residential space heating | Reference Natural Gas Furnace | 2029 | INSTALLATION | REPLACEMENT | N/A | USD/space heater | IECC climate zone | 5B | 1380.3065
residential space heating | Reference Natural Gas Furnace | 2029 | INSTALLATION | REPLACEMENT | N/A | USD/space heater | IECC climate zone | 6A | 1410.0866
residential space heating | Reference Natural Gas Furnace | 2029 | INSTALLATION | REPLACEMENT | N/A | USD/space heater | IECC climate zone | 6B | 1325.238
residential space heating | Reference Natural Gas Furnace | 2029 | INSTALLATION | REPLACEMENT | N/A | USD/space heater | IECC climate zone | 7A | 1438.7214
residential space heating | Reference Natural Gas Furnace | 2029 | INSTALLATION | REPLACEMENT | N/A | USD/space heater | IECC climate zone | 7B | 1446.399
residential space heating | Reference Natural Gas Furnace | 2029 | INSTALLATION | REPLACEMENT | N/A | USD/space heater | IECC climate zone | 8B | 1446.98
residential space heating | Reference Natural Gas Furnace | 2030 | CAPITAL | NEW | N/A | USD/space heater | IECC climate zone | 1A | 1100.52
residential space heating | Reference Natural Gas Furnace | 2030 | CAPITAL | NEW | N/A | USD/space heater | IECC climate zone | 2A | 1105.7722
residential space heating | Reference Natural Gas Furnace | 2030 | CAPITAL | NEW | N/A | USD/space heater | IECC climate zone | 2B | 1114.4681
residential space heating | Reference Natural Gas Furnace | 2030 | CAPITAL | NEW | N/A | USD/space heater | IECC climate zone | 3A | 1105.0999
residential space heating | Reference Natural Gas Furnace | 2030 | CAPITAL | NEW | N/A | USD/space heater | IECC climate zone | 3B | 1105.148
residential space heating | Reference Natural Gas Furnace | 2030 | CAPITAL | NEW | N/A | USD/space heater | IECC climate zone | 3C | 1101.9411
residential space heating | Reference Natural Gas Furnace | 2030 | CAPITAL | NEW | N/A | USD/space heater | IECC climate zone | 4A | 1185.8905
residential space heating | Reference Natural Gas Furnace | 2030 | CAPITAL | NEW | N/A | USD/space heater | IECC climate zone | 4B | 1114.9752
residential space heating | Reference Natural Gas Furnace | 2030 | CAPITAL | NEW | N/A | USD/space heater | IECC climate zone | 4C | 1192.5581
residential space heating | Reference Natural Gas Furnace | 2030 | CAPITAL | NEW | N/A | USD/space heater | IECC climate zone | 5A | 1289.6126
residential space heating | Reference Natural Gas Furnace | 2030 | CAPITAL | NEW | N/A | USD/space heater | IECC climate zone | 5B | 1298.7865
residential space heating | Reference Natural Gas Furnace | 2030 | CAPITAL | NEW | N/A | USD/space heater | IECC climate zone | 6A | 1328.5666
residential space heating | Reference Natural Gas Furnace | 2030 | CAPITAL | NEW | N/A | USD/space heater | IECC climate zone | 6B | 1243.718
residential space heating | Reference Natural Gas Furnace | 2030 | CAPITAL | NEW | N/A | USD/space heater | IECC climate zone | 7A | 1357.2014
residential space heating | Reference Natural Gas Furnace | 2030 | CAPITAL | NEW | N/A | USD/space heater | IECC climate zone | 7B | 1364.879
residential space heating | Reference Natural Gas Furnace | 2030 | CAPITAL | NEW | N/A | USD/space heater | IECC climate zone | 8B | 1365.46
residential space heating | Reference Natural Gas Furnace | 2030 | CAPITAL | REPLACEMENT | N/A | USD/space heater | IECC climate zone | 1A | 1100.52
residential space heating | Reference Natural Gas Furnace | 2030 | CAPITAL | REPLACEMENT | N/A | USD/space heater | IECC climate zone | 2A | 1105.7722
residential space heating | Reference Natural Gas Furnace | 2030 | CAPITAL | REPLACEMENT | N/A | USD/space heater | IECC climate zone | 2B | 1114.4681
residential space heating | Reference Natural Gas Furnace | 2030 | CAPITAL | REPLACEMENT | N/A | USD/space heater | IECC climate zone | 3A | 1105.0999
residential space heating | Reference Natural Gas Furnace | 2030 | CAPITAL | REPLACEMENT | N/A | USD/space heater | IECC climate zone | 3B | 1105.148
residential space heating | Reference Natural Gas Furnace | 2030 | CAPITAL | REPLACEMENT | N/A | USD/space heater | IECC climate zone | 3C | 1101.9411
residential space heating | Reference Natural Gas Furnace | 2030 | CAPITAL | REPLACEMENT | N/A | USD/space heater | IECC climate zone | 4A | 1185.8905
residential space heating | Reference Natural Gas Furnace | 2030 | CAPITAL | REPLACEMENT | N/A | USD/space heater | IECC climate zone | 4B | 1114.9752
residential space heating | Reference Natural Gas Furnace | 2030 | CAPITAL | REPLACEMENT | N/A | USD/space heater | IECC climate zone | 4C | 1192.5581
residential space heating | Reference Natural Gas Furnace | 2030 | CAPITAL | REPLACEMENT | N/A | USD/space heater | IECC climate zone | 5A | 1289.6126
residential space heating | Reference Natural Gas Furnace | 2030 | CAPITAL | REPLACEMENT | N/A | USD/space heater | IECC climate zone | 5B | 1298.7865
residential space heating | Reference Natural Gas Furnace | 2030 | CAPITAL | REPLACEMENT | N/A | USD/space heater | IECC climate zone | 6A | 1328.5666
residential space heating | Reference Natural Gas Furnace | 2030 | CAPITAL | REPLACEMENT | N/A | USD/space heater | IECC climate zone | 6B | 1243.718
residential space heating | Reference Natural Gas Furnace | 2030 | CAPITAL | REPLACEMENT | N/A | USD/space heater | IECC climate zone | 7A | 1357.2014
residential space heating | Reference Natural Gas Furnace | 2030 | CAPITAL | REPLACEMENT | N/A | USD/space heater | IECC climate zone | 7B | 1364.879
residential space heating | Reference Natural Gas Furnace | 2030 | CAPITAL | REPLACEMENT | N/A | USD/space heater | IECC climate zone | 8B | 1365.46
residential space heating | Reference Natural Gas Furnace | 2030 | FIXED_OM | NEW | N/A | USD/space heater | us | us | 40.76
residential space heating | Reference Natural Gas Furnace | 2030 | FIXED_OM | REPLACEMENT | N/A | USD/space heater | us | us | 40.76
residential space heating | Reference Natural Gas Furnace | 2030 | INSTALLATION | NEW | N/A | USD/space heater | IECC climate zone | 1A | 1182.04
residential space heating | Reference Natural Gas Furnace | 2030 | INSTALLATION | NEW | N/A | USD/space heater | IECC climate zone | 2A | 1187.2922
residential space heating | Reference Natural Gas Furnace | 2030 | INSTALLATION | NEW | N/A | USD/space heater | IECC climate zone | 2B | 1195.9881
residential space heating | Reference Natural Gas Furnace | 2030 | INSTALLATION | NEW | N/A | USD/space heater | IECC climate zone | 3A | 1186.6199
residential space heating | Reference Natural Gas Furnace | 2030 | INSTALLATION | NEW | N/A | USD/space heater | IECC climate zone | 3B | 1186.668
residential space heating | Reference Natural Gas Furnace | 2030 | INSTALLATION | NEW | N/A | USD/space heater | IECC climate zone | 3C | 1183.4611
residential space heating | Reference Natural Gas Furnace | 2030 | INSTALLATION | NEW | N/A | USD/space heater | IECC climate zone | 4A | 1267.4105
residential space heating | Reference Natural Gas Furnace | 2030 | INSTALLATION | NEW | N/A | USD/space heater | IECC climate zone | 4B | 1196.4952
residential space heating | Reference Natural Gas Furnace | 2030 | INSTALLATION | NEW | N/A | USD/space heater | IECC climate zone | 4C | 1274.0781
residential space heating | Reference Natural Gas Furnace | 2030 | INSTALLATION | NEW | N/A | USD/space heater | IECC climate zone | 5A | 1371.1326
residential space heating | Reference Natural Gas Furnace | 2030 | INSTALLATION | NEW | N/A | USD/space heater | IECC climate zone | 5B | 1380.3065
residential space heating | Reference Natural Gas Furnace | 2030 | INSTALLATION | NEW | N/A | USD/space heater | IECC climate zone | 6A | 1410.0866
residential space heating | Reference Natural Gas Furnace | 2030 | INSTALLATION | NEW | N/A | USD/space heater | IECC climate zone | 6B | 1325.238
residential space heating | Reference Natural Gas Furnace | 2030 | INSTALLATION | NEW | N/A | USD/space heater | IECC climate zone | 7A | 1438.7214
residential space heating | Reference Natural Gas Furnace | 2030 | INSTALLATION | NEW | N/A | USD/space heater | IECC climate zone | 7B | 1446.399
residential space heating | Reference Natural Gas Furnace | 2030 | INSTALLATION | NEW | N/A | USD/space heater | IECC climate zone | 8B | 1446.98
residential space heating | Reference Natural Gas Furnace | 2030 | INSTALLATION | REPLACEMENT | N/A | USD/space heater | IECC climate zone | 1A | 1182.04
residential space heating | Reference Natural Gas Furnace | 2030 | INSTALLATION | REPLACEMENT | N/A | USD/space heater | IECC climate zone | 2A | 1187.2922
residential space heating | Reference Natural Gas Furnace | 2030 | INSTALLATION | REPLACEMENT | N/A | USD/space heater | IECC climate zone | 2B | 1195.9881
residential space heating | Reference Natural Gas Furnace | 2030 | INSTALLATION | REPLACEMENT | N/A | USD/space heater | IECC climate zone | 3A | 1186.6199
residential space heating | Reference Natural Gas Furnace | 2030 | INSTALLATION | REPLACEMENT | N/A | USD/space heater | IECC climate zone | 3B | 1186.668
residential space heating | Reference Natural Gas Furnace | 2030 | INSTALLATION | REPLACEMENT | N/A | USD/space heater | IECC climate zone | 3C | 1183.4611
residential space heating | Reference Natural Gas Furnace | 2030 | INSTALLATION | REPLACEMENT | N/A | USD/space heater | IECC climate zone | 4A | 1267.4105
residential space heating | Reference Natural Gas Furnace | 2030 | INSTALLATION | REPLACEMENT | N/A | USD/space heater | IECC climate zone | 4B | 1196.4952
residential space heating | Reference Natural Gas Furnace | 2030 | INSTALLATION | REPLACEMENT | N/A | USD/space heater | IECC climate zone | 4C | 1274.0781
residential space heating | Reference Natural Gas Furnace | 2030 | INSTALLATION | REPLACEMENT | N/A | USD/space heater | IECC climate zone | 5A | 1371.1326
residential space heating | Reference Natural Gas Furnace | 2030 | INSTALLATION | REPLACEMENT | N/A | USD/space heater | IECC climate zone | 5B | 1380.3065
residential space heating | Reference Natural Gas Furnace | 2030 | INSTALLATION | REPLACEMENT | N/A | USD/space heater | IECC climate zone | 6A | 1410.0866
residential space heating | Reference Natural Gas Furnace | 2030 | INSTALLATION | REPLACEMENT | N/A | USD/space heater | IECC climate zone | 6B | 1325.238
residential space heating | Reference Natural Gas Furnace | 2030 | INSTALLATION | REPLACEMENT | N/A | USD/space heater | IECC climate zone | 7A | 1438.7214
residential space heating | Reference Natural Gas Furnace | 2030 | INSTALLATION | REPLACEMENT | N/A | USD/space heater | IECC climate zone | 7B | 1446.399
residential space heating | Reference Natural Gas Furnace | 2030 | INSTALLATION | REPLACEMENT | N/A | USD/space heater | IECC climate zone | 8B | 1446.98
residential space heating | Reference Natural Gas Furnace | 2031 | CAPITAL | NEW | N/A | USD/space heater | IECC climate zone | 1A | 1100.52
residential space heating | Reference Natural Gas Furnace | 2031 | CAPITAL | NEW | N/A | USD/space heater | IECC climate zone | 2A | 1105.7722
residential space heating | Reference Natural Gas Furnace | 2031 | CAPITAL | NEW | N/A | USD/space heater | IECC climate zone | 2B | 1114.4681
residential space heating | Reference Natural Gas Furnace | 2031 | CAPITAL | NEW | N/A | USD/space heater | IECC climate zone | 3A | 1105.0999
residential space heating | Reference Natural Gas Furnace | 2031 | CAPITAL | NEW | N/A | USD/space heater | IECC climate zone | 3B | 1105.148
residential space heating | Reference Natural Gas Furnace | 2031 | CAPITAL | NEW | N/A | USD/space heater | IECC climate zone | 3C | 1101.9411
residential space heating | Reference Natural Gas Furnace | 2031 | CAPITAL | NEW | N/A | USD/space heater | IECC climate zone | 4A | 1185.8905
residential space heating | Reference Natural Gas Furnace | 2031 | CAPITAL | NEW | N/A | USD/space heater | IECC climate zone | 4B | 1114.9752
residential space heating | Reference Natural Gas Furnace | 2031 | CAPITAL | NEW | N/A | USD/space heater | IECC climate zone | 4C | 1192.5581
residential space heating | Reference Natural Gas Furnace | 2031 | CAPITAL | NEW | N/A | USD/space heater | IECC climate zone | 5A | 1289.6126
residential space heating | Reference Natural Gas Furnace | 2031 | CAPITAL | NEW | N/A | USD/space heater | IECC climate zone | 5B | 1298.7865
residential space heating | Reference Natural Gas Furnace | 2031 | CAPITAL | NEW | N/A | USD/space heater | IECC climate zone | 6A | 1328.5666
residential space heating | Reference Natural Gas Furnace | 2031 | CAPITAL | NEW | N/A | USD/space heater | IECC climate zone | 6B | 1243.718
residential space heating | Reference Natural Gas Furnace | 2031 | CAPITAL | NEW | N/A | USD/space heater | IECC climate zone | 7A | 1357.2014
residential space heating | Reference Natural Gas Furnace | 2031 | CAPITAL | NEW | N/A | USD/space heater | IECC climate zone | 7B | 1364.879
residential space heating | Reference Natural Gas Furnace | 2031 | CAPITAL | NEW | N/A | USD/space heater | IECC climate zone | 8B | 1365.46
residential space heating | Reference Natural Gas Furnace | 2031 | CAPITAL | REPLACEMENT | N/A | USD/space heater | IECC climate zone | 1A | 1100.52
residential space heating | Reference Natural Gas Furnace | 2031 | CAPITAL | REPLACEMENT | N/A | USD/space heater | IECC climate zone | 2A | 1105.7722
residential space heating | Reference Natural Gas Furnace | 2031 | CAPITAL | REPLACEMENT | N/A | USD/space heater | IECC climate zone | 2B | 1114.4681
residential space heating | Reference Natural Gas Furnace | 2031 | CAPITAL | REPLACEMENT | N/A | USD/space heater | IECC climate zone | 3A | 1105.0999
residential space heating | Reference Natural Gas Furnace | 2031 | CAPITAL | REPLACEMENT | N/A | USD/space heater | IECC climate zone | 3B | 1105.148
residential space heating | Reference Natural Gas Furnace | 2031 | CAPITAL | REPLACEMENT | N/A | USD/space heater | IECC climate zone | 3C | 1101.9411
residential space heating | Reference Natural Gas Furnace | 2031 | CAPITAL | REPLACEMENT | N/A | USD/space heater | IECC climate zone | 4A | 1185.8905
residential space heating | Reference Natural Gas Furnace | 2031 | CAPITAL | REPLACEMENT | N/A | USD/space heater | IECC climate zone | 4B | 1114.9752
residential space heating | Reference Natural Gas Furnace | 2031 | CAPITAL | REPLACEMENT | N/A | USD/space heater | IECC climate zone | 4C | 1192.5581
residential space heating | Reference Natural Gas Furnace | 2031 | CAPITAL | REPLACEMENT | N/A | USD/space heater | IECC climate zone | 5A | 1289.6126
residential space heating | Reference Natural Gas Furnace | 2031 | CAPITAL | REPLACEMENT | N/A | USD/space heater | IECC climate zone | 5B | 1298.7865
residential space heating | Reference Natural Gas Furnace | 2031 | CAPITAL | REPLACEMENT | N/A | USD/space heater | IECC climate zone | 6A | 1328.5666
residential space heating | Reference Natural Gas Furnace | 2031 | CAPITAL | REPLACEMENT | N/A | USD/space heater | IECC climate zone | 6B | 1243.718
residential space heating | Reference Natural Gas Furnace | 2031 | CAPITAL | REPLACEMENT | N/A | USD/space heater | IECC climate zone | 7A | 1357.2014
residential space heating | Reference Natural Gas Furnace | 2031 | CAPITAL | REPLACEMENT | N/A | USD/space heater | IECC climate zone | 7B | 1364.879
residential space heating | Reference Natural Gas Furnace | 2031 | CAPITAL | REPLACEMENT | N/A | USD/space heater | IECC climate zone | 8B | 1365.46
residential space heating | Reference Natural Gas Furnace | 2031 | FIXED_OM | NEW | N/A | USD/space heater | us | us | 40.76
residential space heating | Reference Natural Gas Furnace | 2031 | FIXED_OM | REPLACEMENT | N/A | USD/space heater | us | us | 40.76
residential space heating | Reference Natural Gas Furnace | 2031 | INSTALLATION | NEW | N/A | USD/space heater | IECC climate zone | 1A | 1182.04
residential space heating | Reference Natural Gas Furnace | 2031 | INSTALLATION | NEW | N/A | USD/space heater | IECC climate zone | 2A | 1187.2922
residential space heating | Reference Natural Gas Furnace | 2031 | INSTALLATION | NEW | N/A | USD/space heater | IECC climate zone | 2B | 1195.9881
residential space heating | Reference Natural Gas Furnace | 2031 | INSTALLATION | NEW | N/A | USD/space heater | IECC climate zone | 3A | 1186.6199
residential space heating | Reference Natural Gas Furnace | 2031 | INSTALLATION | NEW | N/A | USD/space heater | IECC climate zone | 3B | 1186.668
residential space heating | Reference Natural Gas Furnace | 2031 | INSTALLATION | NEW | N/A | USD/space heater | IECC climate zone | 3C | 1183.4611
residential space heating | Reference Natural Gas Furnace | 2031 | INSTALLATION | NEW | N/A | USD/space heater | IECC climate zone | 4A | 1267.4105
residential space heating | Reference Natural Gas Furnace | 2031 | INSTALLATION | NEW | N/A | USD/space heater | IECC climate zone | 4B | 1196.4952
residential space heating | Reference Natural Gas Furnace | 2031 | INSTALLATION | NEW | N/A | USD/space heater | IECC climate zone | 4C | 1274.0781
residential space heating | Reference Natural Gas Furnace | 2031 | INSTALLATION | NEW | N/A | USD/space heater | IECC climate zone | 5A | 1371.1326
residential space heating | Reference Natural Gas Furnace | 2031 | INSTALLATION | NEW | N/A | USD/space heater | IECC climate zone | 5B | 1380.3065
residential space heating | Reference Natural Gas Furnace | 2031 | INSTALLATION | NEW | N/A | USD/space heater | IECC climate zone | 6A | 1410.0866
residential space heating | Reference Natural Gas Furnace | 2031 | INSTALLATION | NEW | N/A | USD/space heater | IECC climate zone | 6B | 1325.238
residential space heating | Reference Natural Gas Furnace | 2031 | INSTALLATION | NEW | N/A | USD/space heater | IECC climate zone | 7A | 1438.7214
residential space heating | Reference Natural Gas Furnace | 2031 | INSTALLATION | NEW | N/A | USD/space heater | IECC climate zone | 7B | 1446.399
residential space heating | Reference Natural Gas Furnace | 2031 | INSTALLATION | NEW | N/A | USD/space heater | IECC climate zone | 8B | 1446.98
residential space heating | Reference Natural Gas Furnace | 2031 | INSTALLATION | REPLACEMENT | N/A | USD/space heater | IECC climate zone | 1A | 1182.04
residential space heating | Reference Natural Gas Furnace | 2031 | INSTALLATION | REPLACEMENT | N/A | USD/space heater | IECC climate zone | 2A | 1187.2922
residential space heating | Reference Natural Gas Furnace | 2031 | INSTALLATION | REPLACEMENT | N/A | USD/space heater | IECC climate zone | 2B | 1195.9881
residential space heating | Reference Natural Gas Furnace | 2031 | INSTALLATION | REPLACEMENT | N/A | USD/space heater | IECC climate zone | 3A | 1186.6199
residential space heating | Reference Natural Gas Furnace | 2031 | INSTALLATION | REPLACEMENT | N/A | USD/space heater | IECC climate zone | 3B | 1186.668
residential space heating | Reference Natural Gas Furnace | 2031 | INSTALLATION | REPLACEMENT | N/A | USD/space heater | IECC climate zone | 3C | 1183.4611
residential space heating | Reference Natural Gas Furnace | 2031 | INSTALLATION | REPLACEMENT | N/A | USD/space heater | IECC climate zone | 4A | 1267.4105
residential space heating | Reference Natural Gas Furnace | 2031 | INSTALLATION | REPLACEMENT | N/A | USD/space heater | IECC climate zone | 4B | 1196.4952
residential space heating | Reference Natural Gas Furnace | 2031 | INSTALLATION | REPLACEMENT | N/A | USD/space heater | IECC climate zone | 4C | 1274.0781
residential space heating | Reference Natural Gas Furnace | 2031 | INSTALLATION | REPLACEMENT | N/A | USD/space heater | IECC climate zone | 5A | 1371.1326
residential space heating | Reference Natural Gas Furnace | 2031 | INSTALLATION | REPLACEMENT | N/A | USD/space heater | IECC climate zone | 5B | 1380.3065
residential space heating | Reference Natural Gas Furnace | 2031 | INSTALLATION | REPLACEMENT | N/A | USD/space heater | IECC climate zone | 6A | 1410.0866
residential space heating | Reference Natural Gas Furnace | 2031 | INSTALLATION | REPLACEMENT | N/A | USD/space heater | IECC climate zone | 6B | 1325.238
residential space heating | Reference Natural Gas Furnace | 2031 | INSTALLATION | REPLACEMENT | N/A | USD/space heater | IECC climate zone | 7A | 1438.7214
residential space heating | Reference Natural Gas Furnace | 2031 | INSTALLATION | REPLACEMENT | N/A | USD/space heater | IECC climate zone | 7B | 1446.399
residential space heating | Reference Natural Gas Furnace | 2031 | INSTALLATION | REPLACEMENT | N/A | USD/space heater | IECC climate zone | 8B | 1446.98
residential space heating | Reference Natural Gas Furnace | 2032 | CAPITAL | NEW | N/A | USD/space heater | IECC climate zone | 1A | 1100.52
residential space heating | Reference Natural Gas Furnace | 2032 | CAPITAL | NEW | N/A | USD/space heater | IECC climate zone | 2A | 1105.7722
residential space heating | Reference Natural Gas Furnace | 2032 | CAPITAL | NEW | N/A | USD/space heater | IECC climate zone | 2B | 1114.4681
residential space heating | Reference Natural Gas Furnace | 2032 | CAPITAL | NEW | N/A | USD/space heater | IECC climate zone | 3A | 1105.0999
residential space heating | Reference Natural Gas Furnace | 2032 | CAPITAL | NEW | N/A | USD/space heater | IECC climate zone | 3B | 1105.148
residential space heating | Reference Natural Gas Furnace | 2032 | CAPITAL | NEW | N/A | USD/space heater | IECC climate zone | 3C | 1101.9411
residential space heating | Reference Natural Gas Furnace | 2032 | CAPITAL | NEW | N/A | USD/space heater | IECC climate zone | 4A | 1185.8905
residential space heating | Reference Natural Gas Furnace | 2032 | CAPITAL | NEW | N/A | USD/space heater | IECC climate zone | 4B | 1114.9752
residential space heating | Reference Natural Gas Furnace | 2032 | CAPITAL | NEW | N/A | USD/space heater | IECC climate zone | 4C | 1192.5581
residential space heating | Reference Natural Gas Furnace | 2032 | CAPITAL | NEW | N/A | USD/space heater | IECC climate zone | 5A | 1289.6126
residential space heating | Reference Natural Gas Furnace | 2032 | CAPITAL | NEW | N/A | USD/space heater | IECC climate zone | 5B | 1298.7865
residential space heating | Reference Natural Gas Furnace | 2032 | CAPITAL | NEW | N/A | USD/space heater | IECC climate zone | 6A | 1328.5666
residential space heating | Reference Natural Gas Furnace | 2032 | CAPITAL | NEW | N/A | USD/space heater | IECC climate zone | 6B | 1243.718
residential space heating | Reference Natural Gas Furnace | 2032 | CAPITAL | NEW | N/A | USD/space heater | IECC climate zone | 7A | 1357.2014
residential space heating | Reference Natural Gas Furnace | 2032 | CAPITAL | NEW | N/A | USD/space heater | IECC climate zone | 7B | 1364.879
residential space heating | Reference Natural Gas Furnace | 2032 | CAPITAL | NEW | N/A | USD/space heater | IECC climate zone | 8B | 1365.46
residential space heating | Reference Natural Gas Furnace | 2032 | CAPITAL | REPLACEMENT | N/A | USD/space heater | IECC climate zone | 1A | 1100.52
residential space heating | Reference Natural Gas Furnace | 2032 | CAPITAL | REPLACEMENT | N/A | USD/space heater | IECC climate zone | 2A | 1105.7722
residential space heating | Reference Natural Gas Furnace | 2032 | CAPITAL | REPLACEMENT | N/A | USD/space heater | IECC climate zone | 2B | 1114.4681
residential space heating | Reference Natural Gas Furnace | 2032 | CAPITAL | REPLACEMENT | N/A | USD/space heater | IECC climate zone | 3A | 1105.0999
residential space heating | Reference Natural Gas Furnace | 2032 | CAPITAL | REPLACEMENT | N/A | USD/space heater | IECC climate zone | 3B | 1105.148
residential space heating | Reference Natural Gas Furnace | 2032 | CAPITAL | REPLACEMENT | N/A | USD/space heater | IECC climate zone | 3C | 1101.9411
residential space heating | Reference Natural Gas Furnace | 2032 | CAPITAL | REPLACEMENT | N/A | USD/space heater | IECC climate zone | 4A | 1185.8905
residential space heating | Reference Natural Gas Furnace | 2032 | CAPITAL | REPLACEMENT | N/A | USD/space heater | IECC climate zone | 4B | 1114.9752
residential space heating | Reference Natural Gas Furnace | 2032 | CAPITAL | REPLACEMENT | N/A | USD/space heater | IECC climate zone | 4C | 1192.5581
residential space heating | Reference Natural Gas Furnace | 2032 | CAPITAL | REPLACEMENT | N/A | USD/space heater | IECC climate zone | 5A | 1289.6126
residential space heating | Reference Natural Gas Furnace | 2032 | CAPITAL | REPLACEMENT | N/A | USD/space heater | IECC climate zone | 5B | 1298.7865
residential space heating | Reference Natural Gas Furnace | 2032 | CAPITAL | REPLACEMENT | N/A | USD/space heater | IECC climate zone | 6A | 1328.5666
residential space heating | Reference Natural Gas Furnace | 2032 | CAPITAL | REPLACEMENT | N/A | USD/space heater | IECC climate zone | 6B | 1243.718
residential space heating | Reference Natural Gas Furnace | 2032 | CAPITAL | REPLACEMENT | N/A | USD/space heater | IECC climate zone | 7A | 1357.2014
residential space heating | Reference Natural Gas Furnace | 2032 | CAPITAL | REPLACEMENT | N/A | USD/space heater | IECC climate zone | 7B | 1364.879
residential space heating | Reference Natural Gas Furnace | 2032 | CAPITAL | REPLACEMENT | N/A | USD/space heater | IECC climate zone | 8B | 1365.46
residential space heating | Reference Natural Gas Furnace | 2032 | FIXED_OM | NEW | N/A | USD/space heater | us | us | 40.76
residential space heating | Reference Natural Gas Furnace | 2032 | FIXED_OM | REPLACEMENT | N/A | USD/space heater | us | us | 40.76
residential space heating | Reference Natural Gas Furnace | 2032 | INSTALLATION | NEW | N/A | USD/space heater | IECC climate zone | 1A | 1182.04
residential space heating | Reference Natural Gas Furnace | 2032 | INSTALLATION | NEW | N/A | USD/space heater | IECC climate zone | 2A | 1187.2922
residential space heating | Reference Natural Gas Furnace | 2032 | INSTALLATION | NEW | N/A | USD/space heater | IECC climate zone | 2B | 1195.9881
residential space heating | Reference Natural Gas Furnace | 2032 | INSTALLATION | NEW | N/A | USD/space heater | IECC climate zone | 3A | 1186.6199
residential space heating | Reference Natural Gas Furnace | 2032 | INSTALLATION | NEW | N/A | USD/space heater | IECC climate zone | 3B | 1186.668
residential space heating | Reference Natural Gas Furnace | 2032 | INSTALLATION | NEW | N/A | USD/space heater | IECC climate zone | 3C | 1183.4611
residential space heating | Reference Natural Gas Furnace | 2032 | INSTALLATION | NEW | N/A | USD/space heater | IECC climate zone | 4A | 1267.4105
residential space heating | Reference Natural Gas Furnace | 2032 | INSTALLATION | NEW | N/A | USD/space heater | IECC climate zone | 4B | 1196.4952
residential space heating | Reference Natural Gas Furnace | 2032 | INSTALLATION | NEW | N/A | USD/space heater | IECC climate zone | 4C | 1274.0781
residential space heating | Reference Natural Gas Furnace | 2032 | INSTALLATION | NEW | N/A | USD/space heater | IECC climate zone | 5A | 1371.1326
residential space heating | Reference Natural Gas Furnace | 2032 | INSTALLATION | NEW | N/A | USD/space heater | IECC climate zone | 5B | 1380.3065
residential space heating | Reference Natural Gas Furnace | 2032 | INSTALLATION | NEW | N/A | USD/space heater | IECC climate zone | 6A | 1410.0866
residential space heating | Reference Natural Gas Furnace | 2032 | INSTALLATION | NEW | N/A | USD/space heater | IECC climate zone | 6B | 1325.238
residential space heating | Reference Natural Gas Furnace | 2032 | INSTALLATION | NEW | N/A | USD/space heater | IECC climate zone | 7A | 1438.7214
residential space heating | Reference Natural Gas Furnace | 2032 | INSTALLATION | NEW | N/A | USD/space heater | IECC climate zone | 7B | 1446.399
residential space heating | Reference Natural Gas Furnace | 2032 | INSTALLATION | NEW | N/A | USD/space heater | IECC climate zone | 8B | 1446.98
residential space heating | Reference Natural Gas Furnace | 2032 | INSTALLATION | REPLACEMENT | N/A | USD/space heater | IECC climate zone | 1A | 1182.04
residential space heating | Reference Natural Gas Furnace | 2032 | INSTALLATION | REPLACEMENT | N/A | USD/space heater | IECC climate zone | 2A | 1187.2922
residential space heating | Reference Natural Gas Furnace | 2032 | INSTALLATION | REPLACEMENT | N/A | USD/space heater | IECC climate zone | 2B | 1195.9881
residential space heating | Reference Natural Gas Furnace | 2032 | INSTALLATION | REPLACEMENT | N/A | USD/space heater | IECC climate zone | 3A | 1186.6199
residential space heating | Reference Natural Gas Furnace | 2032 | INSTALLATION | REPLACEMENT | N/A | USD/space heater | IECC climate zone | 3B | 1186.668
residential space heating | Reference Natural Gas Furnace | 2032 | INSTALLATION | REPLACEMENT | N/A | USD/space heater | IECC climate zone | 3C | 1183.4611
residential space heating | Reference Natural Gas Furnace | 2032 | INSTALLATION | REPLACEMENT | N/A | USD/space heater | IECC climate zone | 4A | 1267.4105
residential space heating | Reference Natural Gas Furnace | 2032 | INSTALLATION | REPLACEMENT | N/A | USD/space heater | IECC climate zone | 4B | 1196.4952
residential space heating | Reference Natural Gas Furnace | 2032 | INSTALLATION | REPLACEMENT | N/A | USD/space heater | IECC climate zone | 4C | 1274.0781
residential space heating | Reference Natural Gas Furnace | 2032 | INSTALLATION | REPLACEMENT | N/A | USD/space heater | IECC climate zone | 5A | 1371.1326
residential space heating | Reference Natural Gas Furnace | 2032 | INSTALLATION | REPLACEMENT | N/A | USD/space heater | IECC climate zone | 5B | 1380.3065
residential space heating | Reference Natural Gas Furnace | 2032 | INSTALLATION | REPLACEMENT | N/A | USD/space heater | IECC climate zone | 6A | 1410.0866
residential space heating | Reference Natural Gas Furnace | 2032 | INSTALLATION | REPLACEMENT | N/A | USD/space heater | IECC climate zone | 6B | 1325.238
residential space heating | Reference Natural Gas Furnace | 2032 | INSTALLATION | REPLACEMENT | N/A | USD/space heater | IECC climate zone | 7A | 1438.7214
residential space heating | Reference Natural Gas Furnace | 2032 | INSTALLATION | REPLACEMENT | N/A | USD/space heater | IECC climate zone | 7B | 1446.399
residential space heating | Reference Natural Gas Furnace | 2032 | INSTALLATION | REPLACEMENT | N/A | USD/space heater | IECC climate zone | 8B | 1446.98
residential space heating | Reference Natural Gas Furnace | 2033 | CAPITAL | NEW | N/A | USD/space heater | IECC climate zone | 1A | 1100.52
residential space heating | Reference Natural Gas Furnace | 2033 | CAPITAL | NEW | N/A | USD/space heater | IECC climate zone | 2A | 1105.7722
residential space heating | Reference Natural Gas Furnace | 2033 | CAPITAL | NEW | N/A | USD/space heater | IECC climate zone | 2B | 1114.4681
residential space heating | Reference Natural Gas Furnace | 2033 | CAPITAL | NEW | N/A | USD/space heater | IECC climate zone | 3A | 1105.0999
residential space heating | Reference Natural Gas Furnace | 2033 | CAPITAL | NEW | N/A | USD/space heater | IECC climate zone | 3B | 1105.148
residential space heating | Reference Natural Gas Furnace | 2033 | CAPITAL | NEW | N/A | USD/space heater | IECC climate zone | 3C | 1101.9411
residential space heating | Reference Natural Gas Furnace | 2033 | CAPITAL | NEW | N/A | USD/space heater | IECC climate zone | 4A | 1185.8905
residential space heating | Reference Natural Gas Furnace | 2033 | CAPITAL | NEW | N/A | USD/space heater | IECC climate zone | 4B | 1114.9752
residential space heating | Reference Natural Gas Furnace | 2033 | CAPITAL | NEW | N/A | USD/space heater | IECC climate zone | 4C | 1192.5581
residential space heating | Reference Natural Gas Furnace | 2033 | CAPITAL | NEW | N/A | USD/space heater | IECC climate zone | 5A | 1289.6126
residential space heating | Reference Natural Gas Furnace | 2033 | CAPITAL | NEW | N/A | USD/space heater | IECC climate zone | 5B | 1298.7865
residential space heating | Reference Natural Gas Furnace | 2033 | CAPITAL | NEW | N/A | USD/space heater | IECC climate zone | 6A | 1328.5666
residential space heating | Reference Natural Gas Furnace | 2033 | CAPITAL | NEW | N/A | USD/space heater | IECC climate zone | 6B | 1243.718
residential space heating | Reference Natural Gas Furnace | 2033 | CAPITAL | NEW | N/A | USD/space heater | IECC climate zone | 7A | 1357.2014
residential space heating | Reference Natural Gas Furnace | 2033 | CAPITAL | NEW | N/A | USD/space heater | IECC climate zone | 7B | 1364.879
residential space heating | Reference Natural Gas Furnace | 2033 | CAPITAL | NEW | N/A | USD/space heater | IECC climate zone | 8B | 1365.46
residential space heating | Reference Natural Gas Furnace | 2033 | CAPITAL | REPLACEMENT | N/A | USD/space heater | IECC climate zone | 1A | 1100.52
residential space heating | Reference Natural Gas Furnace | 2033 | CAPITAL | REPLACEMENT | N/A | USD/space heater | IECC climate zone | 2A | 1105.7722
residential space heating | Reference Natural Gas Furnace | 2033 | CAPITAL | REPLACEMENT | N/A | USD/space heater | IECC climate zone | 2B | 1114.4681
residential space heating | Reference Natural Gas Furnace | 2033 | CAPITAL | REPLACEMENT | N/A | USD/space heater | IECC climate zone | 3A | 1105.0999
residential space heating | Reference Natural Gas Furnace | 2033 | CAPITAL | REPLACEMENT | N/A | USD/space heater | IECC climate zone | 3B | 1105.148
residential space heating | Reference Natural Gas Furnace | 2033 | CAPITAL | REPLACEMENT | N/A | USD/space heater | IECC climate zone | 3C | 1101.9411
residential space heating | Reference Natural Gas Furnace | 2033 | CAPITAL | REPLACEMENT | N/A | USD/space heater | IECC climate zone | 4A | 1185.8905
residential space heating | Reference Natural Gas Furnace | 2033 | CAPITAL | REPLACEMENT | N/A | USD/space heater | IECC climate zone | 4B | 1114.9752
residential space heating | Reference Natural Gas Furnace | 2033 | CAPITAL | REPLACEMENT | N/A | USD/space heater | IECC climate zone | 4C | 1192.5581
residential space heating | Reference Natural Gas Furnace | 2033 | CAPITAL | REPLACEMENT | N/A | USD/space heater | IECC climate zone | 5A | 1289.6126
residential space heating | Reference Natural Gas Furnace | 2033 | CAPITAL | REPLACEMENT | N/A | USD/space heater | IECC climate zone | 5B | 1298.7865
residential space heating | Reference Natural Gas Furnace | 2033 | CAPITAL | REPLACEMENT | N/A | USD/space heater | IECC climate zone | 6A | 1328.5666
residential space heating | Reference Natural Gas Furnace | 2033 | CAPITAL | REPLACEMENT | N/A | USD/space heater | IECC climate zone | 6B | 1243.718
residential space heating | Reference Natural Gas Furnace | 2033 | CAPITAL | REPLACEMENT | N/A | USD/space heater | IECC climate zone | 7A | 1357.2014
residential space heating | Reference Natural Gas Furnace | 2033 | CAPITAL | REPLACEMENT | N/A | USD/space heater | IECC climate zone | 7B | 1364.879
residential space heating | Reference Natural Gas Furnace | 2033 | CAPITAL | REPLACEMENT | N/A | USD/space heater | IECC climate zone | 8B | 1365.46
residential space heating | Reference Natural Gas Furnace | 2033 | FIXED_OM | NEW | N/A | USD/space heater | us | us | 40.76
residential space heating | Reference Natural Gas Furnace | 2033 | FIXED_OM | REPLACEMENT | N/A | USD/space heater | us | us | 40.76
residential space heating | Reference Natural Gas Furnace | 2033 | INSTALLATION | NEW | N/A | USD/space heater | IECC climate zone | 1A | 1182.04
residential space heating | Reference Natural Gas Furnace | 2033 | INSTALLATION | NEW | N/A | USD/space heater | IECC climate zone | 2A | 1187.2922
residential space heating | Reference Natural Gas Furnace | 2033 | INSTALLATION | NEW | N/A | USD/space heater | IECC climate zone | 2B | 1195.9881
residential space heating | Reference Natural Gas Furnace | 2033 | INSTALLATION | NEW | N/A | USD/space heater | IECC climate zone | 3A | 1186.6199
residential space heating | Reference Natural Gas Furnace | 2033 | INSTALLATION | NEW | N/A | USD/space heater | IECC climate zone | 3B | 1186.668
residential space heating | Reference Natural Gas Furnace | 2033 | INSTALLATION | NEW | N/A | USD/space heater | IECC climate zone | 3C | 1183.4611
residential space heating | Reference Natural Gas Furnace | 2033 | INSTALLATION | NEW | N/A | USD/space heater | IECC climate zone | 4A | 1267.4105
residential space heating | Reference Natural Gas Furnace | 2033 | INSTALLATION | NEW | N/A | USD/space heater | IECC climate zone | 4B | 1196.4952
residential space heating | Reference Natural Gas Furnace | 2033 | INSTALLATION | NEW | N/A | USD/space heater | IECC climate zone | 4C | 1274.0781
residential space heating | Reference Natural Gas Furnace | 2033 | INSTALLATION | NEW | N/A | USD/space heater | IECC climate zone | 5A | 1371.1326
residential space heating | Reference Natural Gas Furnace | 2033 | INSTALLATION | NEW | N/A | USD/space heater | IECC climate zone | 5B | 1380.3065
residential space heating | Reference Natural Gas Furnace | 2033 | INSTALLATION | NEW | N/A | USD/space heater | IECC climate zone | 6A | 1410.0866
residential space heating | Reference Natural Gas Furnace | 2033 | INSTALLATION | NEW | N/A | USD/space heater | IECC climate zone | 6B | 1325.238
residential space heating | Reference Natural Gas Furnace | 2033 | INSTALLATION | NEW | N/A | USD/space heater | IECC climate zone | 7A | 1438.7214
residential space heating | Reference Natural Gas Furnace | 2033 | INSTALLATION | NEW | N/A | USD/space heater | IECC climate zone | 7B | 1446.399
residential space heating | Reference Natural Gas Furnace | 2033 | INSTALLATION | NEW | N/A | USD/space heater | IECC climate zone | 8B | 1446.98
residential space heating | Reference Natural Gas Furnace | 2033 | INSTALLATION | REPLACEMENT | N/A | USD/space heater | IECC climate zone | 1A | 1182.04
residential space heating | Reference Natural Gas Furnace | 2033 | INSTALLATION | REPLACEMENT | N/A | USD/space heater | IECC climate zone | 2A | 1187.2922
residential space heating | Reference Natural Gas Furnace | 2033 | INSTALLATION | REPLACEMENT | N/A | USD/space heater | IECC climate zone | 2B | 1195.9881
residential space heating | Reference Natural Gas Furnace | 2033 | INSTALLATION | REPLACEMENT | N/A | USD/space heater | IECC climate zone | 3A | 1186.6199
residential space heating | Reference Natural Gas Furnace | 2033 | INSTALLATION | REPLACEMENT | N/A | USD/space heater | IECC climate zone | 3B | 1186.668
residential space heating | Reference Natural Gas Furnace | 2033 | INSTALLATION | REPLACEMENT | N/A | USD/space heater | IECC climate zone | 3C | 1183.4611
residential space heating | Reference Natural Gas Furnace | 2033 | INSTALLATION | REPLACEMENT | N/A | USD/space heater | IECC climate zone | 4A | 1267.4105
residential space heating | Reference Natural Gas Furnace | 2033 | INSTALLATION | REPLACEMENT | N/A | USD/space heater | IECC climate zone | 4B | 1196.4952
residential space heating | Reference Natural Gas Furnace | 2033 | INSTALLATION | REPLACEMENT | N/A | USD/space heater | IECC climate zone | 4C | 1274.0781
residential space heating | Reference Natural Gas Furnace | 2033 | INSTALLATION | REPLACEMENT | N/A | USD/space heater | IECC climate zone | 5A | 1371.1326
residential space heating | Reference Natural Gas Furnace | 2033 | INSTALLATION | REPLACEMENT | N/A | USD/space heater | IECC climate zone | 5B | 1380.3065
residential space heating | Reference Natural Gas Furnace | 2033 | INSTALLATION | REPLACEMENT | N/A | USD/space heater | IECC climate zone | 6A | 1410.0866
residential space heating | Reference Natural Gas Furnace | 2033 | INSTALLATION | REPLACEMENT | N/A | USD/space heater | IECC climate zone | 6B | 1325.238
residential space heating | Reference Natural Gas Furnace | 2033 | INSTALLATION | REPLACEMENT | N/A | USD/space heater | IECC climate zone | 7A | 1438.7214
residential space heating | Reference Natural Gas Furnace | 2033 | INSTALLATION | REPLACEMENT | N/A | USD/space heater | IECC climate zone | 7B | 1446.399
residential space heating | Reference Natural Gas Furnace | 2033 | INSTALLATION | REPLACEMENT | N/A | USD/space heater | IECC climate zone | 8B | 1446.98
residential space heating | Reference Natural Gas Furnace | 2034 | CAPITAL | NEW | N/A | USD/space heater | IECC climate zone | 1A | 1100.52
residential space heating | Reference Natural Gas Furnace | 2034 | CAPITAL | NEW | N/A | USD/space heater | IECC climate zone | 2A | 1105.7722
residential space heating | Reference Natural Gas Furnace | 2034 | CAPITAL | NEW | N/A | USD/space heater | IECC climate zone | 2B | 1114.4681
residential space heating | Reference Natural Gas Furnace | 2034 | CAPITAL | NEW | N/A | USD/space heater | IECC climate zone | 3A | 1105.0999
residential space heating | Reference Natural Gas Furnace | 2034 | CAPITAL | NEW | N/A | USD/space heater | IECC climate zone | 3B | 1105.148
residential space heating | Reference Natural Gas Furnace | 2034 | CAPITAL | NEW | N/A | USD/space heater | IECC climate zone | 3C | 1101.9411
residential space heating | Reference Natural Gas Furnace | 2034 | CAPITAL | NEW | N/A | USD/space heater | IECC climate zone | 4A | 1185.8905
residential space heating | Reference Natural Gas Furnace | 2034 | CAPITAL | NEW | N/A | USD/space heater | IECC climate zone | 4B | 1114.9752
residential space heating | Reference Natural Gas Furnace | 2034 | CAPITAL | NEW | N/A | USD/space heater | IECC climate zone | 4C | 1192.5581
residential space heating | Reference Natural Gas Furnace | 2034 | CAPITAL | NEW | N/A | USD/space heater | IECC climate zone | 5A | 1289.6126
residential space heating | Reference Natural Gas Furnace | 2034 | CAPITAL | NEW | N/A | USD/space heater | IECC climate zone | 5B | 1298.7865
residential space heating | Reference Natural Gas Furnace | 2034 | CAPITAL | NEW | N/A | USD/space heater | IECC climate zone | 6A | 1328.5666
residential space heating | Reference Natural Gas Furnace | 2034 | CAPITAL | NEW | N/A | USD/space heater | IECC climate zone | 6B | 1243.718
residential space heating | Reference Natural Gas Furnace | 2034 | CAPITAL | NEW | N/A | USD/space heater | IECC climate zone | 7A | 1357.2014
residential space heating | Reference Natural Gas Furnace | 2034 | CAPITAL | NEW | N/A | USD/space heater | IECC climate zone | 7B | 1364.879
residential space heating | Reference Natural Gas Furnace | 2034 | CAPITAL | NEW | N/A | USD/space heater | IECC climate zone | 8B | 1365.46
residential space heating | Reference Natural Gas Furnace | 2034 | CAPITAL | REPLACEMENT | N/A | USD/space heater | IECC climate zone | 1A | 1100.52
residential space heating | Reference Natural Gas Furnace | 2034 | CAPITAL | REPLACEMENT | N/A | USD/space heater | IECC climate zone | 2A | 1105.7722
residential space heating | Reference Natural Gas Furnace | 2034 | CAPITAL | REPLACEMENT | N/A | USD/space heater | IECC climate zone | 2B | 1114.4681
residential space heating | Reference Natural Gas Furnace | 2034 | CAPITAL | REPLACEMENT | N/A | USD/space heater | IECC climate zone | 3A | 1105.0999
residential space heating | Reference Natural Gas Furnace | 2034 | CAPITAL | REPLACEMENT | N/A | USD/space heater | IECC climate zone | 3B | 1105.148
residential space heating | Reference Natural Gas Furnace | 2034 | CAPITAL | REPLACEMENT | N/A | USD/space heater | IECC climate zone | 3C | 1101.9411
residential space heating | Reference Natural Gas Furnace | 2034 | CAPITAL | REPLACEMENT | N/A | USD/space heater | IECC climate zone | 4A | 1185.8905
residential space heating | Reference Natural Gas Furnace | 2034 | CAPITAL | REPLACEMENT | N/A | USD/space heater | IECC climate zone | 4B | 1114.9752
residential space heating | Reference Natural Gas Furnace | 2034 | CAPITAL | REPLACEMENT | N/A | USD/space heater | IECC climate zone | 4C | 1192.5581
residential space heating | Reference Natural Gas Furnace | 2034 | CAPITAL | REPLACEMENT | N/A | USD/space heater | IECC climate zone | 5A | 1289.6126
residential space heating | Reference Natural Gas Furnace | 2034 | CAPITAL | REPLACEMENT | N/A | USD/space heater | IECC climate zone | 5B | 1298.7865
residential space heating | Reference Natural Gas Furnace | 2034 | CAPITAL | REPLACEMENT | N/A | USD/space heater | IECC climate zone | 6A | 1328.5666
residential space heating | Reference Natural Gas Furnace | 2034 | CAPITAL | REPLACEMENT | N/A | USD/space heater | IECC climate zone | 6B | 1243.718
residential space heating | Reference Natural Gas Furnace | 2034 | CAPITAL | REPLACEMENT | N/A | USD/space heater | IECC climate zone | 7A | 1357.2014
residential space heating | Reference Natural Gas Furnace | 2034 | CAPITAL | REPLACEMENT | N/A | USD/space heater | IECC climate zone | 7B | 1364.879
residential space heating | Reference Natural Gas Furnace | 2034 | CAPITAL | REPLACEMENT | N/A | USD/space heater | IECC climate zone | 8B | 1365.46
residential space heating | Reference Natural Gas Furnace | 2034 | FIXED_OM | NEW | N/A | USD/space heater | us | us | 40.76
residential space heating | Reference Natural Gas Furnace | 2034 | FIXED_OM | REPLACEMENT | N/A | USD/space heater | us | us | 40.76
residential space heating | Reference Natural Gas Furnace | 2034 | INSTALLATION | NEW | N/A | USD/space heater | IECC climate zone | 1A | 1182.04
residential space heating | Reference Natural Gas Furnace | 2034 | INSTALLATION | NEW | N/A | USD/space heater | IECC climate zone | 2A | 1187.2922
residential space heating | Reference Natural Gas Furnace | 2034 | INSTALLATION | NEW | N/A | USD/space heater | IECC climate zone | 2B | 1195.9881
residential space heating | Reference Natural Gas Furnace | 2034 | INSTALLATION | NEW | N/A | USD/space heater | IECC climate zone | 3A | 1186.6199
residential space heating | Reference Natural Gas Furnace | 2034 | INSTALLATION | NEW | N/A | USD/space heater | IECC climate zone | 3B | 1186.668
residential space heating | Reference Natural Gas Furnace | 2034 | INSTALLATION | NEW | N/A | USD/space heater | IECC climate zone | 3C | 1183.4611
residential space heating | Reference Natural Gas Furnace | 2034 | INSTALLATION | NEW | N/A | USD/space heater | IECC climate zone | 4A | 1267.4105
residential space heating | Reference Natural Gas Furnace | 2034 | INSTALLATION | NEW | N/A | USD/space heater | IECC climate zone | 4B | 1196.4952
residential space heating | Reference Natural Gas Furnace | 2034 | INSTALLATION | NEW | N/A | USD/space heater | IECC climate zone | 4C | 1274.0781
residential space heating | Reference Natural Gas Furnace | 2034 | INSTALLATION | NEW | N/A | USD/space heater | IECC climate zone | 5A | 1371.1326
residential space heating | Reference Natural Gas Furnace | 2034 | INSTALLATION | NEW | N/A | USD/space heater | IECC climate zone | 5B | 1380.3065
residential space heating | Reference Natural Gas Furnace | 2034 | INSTALLATION | NEW | N/A | USD/space heater | IECC climate zone | 6A | 1410.0866
residential space heating | Reference Natural Gas Furnace | 2034 | INSTALLATION | NEW | N/A | USD/space heater | IECC climate zone | 6B | 1325.238
residential space heating | Reference Natural Gas Furnace | 2034 | INSTALLATION | NEW | N/A | USD/space heater | IECC climate zone | 7A | 1438.7214
residential space heating | Reference Natural Gas Furnace | 2034 | INSTALLATION | NEW | N/A | USD/space heater | IECC climate zone | 7B | 1446.399
residential space heating | Reference Natural Gas Furnace | 2034 | INSTALLATION | NEW | N/A | USD/space heater | IECC climate zone | 8B | 1446.98
residential space heating | Reference Natural Gas Furnace | 2034 | INSTALLATION | REPLACEMENT | N/A | USD/space heater | IECC climate zone | 1A | 1182.04
residential space heating | Reference Natural Gas Furnace | 2034 | INSTALLATION | REPLACEMENT | N/A | USD/space heater | IECC climate zone | 2A | 1187.2922
residential space heating | Reference Natural Gas Furnace | 2034 | INSTALLATION | REPLACEMENT | N/A | USD/space heater | IECC climate zone | 2B | 1195.9881
residential space heating | Reference Natural Gas Furnace | 2034 | INSTALLATION | REPLACEMENT | N/A | USD/space heater | IECC climate zone | 3A | 1186.6199
residential space heating | Reference Natural Gas Furnace | 2034 | INSTALLATION | REPLACEMENT | N/A | USD/space heater | IECC climate zone | 3B | 1186.668
residential space heating | Reference Natural Gas Furnace | 2034 | INSTALLATION | REPLACEMENT | N/A | USD/space heater | IECC climate zone | 3C | 1183.4611
residential space heating | Reference Natural Gas Furnace | 2034 | INSTALLATION | REPLACEMENT | N/A | USD/space heater | IECC climate zone | 4A | 1267.4105
residential space heating | Reference Natural Gas Furnace | 2034 | INSTALLATION | REPLACEMENT | N/A | USD/space heater | IECC climate zone | 4B | 1196.4952
residential space heating | Reference Natural Gas Furnace | 2034 | INSTALLATION | REPLACEMENT | N/A | USD/space heater | IECC climate zone | 4C | 1274.0781
residential space heating | Reference Natural Gas Furnace | 2034 | INSTALLATION | REPLACEMENT | N/A | USD/space heater | IECC climate zone | 5A | 1371.1326
residential space heating | Reference Natural Gas Furnace | 2034 | INSTALLATION | REPLACEMENT | N/A | USD/space heater | IECC climate zone | 5B | 1380.3065
residential space heating | Reference Natural Gas Furnace | 2034 | INSTALLATION | REPLACEMENT | N/A | USD/space heater | IECC climate zone | 6A | 1410.0866
residential space heating | Reference Natural Gas Furnace | 2034 | INSTALLATION | REPLACEMENT | N/A | USD/space heater | IECC climate zone | 6B | 1325.238
residential space heating | Reference Natural Gas Furnace | 2034 | INSTALLATION | REPLACEMENT | N/A | USD/space heater | IECC climate zone | 7A | 1438.7214
residential space heating | Reference Natural Gas Furnace | 2034 | INSTALLATION | REPLACEMENT | N/A | USD/space heater | IECC climate zone | 7B | 1446.399
residential space heating | Reference Natural Gas Furnace | 2034 | INSTALLATION | REPLACEMENT | N/A | USD/space heater | IECC climate zone | 8B | 1446.98
residential space heating | Reference Natural Gas Furnace | 2035 | CAPITAL | NEW | N/A | USD/space heater | IECC climate zone | 1A | 1100.52
residential space heating | Reference Natural Gas Furnace | 2035 | CAPITAL | NEW | N/A | USD/space heater | IECC climate zone | 2A | 1105.7722
residential space heating | Reference Natural Gas Furnace | 2035 | CAPITAL | NEW | N/A | USD/space heater | IECC climate zone | 2B | 1114.4681
residential space heating | Reference Natural Gas Furnace | 2035 | CAPITAL | NEW | N/A | USD/space heater | IECC climate zone | 3A | 1105.0999
residential space heating | Reference Natural Gas Furnace | 2035 | CAPITAL | NEW | N/A | USD/space heater | IECC climate zone | 3B | 1105.148
residential space heating | Reference Natural Gas Furnace | 2035 | CAPITAL | NEW | N/A | USD/space heater | IECC climate zone | 3C | 1101.9411
residential space heating | Reference Natural Gas Furnace | 2035 | CAPITAL | NEW | N/A | USD/space heater | IECC climate zone | 4A | 1185.8905
residential space heating | Reference Natural Gas Furnace | 2035 | CAPITAL | NEW | N/A | USD/space heater | IECC climate zone | 4B | 1114.9752
residential space heating | Reference Natural Gas Furnace | 2035 | CAPITAL | NEW | N/A | USD/space heater | IECC climate zone | 4C | 1192.5581
residential space heating | Reference Natural Gas Furnace | 2035 | CAPITAL | NEW | N/A | USD/space heater | IECC climate zone | 5A | 1289.6126
residential space heating | Reference Natural Gas Furnace | 2035 | CAPITAL | NEW | N/A | USD/space heater | IECC climate zone | 5B | 1298.7865
residential space heating | Reference Natural Gas Furnace | 2035 | CAPITAL | NEW | N/A | USD/space heater | IECC climate zone | 6A | 1328.5666
residential space heating | Reference Natural Gas Furnace | 2035 | CAPITAL | NEW | N/A | USD/space heater | IECC climate zone | 6B | 1243.718
residential space heating | Reference Natural Gas Furnace | 2035 | CAPITAL | NEW | N/A | USD/space heater | IECC climate zone | 7A | 1357.2014
residential space heating | Reference Natural Gas Furnace | 2035 | CAPITAL | NEW | N/A | USD/space heater | IECC climate zone | 7B | 1364.879
residential space heating | Reference Natural Gas Furnace | 2035 | CAPITAL | NEW | N/A | USD/space heater | IECC climate zone | 8B | 1365.46
residential space heating | Reference Natural Gas Furnace | 2035 | CAPITAL | REPLACEMENT | N/A | USD/space heater | IECC climate zone | 1A | 1100.52
residential space heating | Reference Natural Gas Furnace | 2035 | CAPITAL | REPLACEMENT | N/A | USD/space heater | IECC climate zone | 2A | 1105.7722
residential space heating | Reference Natural Gas Furnace | 2035 | CAPITAL | REPLACEMENT | N/A | USD/space heater | IECC climate zone | 2B | 1114.4681
residential space heating | Reference Natural Gas Furnace | 2035 | CAPITAL | REPLACEMENT | N/A | USD/space heater | IECC climate zone | 3A | 1105.0999
residential space heating | Reference Natural Gas Furnace | 2035 | CAPITAL | REPLACEMENT | N/A | USD/space heater | IECC climate zone | 3B | 1105.148
residential space heating | Reference Natural Gas Furnace | 2035 | CAPITAL | REPLACEMENT | N/A | USD/space heater | IECC climate zone | 3C | 1101.9411
residential space heating | Reference Natural Gas Furnace | 2035 | CAPITAL | REPLACEMENT | N/A | USD/space heater | IECC climate zone | 4A | 1185.8905
residential space heating | Reference Natural Gas Furnace | 2035 | CAPITAL | REPLACEMENT | N/A | USD/space heater | IECC climate zone | 4B | 1114.9752
residential space heating | Reference Natural Gas Furnace | 2035 | CAPITAL | REPLACEMENT | N/A | USD/space heater | IECC climate zone | 4C | 1192.5581
residential space heating | Reference Natural Gas Furnace | 2035 | CAPITAL | REPLACEMENT | N/A | USD/space heater | IECC climate zone | 5A | 1289.6126
residential space heating | Reference Natural Gas Furnace | 2035 | CAPITAL | REPLACEMENT | N/A | USD/space heater | IECC climate zone | 5B | 1298.7865
residential space heating | Reference Natural Gas Furnace | 2035 | CAPITAL | REPLACEMENT | N/A | USD/space heater | IECC climate zone | 6A | 1328.5666
residential space heating | Reference Natural Gas Furnace | 2035 | CAPITAL | REPLACEMENT | N/A | USD/space heater | IECC climate zone | 6B | 1243.718
residential space heating | Reference Natural Gas Furnace | 2035 | CAPITAL | REPLACEMENT | N/A | USD/space heater | IECC climate zone | 7A | 1357.2014
residential space heating | Reference Natural Gas Furnace | 2035 | CAPITAL | REPLACEMENT | N/A | USD/space heater | IECC climate zone | 7B | 1364.879
residential space heating | Reference Natural Gas Furnace | 2035 | CAPITAL | REPLACEMENT | N/A | USD/space heater | IECC climate zone | 8B | 1365.46
residential space heating | Reference Natural Gas Furnace | 2035 | FIXED_OM | NEW | N/A | USD/space heater | us | us | 40.76
residential space heating | Reference Natural Gas Furnace | 2035 | FIXED_OM | REPLACEMENT | N/A | USD/space heater | us | us | 40.76
residential space heating | Reference Natural Gas Furnace | 2035 | INSTALLATION | NEW | N/A | USD/space heater | IECC climate zone | 1A | 1182.04
residential space heating | Reference Natural Gas Furnace | 2035 | INSTALLATION | NEW | N/A | USD/space heater | IECC climate zone | 2A | 1187.2922
residential space heating | Reference Natural Gas Furnace | 2035 | INSTALLATION | NEW | N/A | USD/space heater | IECC climate zone | 2B | 1195.9881
residential space heating | Reference Natural Gas Furnace | 2035 | INSTALLATION | NEW | N/A | USD/space heater | IECC climate zone | 3A | 1186.6199
residential space heating | Reference Natural Gas Furnace | 2035 | INSTALLATION | NEW | N/A | USD/space heater | IECC climate zone | 3B | 1186.668
residential space heating | Reference Natural Gas Furnace | 2035 | INSTALLATION | NEW | N/A | USD/space heater | IECC climate zone | 3C | 1183.4611
residential space heating | Reference Natural Gas Furnace | 2035 | INSTALLATION | NEW | N/A | USD/space heater | IECC climate zone | 4A | 1267.4105
residential space heating | Reference Natural Gas Furnace | 2035 | INSTALLATION | NEW | N/A | USD/space heater | IECC climate zone | 4B | 1196.4952
residential space heating | Reference Natural Gas Furnace | 2035 | INSTALLATION | NEW | N/A | USD/space heater | IECC climate zone | 4C | 1274.0781
residential space heating | Reference Natural Gas Furnace | 2035 | INSTALLATION | NEW | N/A | USD/space heater | IECC climate zone | 5A | 1371.1326
residential space heating | Reference Natural Gas Furnace | 2035 | INSTALLATION | NEW | N/A | USD/space heater | IECC climate zone | 5B | 1380.3065
residential space heating | Reference Natural Gas Furnace | 2035 | INSTALLATION | NEW | N/A | USD/space heater | IECC climate zone | 6A | 1410.0866
residential space heating | Reference Natural Gas Furnace | 2035 | INSTALLATION | NEW | N/A | USD/space heater | IECC climate zone | 6B | 1325.238
residential space heating | Reference Natural Gas Furnace | 2035 | INSTALLATION | NEW | N/A | USD/space heater | IECC climate zone | 7A | 1438.7214
residential space heating | Reference Natural Gas Furnace | 2035 | INSTALLATION | NEW | N/A | USD/space heater | IECC climate zone | 7B | 1446.399
residential space heating | Reference Natural Gas Furnace | 2035 | INSTALLATION | NEW | N/A | USD/space heater | IECC climate zone | 8B | 1446.98
residential space heating | Reference Natural Gas Furnace | 2035 | INSTALLATION | REPLACEMENT | N/A | USD/space heater | IECC climate zone | 1A | 1182.04
residential space heating | Reference Natural Gas Furnace | 2035 | INSTALLATION | REPLACEMENT | N/A | USD/space heater | IECC climate zone | 2A | 1187.2922
residential space heating | Reference Natural Gas Furnace | 2035 | INSTALLATION | REPLACEMENT | N/A | USD/space heater | IECC climate zone | 2B | 1195.9881
residential space heating | Reference Natural Gas Furnace | 2035 | INSTALLATION | REPLACEMENT | N/A | USD/space heater | IECC climate zone | 3A | 1186.6199
residential space heating | Reference Natural Gas Furnace | 2035 | INSTALLATION | REPLACEMENT | N/A | USD/space heater | IECC climate zone | 3B | 1186.668
residential space heating | Reference Natural Gas Furnace | 2035 | INSTALLATION | REPLACEMENT | N/A | USD/space heater | IECC climate zone | 3C | 1183.4611
residential space heating | Reference Natural Gas Furnace | 2035 | INSTALLATION | REPLACEMENT | N/A | USD/space heater | IECC climate zone | 4A | 1267.4105
residential space heating | Reference Natural Gas Furnace | 2035 | INSTALLATION | REPLACEMENT | N/A | USD/space heater | IECC climate zone | 4B | 1196.4952
residential space heating | Reference Natural Gas Furnace | 2035 | INSTALLATION | REPLACEMENT | N/A | USD/space heater | IECC climate zone | 4C | 1274.0781
residential space heating | Reference Natural Gas Furnace | 2035 | INSTALLATION | REPLACEMENT | N/A | USD/space heater | IECC climate zone | 5A | 1371.1326
residential space heating | Reference Natural Gas Furnace | 2035 | INSTALLATION | REPLACEMENT | N/A | USD/space heater | IECC climate zone | 5B | 1380.3065
residential space heating | Reference Natural Gas Furnace | 2035 | INSTALLATION | REPLACEMENT | N/A | USD/space heater | IECC climate zone | 6A | 1410.0866
residential space heating | Reference Natural Gas Furnace | 2035 | INSTALLATION | REPLACEMENT | N/A | USD/space heater | IECC climate zone | 6B | 1325.238
residential space heating | Reference Natural Gas Furnace | 2035 | INSTALLATION | REPLACEMENT | N/A | USD/space heater | IECC climate zone | 7A | 1438.7214
residential space heating | Reference Natural Gas Furnace | 2035 | INSTALLATION | REPLACEMENT | N/A | USD/space heater | IECC climate zone | 7B | 1446.399
residential space heating | Reference Natural Gas Furnace | 2035 | INSTALLATION | REPLACEMENT | N/A | USD/space heater | IECC climate zone | 8B | 1446.98
residential space heating | Reference Natural Gas Furnace | 2036 | CAPITAL | NEW | N/A | USD/space heater | IECC climate zone | 1A | 1100.52
residential space heating | Reference Natural Gas Furnace | 2036 | CAPITAL | NEW | N/A | USD/space heater | IECC climate zone | 2A | 1105.7722
residential space heating | Reference Natural Gas Furnace | 2036 | CAPITAL | NEW | N/A | USD/space heater | IECC climate zone | 2B | 1114.4681
residential space heating | Reference Natural Gas Furnace | 2036 | CAPITAL | NEW | N/A | USD/space heater | IECC climate zone | 3A | 1105.0999
residential space heating | Reference Natural Gas Furnace | 2036 | CAPITAL | NEW | N/A | USD/space heater | IECC climate zone | 3B | 1105.148
residential space heating | Reference Natural Gas Furnace | 2036 | CAPITAL | NEW | N/A | USD/space heater | IECC climate zone | 3C | 1101.9411
residential space heating | Reference Natural Gas Furnace | 2036 | CAPITAL | NEW | N/A | USD/space heater | IECC climate zone | 4A | 1185.8905
residential space heating | Reference Natural Gas Furnace | 2036 | CAPITAL | NEW | N/A | USD/space heater | IECC climate zone | 4B | 1114.9752
residential space heating | Reference Natural Gas Furnace | 2036 | CAPITAL | NEW | N/A | USD/space heater | IECC climate zone | 4C | 1192.5581
residential space heating | Reference Natural Gas Furnace | 2036 | CAPITAL | NEW | N/A | USD/space heater | IECC climate zone | 5A | 1289.6126
residential space heating | Reference Natural Gas Furnace | 2036 | CAPITAL | NEW | N/A | USD/space heater | IECC climate zone | 5B | 1298.7865
residential space heating | Reference Natural Gas Furnace | 2036 | CAPITAL | NEW | N/A | USD/space heater | IECC climate zone | 6A | 1328.5666
residential space heating | Reference Natural Gas Furnace | 2036 | CAPITAL | NEW | N/A | USD/space heater | IECC climate zone | 6B | 1243.718
residential space heating | Reference Natural Gas Furnace | 2036 | CAPITAL | NEW | N/A | USD/space heater | IECC climate zone | 7A | 1357.2014
residential space heating | Reference Natural Gas Furnace | 2036 | CAPITAL | NEW | N/A | USD/space heater | IECC climate zone | 7B | 1364.879
residential space heating | Reference Natural Gas Furnace | 2036 | CAPITAL | NEW | N/A | USD/space heater | IECC climate zone | 8B | 1365.46
residential space heating | Reference Natural Gas Furnace | 2036 | CAPITAL | REPLACEMENT | N/A | USD/space heater | IECC climate zone | 1A | 1100.52
residential space heating | Reference Natural Gas Furnace | 2036 | CAPITAL | REPLACEMENT | N/A | USD/space heater | IECC climate zone | 2A | 1105.7722
residential space heating | Reference Natural Gas Furnace | 2036 | CAPITAL | REPLACEMENT | N/A | USD/space heater | IECC climate zone | 2B | 1114.4681
residential space heating | Reference Natural Gas Furnace | 2036 | CAPITAL | REPLACEMENT | N/A | USD/space heater | IECC climate zone | 3A | 1105.0999
residential space heating | Reference Natural Gas Furnace | 2036 | CAPITAL | REPLACEMENT | N/A | USD/space heater | IECC climate zone | 3B | 1105.148
residential space heating | Reference Natural Gas Furnace | 2036 | CAPITAL | REPLACEMENT | N/A | USD/space heater | IECC climate zone | 3C | 1101.9411
residential space heating | Reference Natural Gas Furnace | 2036 | CAPITAL | REPLACEMENT | N/A | USD/space heater | IECC climate zone | 4A | 1185.8905
residential space heating | Reference Natural Gas Furnace | 2036 | CAPITAL | REPLACEMENT | N/A | USD/space heater | IECC climate zone | 4B | 1114.9752
residential space heating | Reference Natural Gas Furnace | 2036 | CAPITAL | REPLACEMENT | N/A | USD/space heater | IECC climate zone | 4C | 1192.5581
residential space heating | Reference Natural Gas Furnace | 2036 | CAPITAL | REPLACEMENT | N/A | USD/space heater | IECC climate zone | 5A | 1289.6126
residential space heating | Reference Natural Gas Furnace | 2036 | CAPITAL | REPLACEMENT | N/A | USD/space heater | IECC climate zone | 5B | 1298.7865
residential space heating | Reference Natural Gas Furnace | 2036 | CAPITAL | REPLACEMENT | N/A | USD/space heater | IECC climate zone | 6A | 1328.5666
residential space heating | Reference Natural Gas Furnace | 2036 | CAPITAL | REPLACEMENT | N/A | USD/space heater | IECC climate zone | 6B | 1243.718
residential space heating | Reference Natural Gas Furnace | 2036 | CAPITAL | REPLACEMENT | N/A | USD/space heater | IECC climate zone | 7A | 1357.2014
residential space heating | Reference Natural Gas Furnace | 2036 | CAPITAL | REPLACEMENT | N/A | USD/space heater | IECC climate zone | 7B | 1364.879
residential space heating | Reference Natural Gas Furnace | 2036 | CAPITAL | REPLACEMENT | N/A | USD/space heater | IECC climate zone | 8B | 1365.46
residential space heating | Reference Natural Gas Furnace | 2036 | FIXED_OM | NEW | N/A | USD/space heater | us | us | 40.76
residential space heating | Reference Natural Gas Furnace | 2036 | FIXED_OM | REPLACEMENT | N/A | USD/space heater | us | us | 40.76
residential space heating | Reference Natural Gas Furnace | 2036 | INSTALLATION | NEW | N/A | USD/space heater | IECC climate zone | 1A | 1182.04
residential space heating | Reference Natural Gas Furnace | 2036 | INSTALLATION | NEW | N/A | USD/space heater | IECC climate zone | 2A | 1187.2922
residential space heating | Reference Natural Gas Furnace | 2036 | INSTALLATION | NEW | N/A | USD/space heater | IECC climate zone | 2B | 1195.9881
residential space heating | Reference Natural Gas Furnace | 2036 | INSTALLATION | NEW | N/A | USD/space heater | IECC climate zone | 3A | 1186.6199
residential space heating | Reference Natural Gas Furnace | 2036 | INSTALLATION | NEW | N/A | USD/space heater | IECC climate zone | 3B | 1186.668
residential space heating | Reference Natural Gas Furnace | 2036 | INSTALLATION | NEW | N/A | USD/space heater | IECC climate zone | 3C | 1183.4611
residential space heating | Reference Natural Gas Furnace | 2036 | INSTALLATION | NEW | N/A | USD/space heater | IECC climate zone | 4A | 1267.4105
residential space heating | Reference Natural Gas Furnace | 2036 | INSTALLATION | NEW | N/A | USD/space heater | IECC climate zone | 4B | 1196.4952
residential space heating | Reference Natural Gas Furnace | 2036 | INSTALLATION | NEW | N/A | USD/space heater | IECC climate zone | 4C | 1274.0781
residential space heating | Reference Natural Gas Furnace | 2036 | INSTALLATION | NEW | N/A | USD/space heater | IECC climate zone | 5A | 1371.1326
residential space heating | Reference Natural Gas Furnace | 2036 | INSTALLATION | NEW | N/A | USD/space heater | IECC climate zone | 5B | 1380.3065
residential space heating | Reference Natural Gas Furnace | 2036 | INSTALLATION | NEW | N/A | USD/space heater | IECC climate zone | 6A | 1410.0866
residential space heating | Reference Natural Gas Furnace | 2036 | INSTALLATION | NEW | N/A | USD/space heater | IECC climate zone | 6B | 1325.238
residential space heating | Reference Natural Gas Furnace | 2036 | INSTALLATION | NEW | N/A | USD/space heater | IECC climate zone | 7A | 1438.7214
residential space heating | Reference Natural Gas Furnace | 2036 | INSTALLATION | NEW | N/A | USD/space heater | IECC climate zone | 7B | 1446.399
residential space heating | Reference Natural Gas Furnace | 2036 | INSTALLATION | NEW | N/A | USD/space heater | IECC climate zone | 8B | 1446.98
residential space heating | Reference Natural Gas Furnace | 2036 | INSTALLATION | REPLACEMENT | N/A | USD/space heater | IECC climate zone | 1A | 1182.04
residential space heating | Reference Natural Gas Furnace | 2036 | INSTALLATION | REPLACEMENT | N/A | USD/space heater | IECC climate zone | 2A | 1187.2922
residential space heating | Reference Natural Gas Furnace | 2036 | INSTALLATION | REPLACEMENT | N/A | USD/space heater | IECC climate zone | 2B | 1195.9881
residential space heating | Reference Natural Gas Furnace | 2036 | INSTALLATION | REPLACEMENT | N/A | USD/space heater | IECC climate zone | 3A | 1186.6199
residential space heating | Reference Natural Gas Furnace | 2036 | INSTALLATION | REPLACEMENT | N/A | USD/space heater | IECC climate zone | 3B | 1186.668
residential space heating | Reference Natural Gas Furnace | 2036 | INSTALLATION | REPLACEMENT | N/A | USD/space heater | IECC climate zone | 3C | 1183.4611
residential space heating | Reference Natural Gas Furnace | 2036 | INSTALLATION | REPLACEMENT | N/A | USD/space heater | IECC climate zone | 4A | 1267.4105
residential space heating | Reference Natural Gas Furnace | 2036 | INSTALLATION | REPLACEMENT | N/A | USD/space heater | IECC climate zone | 4B | 1196.4952
residential space heating | Reference Natural Gas Furnace | 2036 | INSTALLATION | REPLACEMENT | N/A | USD/space heater | IECC climate zone | 4C | 1274.0781
residential space heating | Reference Natural Gas Furnace | 2036 | INSTALLATION | REPLACEMENT | N/A | USD/space heater | IECC climate zone | 5A | 1371.1326
residential space heating | Reference Natural Gas Furnace | 2036 | INSTALLATION | REPLACEMENT | N/A | USD/space heater | IECC climate zone | 5B | 1380.3065
residential space heating | Reference Natural Gas Furnace | 2036 | INSTALLATION | REPLACEMENT | N/A | USD/space heater | IECC climate zone | 6A | 1410.0866
residential space heating | Reference Natural Gas Furnace | 2036 | INSTALLATION | REPLACEMENT | N/A | USD/space heater | IECC climate zone | 6B | 1325.238
residential space heating | Reference Natural Gas Furnace | 2036 | INSTALLATION | REPLACEMENT | N/A | USD/space heater | IECC climate zone | 7A | 1438.7214
residential space heating | Reference Natural Gas Furnace | 2036 | INSTALLATION | REPLACEMENT | N/A | USD/space heater | IECC climate zone | 7B | 1446.399
residential space heating | Reference Natural Gas Furnace | 2036 | INSTALLATION | REPLACEMENT | N/A | USD/space heater | IECC climate zone | 8B | 1446.98
residential space heating | Reference Natural Gas Furnace | 2037 | CAPITAL | NEW | N/A | USD/space heater | IECC climate zone | 1A | 1100.52
residential space heating | Reference Natural Gas Furnace | 2037 | CAPITAL | NEW | N/A | USD/space heater | IECC climate zone | 2A | 1105.7722
residential space heating | Reference Natural Gas Furnace | 2037 | CAPITAL | NEW | N/A | USD/space heater | IECC climate zone | 2B | 1114.4681
residential space heating | Reference Natural Gas Furnace | 2037 | CAPITAL | NEW | N/A | USD/space heater | IECC climate zone | 3A | 1105.0999
residential space heating | Reference Natural Gas Furnace | 2037 | CAPITAL | NEW | N/A | USD/space heater | IECC climate zone | 3B | 1105.148
residential space heating | Reference Natural Gas Furnace | 2037 | CAPITAL | NEW | N/A | USD/space heater | IECC climate zone | 3C | 1101.9411
residential space heating | Reference Natural Gas Furnace | 2037 | CAPITAL | NEW | N/A | USD/space heater | IECC climate zone | 4A | 1185.8905
residential space heating | Reference Natural Gas Furnace | 2037 | CAPITAL | NEW | N/A | USD/space heater | IECC climate zone | 4B | 1114.9752
residential space heating | Reference Natural Gas Furnace | 2037 | CAPITAL | NEW | N/A | USD/space heater | IECC climate zone | 4C | 1192.5581
residential space heating | Reference Natural Gas Furnace | 2037 | CAPITAL | NEW | N/A | USD/space heater | IECC climate zone | 5A | 1289.6126
residential space heating | Reference Natural Gas Furnace | 2037 | CAPITAL | NEW | N/A | USD/space heater | IECC climate zone | 5B | 1298.7865
residential space heating | Reference Natural Gas Furnace | 2037 | CAPITAL | NEW | N/A | USD/space heater | IECC climate zone | 6A | 1328.5666
residential space heating | Reference Natural Gas Furnace | 2037 | CAPITAL | NEW | N/A | USD/space heater | IECC climate zone | 6B | 1243.718
residential space heating | Reference Natural Gas Furnace | 2037 | CAPITAL | NEW | N/A | USD/space heater | IECC climate zone | 7A | 1357.2014
residential space heating | Reference Natural Gas Furnace | 2037 | CAPITAL | NEW | N/A | USD/space heater | IECC climate zone | 7B | 1364.879
residential space heating | Reference Natural Gas Furnace | 2037 | CAPITAL | NEW | N/A | USD/space heater | IECC climate zone | 8B | 1365.46
residential space heating | Reference Natural Gas Furnace | 2037 | CAPITAL | REPLACEMENT | N/A | USD/space heater | IECC climate zone | 1A | 1100.52
residential space heating | Reference Natural Gas Furnace | 2037 | CAPITAL | REPLACEMENT | N/A | USD/space heater | IECC climate zone | 2A | 1105.7722
residential space heating | Reference Natural Gas Furnace | 2037 | CAPITAL | REPLACEMENT | N/A | USD/space heater | IECC climate zone | 2B | 1114.4681
residential space heating | Reference Natural Gas Furnace | 2037 | CAPITAL | REPLACEMENT | N/A | USD/space heater | IECC climate zone | 3A | 1105.0999
residential space heating | Reference Natural Gas Furnace | 2037 | CAPITAL | REPLACEMENT | N/A | USD/space heater | IECC climate zone | 3B | 1105.148
residential space heating | Reference Natural Gas Furnace | 2037 | CAPITAL | REPLACEMENT | N/A | USD/space heater | IECC climate zone | 3C | 1101.9411
residential space heating | Reference Natural Gas Furnace | 2037 | CAPITAL | REPLACEMENT | N/A | USD/space heater | IECC climate zone | 4A | 1185.8905
residential space heating | Reference Natural Gas Furnace | 2037 | CAPITAL | REPLACEMENT | N/A | USD/space heater | IECC climate zone | 4B | 1114.9752
residential space heating | Reference Natural Gas Furnace | 2037 | CAPITAL | REPLACEMENT | N/A | USD/space heater | IECC climate zone | 4C | 1192.5581
residential space heating | Reference Natural Gas Furnace | 2037 | CAPITAL | REPLACEMENT | N/A | USD/space heater | IECC climate zone | 5A | 1289.6126
residential space heating | Reference Natural Gas Furnace | 2037 | CAPITAL | REPLACEMENT | N/A | USD/space heater | IECC climate zone | 5B | 1298.7865
residential space heating | Reference Natural Gas Furnace | 2037 | CAPITAL | REPLACEMENT | N/A | USD/space heater | IECC climate zone | 6A | 1328.5666
residential space heating | Reference Natural Gas Furnace | 2037 | CAPITAL | REPLACEMENT | N/A | USD/space heater | IECC climate zone | 6B | 1243.718
residential space heating | Reference Natural Gas Furnace | 2037 | CAPITAL | REPLACEMENT | N/A | USD/space heater | IECC climate zone | 7A | 1357.2014
residential space heating | Reference Natural Gas Furnace | 2037 | CAPITAL | REPLACEMENT | N/A | USD/space heater | IECC climate zone | 7B | 1364.879
residential space heating | Reference Natural Gas Furnace | 2037 | CAPITAL | REPLACEMENT | N/A | USD/space heater | IECC climate zone | 8B | 1365.46
residential space heating | Reference Natural Gas Furnace | 2037 | FIXED_OM | NEW | N/A | USD/space heater | us | us | 40.76
residential space heating | Reference Natural Gas Furnace | 2037 | FIXED_OM | REPLACEMENT | N/A | USD/space heater | us | us | 40.76
residential space heating | Reference Natural Gas Furnace | 2037 | INSTALLATION | NEW | N/A | USD/space heater | IECC climate zone | 1A | 1182.04
residential space heating | Reference Natural Gas Furnace | 2037 | INSTALLATION | NEW | N/A | USD/space heater | IECC climate zone | 2A | 1187.2922
residential space heating | Reference Natural Gas Furnace | 2037 | INSTALLATION | NEW | N/A | USD/space heater | IECC climate zone | 2B | 1195.9881
residential space heating | Reference Natural Gas Furnace | 2037 | INSTALLATION | NEW | N/A | USD/space heater | IECC climate zone | 3A | 1186.6199
residential space heating | Reference Natural Gas Furnace | 2037 | INSTALLATION | NEW | N/A | USD/space heater | IECC climate zone | 3B | 1186.668
residential space heating | Reference Natural Gas Furnace | 2037 | INSTALLATION | NEW | N/A | USD/space heater | IECC climate zone | 3C | 1183.4611
residential space heating | Reference Natural Gas Furnace | 2037 | INSTALLATION | NEW | N/A | USD/space heater | IECC climate zone | 4A | 1267.4105
residential space heating | Reference Natural Gas Furnace | 2037 | INSTALLATION | NEW | N/A | USD/space heater | IECC climate zone | 4B | 1196.4952
residential space heating | Reference Natural Gas Furnace | 2037 | INSTALLATION | NEW | N/A | USD/space heater | IECC climate zone | 4C | 1274.0781
residential space heating | Reference Natural Gas Furnace | 2037 | INSTALLATION | NEW | N/A | USD/space heater | IECC climate zone | 5A | 1371.1326
residential space heating | Reference Natural Gas Furnace | 2037 | INSTALLATION | NEW | N/A | USD/space heater | IECC climate zone | 5B | 1380.3065
residential space heating | Reference Natural Gas Furnace | 2037 | INSTALLATION | NEW | N/A | USD/space heater | IECC climate zone | 6A | 1410.0866
residential space heating | Reference Natural Gas Furnace | 2037 | INSTALLATION | NEW | N/A | USD/space heater | IECC climate zone | 6B | 1325.238
residential space heating | Reference Natural Gas Furnace | 2037 | INSTALLATION | NEW | N/A | USD/space heater | IECC climate zone | 7A | 1438.7214
residential space heating | Reference Natural Gas Furnace | 2037 | INSTALLATION | NEW | N/A | USD/space heater | IECC climate zone | 7B | 1446.399
residential space heating | Reference Natural Gas Furnace | 2037 | INSTALLATION | NEW | N/A | USD/space heater | IECC climate zone | 8B | 1446.98
residential space heating | Reference Natural Gas Furnace | 2037 | INSTALLATION | REPLACEMENT | N/A | USD/space heater | IECC climate zone | 1A | 1182.04
residential space heating | Reference Natural Gas Furnace | 2037 | INSTALLATION | REPLACEMENT | N/A | USD/space heater | IECC climate zone | 2A | 1187.2922
residential space heating | Reference Natural Gas Furnace | 2037 | INSTALLATION | REPLACEMENT | N/A | USD/space heater | IECC climate zone | 2B | 1195.9881
residential space heating | Reference Natural Gas Furnace | 2037 | INSTALLATION | REPLACEMENT | N/A | USD/space heater | IECC climate zone | 3A | 1186.6199
residential space heating | Reference Natural Gas Furnace | 2037 | INSTALLATION | REPLACEMENT | N/A | USD/space heater | IECC climate zone | 3B | 1186.668
residential space heating | Reference Natural Gas Furnace | 2037 | INSTALLATION | REPLACEMENT | N/A | USD/space heater | IECC climate zone | 3C | 1183.4611
residential space heating | Reference Natural Gas Furnace | 2037 | INSTALLATION | REPLACEMENT | N/A | USD/space heater | IECC climate zone | 4A | 1267.4105
residential space heating | Reference Natural Gas Furnace | 2037 | INSTALLATION | REPLACEMENT | N/A | USD/space heater | IECC climate zone | 4B | 1196.4952
residential space heating | Reference Natural Gas Furnace | 2037 | INSTALLATION | REPLACEMENT | N/A | USD/space heater | IECC climate zone | 4C | 1274.0781
residential space heating | Reference Natural Gas Furnace | 2037 | INSTALLATION | REPLACEMENT | N/A | USD/space heater | IECC climate zone | 5A | 1371.1326
residential space heating | Reference Natural Gas Furnace | 2037 | INSTALLATION | REPLACEMENT | N/A | USD/space heater | IECC climate zone | 5B | 1380.3065
residential space heating | Reference Natural Gas Furnace | 2037 | INSTALLATION | REPLACEMENT | N/A | USD/space heater | IECC climate zone | 6A | 1410.0866
residential space heating | Reference Natural Gas Furnace | 2037 | INSTALLATION | REPLACEMENT | N/A | USD/space heater | IECC climate zone | 6B | 1325.238
residential space heating | Reference Natural Gas Furnace | 2037 | INSTALLATION | REPLACEMENT | N/A | USD/space heater | IECC climate zone | 7A | 1438.7214
residential space heating | Reference Natural Gas Furnace | 2037 | INSTALLATION | REPLACEMENT | N/A | USD/space heater | IECC climate zone | 7B | 1446.399
residential space heating | Reference Natural Gas Furnace | 2037 | INSTALLATION | REPLACEMENT | N/A | USD/space heater | IECC climate zone | 8B | 1446.98
residential space heating | Reference Natural Gas Furnace | 2038 | CAPITAL | NEW | N/A | USD/space heater | IECC climate zone | 1A | 1100.52
residential space heating | Reference Natural Gas Furnace | 2038 | CAPITAL | NEW | N/A | USD/space heater | IECC climate zone | 2A | 1105.7722
residential space heating | Reference Natural Gas Furnace | 2038 | CAPITAL | NEW | N/A | USD/space heater | IECC climate zone | 2B | 1114.4681
residential space heating | Reference Natural Gas Furnace | 2038 | CAPITAL | NEW | N/A | USD/space heater | IECC climate zone | 3A | 1105.0999
residential space heating | Reference Natural Gas Furnace | 2038 | CAPITAL | NEW | N/A | USD/space heater | IECC climate zone | 3B | 1105.148
residential space heating | Reference Natural Gas Furnace | 2038 | CAPITAL | NEW | N/A | USD/space heater | IECC climate zone | 3C | 1101.9411
residential space heating | Reference Natural Gas Furnace | 2038 | CAPITAL | NEW | N/A | USD/space heater | IECC climate zone | 4A | 1185.8905
residential space heating | Reference Natural Gas Furnace | 2038 | CAPITAL | NEW | N/A | USD/space heater | IECC climate zone | 4B | 1114.9752
residential space heating | Reference Natural Gas Furnace | 2038 | CAPITAL | NEW | N/A | USD/space heater | IECC climate zone | 4C | 1192.5581
residential space heating | Reference Natural Gas Furnace | 2038 | CAPITAL | NEW | N/A | USD/space heater | IECC climate zone | 5A | 1289.6126
residential space heating | Reference Natural Gas Furnace | 2038 | CAPITAL | NEW | N/A | USD/space heater | IECC climate zone | 5B | 1298.7865
residential space heating | Reference Natural Gas Furnace | 2038 | CAPITAL | NEW | N/A | USD/space heater | IECC climate zone | 6A | 1328.5666
residential space heating | Reference Natural Gas Furnace | 2038 | CAPITAL | NEW | N/A | USD/space heater | IECC climate zone | 6B | 1243.718
residential space heating | Reference Natural Gas Furnace | 2038 | CAPITAL | NEW | N/A | USD/space heater | IECC climate zone | 7A | 1357.2014
residential space heating | Reference Natural Gas Furnace | 2038 | CAPITAL | NEW | N/A | USD/space heater | IECC climate zone | 7B | 1364.879
residential space heating | Reference Natural Gas Furnace | 2038 | CAPITAL | NEW | N/A | USD/space heater | IECC climate zone | 8B | 1365.46
residential space heating | Reference Natural Gas Furnace | 2038 | CAPITAL | REPLACEMENT | N/A | USD/space heater | IECC climate zone | 1A | 1100.52
residential space heating | Reference Natural Gas Furnace | 2038 | CAPITAL | REPLACEMENT | N/A | USD/space heater | IECC climate zone | 2A | 1105.7722
residential space heating | Reference Natural Gas Furnace | 2038 | CAPITAL | REPLACEMENT | N/A | USD/space heater | IECC climate zone | 2B | 1114.4681
residential space heating | Reference Natural Gas Furnace | 2038 | CAPITAL | REPLACEMENT | N/A | USD/space heater | IECC climate zone | 3A | 1105.0999
residential space heating | Reference Natural Gas Furnace | 2038 | CAPITAL | REPLACEMENT | N/A | USD/space heater | IECC climate zone | 3B | 1105.148
residential space heating | Reference Natural Gas Furnace | 2038 | CAPITAL | REPLACEMENT | N/A | USD/space heater | IECC climate zone | 3C | 1101.9411
residential space heating | Reference Natural Gas Furnace | 2038 | CAPITAL | REPLACEMENT | N/A | USD/space heater | IECC climate zone | 4A | 1185.8905
residential space heating | Reference Natural Gas Furnace | 2038 | CAPITAL | REPLACEMENT | N/A | USD/space heater | IECC climate zone | 4B | 1114.9752
residential space heating | Reference Natural Gas Furnace | 2038 | CAPITAL | REPLACEMENT | N/A | USD/space heater | IECC climate zone | 4C | 1192.5581
residential space heating | Reference Natural Gas Furnace | 2038 | CAPITAL | REPLACEMENT | N/A | USD/space heater | IECC climate zone | 5A | 1289.6126
residential space heating | Reference Natural Gas Furnace | 2038 | CAPITAL | REPLACEMENT | N/A | USD/space heater | IECC climate zone | 5B | 1298.7865
residential space heating | Reference Natural Gas Furnace | 2038 | CAPITAL | REPLACEMENT | N/A | USD/space heater | IECC climate zone | 6A | 1328.5666
residential space heating | Reference Natural Gas Furnace | 2038 | CAPITAL | REPLACEMENT | N/A | USD/space heater | IECC climate zone | 6B | 1243.718
residential space heating | Reference Natural Gas Furnace | 2038 | CAPITAL | REPLACEMENT | N/A | USD/space heater | IECC climate zone | 7A | 1357.2014
residential space heating | Reference Natural Gas Furnace | 2038 | CAPITAL | REPLACEMENT | N/A | USD/space heater | IECC climate zone | 7B | 1364.879
residential space heating | Reference Natural Gas Furnace | 2038 | CAPITAL | REPLACEMENT | N/A | USD/space heater | IECC climate zone | 8B | 1365.46
residential space heating | Reference Natural Gas Furnace | 2038 | FIXED_OM | NEW | N/A | USD/space heater | us | us | 40.76
residential space heating | Reference Natural Gas Furnace | 2038 | FIXED_OM | REPLACEMENT | N/A | USD/space heater | us | us | 40.76
residential space heating | Reference Natural Gas Furnace | 2038 | INSTALLATION | NEW | N/A | USD/space heater | IECC climate zone | 1A | 1182.04
residential space heating | Reference Natural Gas Furnace | 2038 | INSTALLATION | NEW | N/A | USD/space heater | IECC climate zone | 2A | 1187.2922
residential space heating | Reference Natural Gas Furnace | 2038 | INSTALLATION | NEW | N/A | USD/space heater | IECC climate zone | 2B | 1195.9881
residential space heating | Reference Natural Gas Furnace | 2038 | INSTALLATION | NEW | N/A | USD/space heater | IECC climate zone | 3A | 1186.6199
residential space heating | Reference Natural Gas Furnace | 2038 | INSTALLATION | NEW | N/A | USD/space heater | IECC climate zone | 3B | 1186.668
residential space heating | Reference Natural Gas Furnace | 2038 | INSTALLATION | NEW | N/A | USD/space heater | IECC climate zone | 3C | 1183.4611
residential space heating | Reference Natural Gas Furnace | 2038 | INSTALLATION | NEW | N/A | USD/space heater | IECC climate zone | 4A | 1267.4105
residential space heating | Reference Natural Gas Furnace | 2038 | INSTALLATION | NEW | N/A | USD/space heater | IECC climate zone | 4B | 1196.4952
residential space heating | Reference Natural Gas Furnace | 2038 | INSTALLATION | NEW | N/A | USD/space heater | IECC climate zone | 4C | 1274.0781
residential space heating | Reference Natural Gas Furnace | 2038 | INSTALLATION | NEW | N/A | USD/space heater | IECC climate zone | 5A | 1371.1326
residential space heating | Reference Natural Gas Furnace | 2038 | INSTALLATION | NEW | N/A | USD/space heater | IECC climate zone | 5B | 1380.3065
residential space heating | Reference Natural Gas Furnace | 2038 | INSTALLATION | NEW | N/A | USD/space heater | IECC climate zone | 6A | 1410.0866
residential space heating | Reference Natural Gas Furnace | 2038 | INSTALLATION | NEW | N/A | USD/space heater | IECC climate zone | 6B | 1325.238
residential space heating | Reference Natural Gas Furnace | 2038 | INSTALLATION | NEW | N/A | USD/space heater | IECC climate zone | 7A | 1438.7214
residential space heating | Reference Natural Gas Furnace | 2038 | INSTALLATION | NEW | N/A | USD/space heater | IECC climate zone | 7B | 1446.399
residential space heating | Reference Natural Gas Furnace | 2038 | INSTALLATION | NEW | N/A | USD/space heater | IECC climate zone | 8B | 1446.98
residential space heating | Reference Natural Gas Furnace | 2038 | INSTALLATION | REPLACEMENT | N/A | USD/space heater | IECC climate zone | 1A | 1182.04
residential space heating | Reference Natural Gas Furnace | 2038 | INSTALLATION | REPLACEMENT | N/A | USD/space heater | IECC climate zone | 2A | 1187.2922
residential space heating | Reference Natural Gas Furnace | 2038 | INSTALLATION | REPLACEMENT | N/A | USD/space heater | IECC climate zone | 2B | 1195.9881
residential space heating | Reference Natural Gas Furnace | 2038 | INSTALLATION | REPLACEMENT | N/A | USD/space heater | IECC climate zone | 3A | 1186.6199
residential space heating | Reference Natural Gas Furnace | 2038 | INSTALLATION | REPLACEMENT | N/A | USD/space heater | IECC climate zone | 3B | 1186.668
residential space heating | Reference Natural Gas Furnace | 2038 | INSTALLATION | REPLACEMENT | N/A | USD/space heater | IECC climate zone | 3C | 1183.4611
residential space heating | Reference Natural Gas Furnace | 2038 | INSTALLATION | REPLACEMENT | N/A | USD/space heater | IECC climate zone | 4A | 1267.4105
residential space heating | Reference Natural Gas Furnace | 2038 | INSTALLATION | REPLACEMENT | N/A | USD/space heater | IECC climate zone | 4B | 1196.4952
residential space heating | Reference Natural Gas Furnace | 2038 | INSTALLATION | REPLACEMENT | N/A | USD/space heater | IECC climate zone | 4C | 1274.0781
residential space heating | Reference Natural Gas Furnace | 2038 | INSTALLATION | REPLACEMENT | N/A | USD/space heater | IECC climate zone | 5A | 1371.1326
residential space heating | Reference Natural Gas Furnace | 2038 | INSTALLATION | REPLACEMENT | N/A | USD/space heater | IECC climate zone | 5B | 1380.3065
residential space heating | Reference Natural Gas Furnace | 2038 | INSTALLATION | REPLACEMENT | N/A | USD/space heater | IECC climate zone | 6A | 1410.0866
residential space heating | Reference Natural Gas Furnace | 2038 | INSTALLATION | REPLACEMENT | N/A | USD/space heater | IECC climate zone | 6B | 1325.238
residential space heating | Reference Natural Gas Furnace | 2038 | INSTALLATION | REPLACEMENT | N/A | USD/space heater | IECC climate zone | 7A | 1438.7214
residential space heating | Reference Natural Gas Furnace | 2038 | INSTALLATION | REPLACEMENT | N/A | USD/space heater | IECC climate zone | 7B | 1446.399
residential space heating | Reference Natural Gas Furnace | 2038 | INSTALLATION | REPLACEMENT | N/A | USD/space heater | IECC climate zone | 8B | 1446.98
residential space heating | Reference Natural Gas Furnace | 2039 | CAPITAL | NEW | N/A | USD/space heater | IECC climate zone | 1A | 1100.52
residential space heating | Reference Natural Gas Furnace | 2039 | CAPITAL | NEW | N/A | USD/space heater | IECC climate zone | 2A | 1105.7722
residential space heating | Reference Natural Gas Furnace | 2039 | CAPITAL | NEW | N/A | USD/space heater | IECC climate zone | 2B | 1114.4681
residential space heating | Reference Natural Gas Furnace | 2039 | CAPITAL | NEW | N/A | USD/space heater | IECC climate zone | 3A | 1105.0999
residential space heating | Reference Natural Gas Furnace | 2039 | CAPITAL | NEW | N/A | USD/space heater | IECC climate zone | 3B | 1105.148
residential space heating | Reference Natural Gas Furnace | 2039 | CAPITAL | NEW | N/A | USD/space heater | IECC climate zone | 3C | 1101.9411
residential space heating | Reference Natural Gas Furnace | 2039 | CAPITAL | NEW | N/A | USD/space heater | IECC climate zone | 4A | 1185.8905
residential space heating | Reference Natural Gas Furnace | 2039 | CAPITAL | NEW | N/A | USD/space heater | IECC climate zone | 4B | 1114.9752
residential space heating | Reference Natural Gas Furnace | 2039 | CAPITAL | NEW | N/A | USD/space heater | IECC climate zone | 4C | 1192.5581
residential space heating | Reference Natural Gas Furnace | 2039 | CAPITAL | NEW | N/A | USD/space heater | IECC climate zone | 5A | 1289.6126
residential space heating | Reference Natural Gas Furnace | 2039 | CAPITAL | NEW | N/A | USD/space heater | IECC climate zone | 5B | 1298.7865
residential space heating | Reference Natural Gas Furnace | 2039 | CAPITAL | NEW | N/A | USD/space heater | IECC climate zone | 6A | 1328.5666
residential space heating | Reference Natural Gas Furnace | 2039 | CAPITAL | NEW | N/A | USD/space heater | IECC climate zone | 6B | 1243.718
residential space heating | Reference Natural Gas Furnace | 2039 | CAPITAL | NEW | N/A | USD/space heater | IECC climate zone | 7A | 1357.2014
residential space heating | Reference Natural Gas Furnace | 2039 | CAPITAL | NEW | N/A | USD/space heater | IECC climate zone | 7B | 1364.879
residential space heating | Reference Natural Gas Furnace | 2039 | CAPITAL | NEW | N/A | USD/space heater | IECC climate zone | 8B | 1365.46
residential space heating | Reference Natural Gas Furnace | 2039 | CAPITAL | REPLACEMENT | N/A | USD/space heater | IECC climate zone | 1A | 1100.52
residential space heating | Reference Natural Gas Furnace | 2039 | CAPITAL | REPLACEMENT | N/A | USD/space heater | IECC climate zone | 2A | 1105.7722
residential space heating | Reference Natural Gas Furnace | 2039 | CAPITAL | REPLACEMENT | N/A | USD/space heater | IECC climate zone | 2B | 1114.4681
residential space heating | Reference Natural Gas Furnace | 2039 | CAPITAL | REPLACEMENT | N/A | USD/space heater | IECC climate zone | 3A | 1105.0999
residential space heating | Reference Natural Gas Furnace | 2039 | CAPITAL | REPLACEMENT | N/A | USD/space heater | IECC climate zone | 3B | 1105.148
residential space heating | Reference Natural Gas Furnace | 2039 | CAPITAL | REPLACEMENT | N/A | USD/space heater | IECC climate zone | 3C | 1101.9411
residential space heating | Reference Natural Gas Furnace | 2039 | CAPITAL | REPLACEMENT | N/A | USD/space heater | IECC climate zone | 4A | 1185.8905
residential space heating | Reference Natural Gas Furnace | 2039 | CAPITAL | REPLACEMENT | N/A | USD/space heater | IECC climate zone | 4B | 1114.9752
residential space heating | Reference Natural Gas Furnace | 2039 | CAPITAL | REPLACEMENT | N/A | USD/space heater | IECC climate zone | 4C | 1192.5581
residential space heating | Reference Natural Gas Furnace | 2039 | CAPITAL | REPLACEMENT | N/A | USD/space heater | IECC climate zone | 5A | 1289.6126
residential space heating | Reference Natural Gas Furnace | 2039 | CAPITAL | REPLACEMENT | N/A | USD/space heater | IECC climate zone | 5B | 1298.7865
residential space heating | Reference Natural Gas Furnace | 2039 | CAPITAL | REPLACEMENT | N/A | USD/space heater | IECC climate zone | 6A | 1328.5666
residential space heating | Reference Natural Gas Furnace | 2039 | CAPITAL | REPLACEMENT | N/A | USD/space heater | IECC climate zone | 6B | 1243.718
residential space heating | Reference Natural Gas Furnace | 2039 | CAPITAL | REPLACEMENT | N/A | USD/space heater | IECC climate zone | 7A | 1357.2014
residential space heating | Reference Natural Gas Furnace | 2039 | CAPITAL | REPLACEMENT | N/A | USD/space heater | IECC climate zone | 7B | 1364.879
residential space heating | Reference Natural Gas Furnace | 2039 | CAPITAL | REPLACEMENT | N/A | USD/space heater | IECC climate zone | 8B | 1365.46
residential space heating | Reference Natural Gas Furnace | 2039 | FIXED_OM | NEW | N/A | USD/space heater | us | us | 40.76
residential space heating | Reference Natural Gas Furnace | 2039 | FIXED_OM | REPLACEMENT | N/A | USD/space heater | us | us | 40.76
residential space heating | Reference Natural Gas Furnace | 2039 | INSTALLATION | NEW | N/A | USD/space heater | IECC climate zone | 1A | 1182.04
residential space heating | Reference Natural Gas Furnace | 2039 | INSTALLATION | NEW | N/A | USD/space heater | IECC climate zone | 2A | 1187.2922
residential space heating | Reference Natural Gas Furnace | 2039 | INSTALLATION | NEW | N/A | USD/space heater | IECC climate zone | 2B | 1195.9881
residential space heating | Reference Natural Gas Furnace | 2039 | INSTALLATION | NEW | N/A | USD/space heater | IECC climate zone | 3A | 1186.6199
residential space heating | Reference Natural Gas Furnace | 2039 | INSTALLATION | NEW | N/A | USD/space heater | IECC climate zone | 3B | 1186.668
residential space heating | Reference Natural Gas Furnace | 2039 | INSTALLATION | NEW | N/A | USD/space heater | IECC climate zone | 3C | 1183.4611
residential space heating | Reference Natural Gas Furnace | 2039 | INSTALLATION | NEW | N/A | USD/space heater | IECC climate zone | 4A | 1267.4105
residential space heating | Reference Natural Gas Furnace | 2039 | INSTALLATION | NEW | N/A | USD/space heater | IECC climate zone | 4B | 1196.4952
residential space heating | Reference Natural Gas Furnace | 2039 | INSTALLATION | NEW | N/A | USD/space heater | IECC climate zone | 4C | 1274.0781
residential space heating | Reference Natural Gas Furnace | 2039 | INSTALLATION | NEW | N/A | USD/space heater | IECC climate zone | 5A | 1371.1326
residential space heating | Reference Natural Gas Furnace | 2039 | INSTALLATION | NEW | N/A | USD/space heater | IECC climate zone | 5B | 1380.3065
residential space heating | Reference Natural Gas Furnace | 2039 | INSTALLATION | NEW | N/A | USD/space heater | IECC climate zone | 6A | 1410.0866
residential space heating | Reference Natural Gas Furnace | 2039 | INSTALLATION | NEW | N/A | USD/space heater | IECC climate zone | 6B | 1325.238
residential space heating | Reference Natural Gas Furnace | 2039 | INSTALLATION | NEW | N/A | USD/space heater | IECC climate zone | 7A | 1438.7214
residential space heating | Reference Natural Gas Furnace | 2039 | INSTALLATION | NEW | N/A | USD/space heater | IECC climate zone | 7B | 1446.399
residential space heating | Reference Natural Gas Furnace | 2039 | INSTALLATION | NEW | N/A | USD/space heater | IECC climate zone | 8B | 1446.98
residential space heating | Reference Natural Gas Furnace | 2039 | INSTALLATION | REPLACEMENT | N/A | USD/space heater | IECC climate zone | 1A | 1182.04
residential space heating | Reference Natural Gas Furnace | 2039 | INSTALLATION | REPLACEMENT | N/A | USD/space heater | IECC climate zone | 2A | 1187.2922
residential space heating | Reference Natural Gas Furnace | 2039 | INSTALLATION | REPLACEMENT | N/A | USD/space heater | IECC climate zone | 2B | 1195.9881
residential space heating | Reference Natural Gas Furnace | 2039 | INSTALLATION | REPLACEMENT | N/A | USD/space heater | IECC climate zone | 3A | 1186.6199
residential space heating | Reference Natural Gas Furnace | 2039 | INSTALLATION | REPLACEMENT | N/A | USD/space heater | IECC climate zone | 3B | 1186.668
residential space heating | Reference Natural Gas Furnace | 2039 | INSTALLATION | REPLACEMENT | N/A | USD/space heater | IECC climate zone | 3C | 1183.4611
residential space heating | Reference Natural Gas Furnace | 2039 | INSTALLATION | REPLACEMENT | N/A | USD/space heater | IECC climate zone | 4A | 1267.4105
residential space heating | Reference Natural Gas Furnace | 2039 | INSTALLATION | REPLACEMENT | N/A | USD/space heater | IECC climate zone | 4B | 1196.4952
residential space heating | Reference Natural Gas Furnace | 2039 | INSTALLATION | REPLACEMENT | N/A | USD/space heater | IECC climate zone | 4C | 1274.0781
residential space heating | Reference Natural Gas Furnace | 2039 | INSTALLATION | REPLACEMENT | N/A | USD/space heater | IECC climate zone | 5A | 1371.1326
residential space heating | Reference Natural Gas Furnace | 2039 | INSTALLATION | REPLACEMENT | N/A | USD/space heater | IECC climate zone | 5B | 1380.3065
residential space heating | Reference Natural Gas Furnace | 2039 | INSTALLATION | REPLACEMENT | N/A | USD/space heater | IECC climate zone | 6A | 1410.0866
residential space heating | Reference Natural Gas Furnace | 2039 | INSTALLATION | REPLACEMENT | N/A | USD/space heater | IECC climate zone | 6B | 1325.238
residential space heating | Reference Natural Gas Furnace | 2039 | INSTALLATION | REPLACEMENT | N/A | USD/space heater | IECC climate zone | 7A | 1438.7214
residential space heating | Reference Natural Gas Furnace | 2039 | INSTALLATION | REPLACEMENT | N/A | USD/space heater | IECC climate zone | 7B | 1446.399
residential space heating | Reference Natural Gas Furnace | 2039 | INSTALLATION | REPLACEMENT | N/A | USD/space heater | IECC climate zone | 8B | 1446.98
residential space heating | Reference Natural Gas Furnace | 2040 | CAPITAL | NEW | N/A | USD/space heater | IECC climate zone | 1A | 1100.52
residential space heating | Reference Natural Gas Furnace | 2040 | CAPITAL | NEW | N/A | USD/space heater | IECC climate zone | 2A | 1105.7722
residential space heating | Reference Natural Gas Furnace | 2040 | CAPITAL | NEW | N/A | USD/space heater | IECC climate zone | 2B | 1114.4681
residential space heating | Reference Natural Gas Furnace | 2040 | CAPITAL | NEW | N/A | USD/space heater | IECC climate zone | 3A | 1105.0999
residential space heating | Reference Natural Gas Furnace | 2040 | CAPITAL | NEW | N/A | USD/space heater | IECC climate zone | 3B | 1105.148
residential space heating | Reference Natural Gas Furnace | 2040 | CAPITAL | NEW | N/A | USD/space heater | IECC climate zone | 3C | 1101.9411
residential space heating | Reference Natural Gas Furnace | 2040 | CAPITAL | NEW | N/A | USD/space heater | IECC climate zone | 4A | 1185.8905
residential space heating | Reference Natural Gas Furnace | 2040 | CAPITAL | NEW | N/A | USD/space heater | IECC climate zone | 4B | 1114.9752
residential space heating | Reference Natural Gas Furnace | 2040 | CAPITAL | NEW | N/A | USD/space heater | IECC climate zone | 4C | 1192.5581
residential space heating | Reference Natural Gas Furnace | 2040 | CAPITAL | NEW | N/A | USD/space heater | IECC climate zone | 5A | 1289.6126
residential space heating | Reference Natural Gas Furnace | 2040 | CAPITAL | NEW | N/A | USD/space heater | IECC climate zone | 5B | 1298.7865
residential space heating | Reference Natural Gas Furnace | 2040 | CAPITAL | NEW | N/A | USD/space heater | IECC climate zone | 6A | 1328.5666
residential space heating | Reference Natural Gas Furnace | 2040 | CAPITAL | NEW | N/A | USD/space heater | IECC climate zone | 6B | 1243.718
residential space heating | Reference Natural Gas Furnace | 2040 | CAPITAL | NEW | N/A | USD/space heater | IECC climate zone | 7A | 1357.2014
residential space heating | Reference Natural Gas Furnace | 2040 | CAPITAL | NEW | N/A | USD/space heater | IECC climate zone | 7B | 1364.879
residential space heating | Reference Natural Gas Furnace | 2040 | CAPITAL | NEW | N/A | USD/space heater | IECC climate zone | 8B | 1365.46
residential space heating | Reference Natural Gas Furnace | 2040 | CAPITAL | REPLACEMENT | N/A | USD/space heater | IECC climate zone | 1A | 1100.52
residential space heating | Reference Natural Gas Furnace | 2040 | CAPITAL | REPLACEMENT | N/A | USD/space heater | IECC climate zone | 2A | 1105.7722
residential space heating | Reference Natural Gas Furnace | 2040 | CAPITAL | REPLACEMENT | N/A | USD/space heater | IECC climate zone | 2B | 1114.4681
residential space heating | Reference Natural Gas Furnace | 2040 | CAPITAL | REPLACEMENT | N/A | USD/space heater | IECC climate zone | 3A | 1105.0999
residential space heating | Reference Natural Gas Furnace | 2040 | CAPITAL | REPLACEMENT | N/A | USD/space heater | IECC climate zone | 3B | 1105.148
residential space heating | Reference Natural Gas Furnace | 2040 | CAPITAL | REPLACEMENT | N/A | USD/space heater | IECC climate zone | 3C | 1101.9411
residential space heating | Reference Natural Gas Furnace | 2040 | CAPITAL | REPLACEMENT | N/A | USD/space heater | IECC climate zone | 4A | 1185.8905
residential space heating | Reference Natural Gas Furnace | 2040 | CAPITAL | REPLACEMENT | N/A | USD/space heater | IECC climate zone | 4B | 1114.9752
residential space heating | Reference Natural Gas Furnace | 2040 | CAPITAL | REPLACEMENT | N/A | USD/space heater | IECC climate zone | 4C | 1192.5581
residential space heating | Reference Natural Gas Furnace | 2040 | CAPITAL | REPLACEMENT | N/A | USD/space heater | IECC climate zone | 5A | 1289.6126
residential space heating | Reference Natural Gas Furnace | 2040 | CAPITAL | REPLACEMENT | N/A | USD/space heater | IECC climate zone | 5B | 1298.7865
residential space heating | Reference Natural Gas Furnace | 2040 | CAPITAL | REPLACEMENT | N/A | USD/space heater | IECC climate zone | 6A | 1328.5666
residential space heating | Reference Natural Gas Furnace | 2040 | CAPITAL | REPLACEMENT | N/A | USD/space heater | IECC climate zone | 6B | 1243.718
residential space heating | Reference Natural Gas Furnace | 2040 | CAPITAL | REPLACEMENT | N/A | USD/space heater | IECC climate zone | 7A | 1357.2014
residential space heating | Reference Natural Gas Furnace | 2040 | CAPITAL | REPLACEMENT | N/A | USD/space heater | IECC climate zone | 7B | 1364.879
residential space heating | Reference Natural Gas Furnace | 2040 | CAPITAL | REPLACEMENT | N/A | USD/space heater | IECC climate zone | 8B | 1365.46
residential space heating | Reference Natural Gas Furnace | 2040 | FIXED_OM | NEW | N/A | USD/space heater | us | us | 40.76
residential space heating | Reference Natural Gas Furnace | 2040 | FIXED_OM | REPLACEMENT | N/A | USD/space heater | us | us | 40.76
residential space heating | Reference Natural Gas Furnace | 2040 | INSTALLATION | NEW | N/A | USD/space heater | IECC climate zone | 1A | 1182.04
residential space heating | Reference Natural Gas Furnace | 2040 | INSTALLATION | NEW | N/A | USD/space heater | IECC climate zone | 2A | 1187.2922
residential space heating | Reference Natural Gas Furnace | 2040 | INSTALLATION | NEW | N/A | USD/space heater | IECC climate zone | 2B | 1195.9881
residential space heating | Reference Natural Gas Furnace | 2040 | INSTALLATION | NEW | N/A | USD/space heater | IECC climate zone | 3A | 1186.6199
residential space heating | Reference Natural Gas Furnace | 2040 | INSTALLATION | NEW | N/A | USD/space heater | IECC climate zone | 3B | 1186.668
residential space heating | Reference Natural Gas Furnace | 2040 | INSTALLATION | NEW | N/A | USD/space heater | IECC climate zone | 3C | 1183.4611
residential space heating | Reference Natural Gas Furnace | 2040 | INSTALLATION | NEW | N/A | USD/space heater | IECC climate zone | 4A | 1267.4105
residential space heating | Reference Natural Gas Furnace | 2040 | INSTALLATION | NEW | N/A | USD/space heater | IECC climate zone | 4B | 1196.4952
residential space heating | Reference Natural Gas Furnace | 2040 | INSTALLATION | NEW | N/A | USD/space heater | IECC climate zone | 4C | 1274.0781
residential space heating | Reference Natural Gas Furnace | 2040 | INSTALLATION | NEW | N/A | USD/space heater | IECC climate zone | 5A | 1371.1326
residential space heating | Reference Natural Gas Furnace | 2040 | INSTALLATION | NEW | N/A | USD/space heater | IECC climate zone | 5B | 1380.3065
residential space heating | Reference Natural Gas Furnace | 2040 | INSTALLATION | NEW | N/A | USD/space heater | IECC climate zone | 6A | 1410.0866
residential space heating | Reference Natural Gas Furnace | 2040 | INSTALLATION | NEW | N/A | USD/space heater | IECC climate zone | 6B | 1325.238
residential space heating | Reference Natural Gas Furnace | 2040 | INSTALLATION | NEW | N/A | USD/space heater | IECC climate zone | 7A | 1438.7214
residential space heating | Reference Natural Gas Furnace | 2040 | INSTALLATION | NEW | N/A | USD/space heater | IECC climate zone | 7B | 1446.399
residential space heating | Reference Natural Gas Furnace | 2040 | INSTALLATION | NEW | N/A | USD/space heater | IECC climate zone | 8B | 1446.98
residential space heating | Reference Natural Gas Furnace | 2040 | INSTALLATION | REPLACEMENT | N/A | USD/space heater | IECC climate zone | 1A | 1182.04
residential space heating | Reference Natural Gas Furnace | 2040 | INSTALLATION | REPLACEMENT | N/A | USD/space heater | IECC climate zone | 2A | 1187.2922
residential space heating | Reference Natural Gas Furnace | 2040 | INSTALLATION | REPLACEMENT | N/A | USD/space heater | IECC climate zone | 2B | 1195.9881
residential space heating | Reference Natural Gas Furnace | 2040 | INSTALLATION | REPLACEMENT | N/A | USD/space heater | IECC climate zone | 3A | 1186.6199
residential space heating | Reference Natural Gas Furnace | 2040 | INSTALLATION | REPLACEMENT | N/A | USD/space heater | IECC climate zone | 3B | 1186.668
residential space heating | Reference Natural Gas Furnace | 2040 | INSTALLATION | REPLACEMENT | N/A | USD/space heater | IECC climate zone | 3C | 1183.4611
residential space heating | Reference Natural Gas Furnace | 2040 | INSTALLATION | REPLACEMENT | N/A | USD/space heater | IECC climate zone | 4A | 1267.4105
residential space heating | Reference Natural Gas Furnace | 2040 | INSTALLATION | REPLACEMENT | N/A | USD/space heater | IECC climate zone | 4B | 1196.4952
residential space heating | Reference Natural Gas Furnace | 2040 | INSTALLATION | REPLACEMENT | N/A | USD/space heater | IECC climate zone | 4C | 1274.0781
residential space heating | Reference Natural Gas Furnace | 2040 | INSTALLATION | REPLACEMENT | N/A | USD/space heater | IECC climate zone | 5A | 1371.1326
residential space heating | Reference Natural Gas Furnace | 2040 | INSTALLATION | REPLACEMENT | N/A | USD/space heater | IECC climate zone | 5B | 1380.3065
residential space heating | Reference Natural Gas Furnace | 2040 | INSTALLATION | REPLACEMENT | N/A | USD/space heater | IECC climate zone | 6A | 1410.0866
residential space heating | Reference Natural Gas Furnace | 2040 | INSTALLATION | REPLACEMENT | N/A | USD/space heater | IECC climate zone | 6B | 1325.238
residential space heating | Reference Natural Gas Furnace | 2040 | INSTALLATION | REPLACEMENT | N/A | USD/space heater | IECC climate zone | 7A | 1438.7214
residential space heating | Reference Natural Gas Furnace | 2040 | INSTALLATION | REPLACEMENT | N/A | USD/space heater | IECC climate zone | 7B | 1446.399
residential space heating | Reference Natural Gas Furnace | 2040 | INSTALLATION | REPLACEMENT | N/A | USD/space heater | IECC climate zone | 8B | 1446.98
residential space heating | Reference Natural Gas Furnace | 2041 | CAPITAL | NEW | N/A | USD/space heater | IECC climate zone | 1A | 1100.52
residential space heating | Reference Natural Gas Furnace | 2041 | CAPITAL | NEW | N/A | USD/space heater | IECC climate zone | 2A | 1105.7722
residential space heating | Reference Natural Gas Furnace | 2041 | CAPITAL | NEW | N/A | USD/space heater | IECC climate zone | 2B | 1114.4681
residential space heating | Reference Natural Gas Furnace | 2041 | CAPITAL | NEW | N/A | USD/space heater | IECC climate zone | 3A | 1105.0999
residential space heating | Reference Natural Gas Furnace | 2041 | CAPITAL | NEW | N/A | USD/space heater | IECC climate zone | 3B | 1105.148
residential space heating | Reference Natural Gas Furnace | 2041 | CAPITAL | NEW | N/A | USD/space heater | IECC climate zone | 3C | 1101.9411
residential space heating | Reference Natural Gas Furnace | 2041 | CAPITAL | NEW | N/A | USD/space heater | IECC climate zone | 4A | 1185.8905
residential space heating | Reference Natural Gas Furnace | 2041 | CAPITAL | NEW | N/A | USD/space heater | IECC climate zone | 4B | 1114.9752
residential space heating | Reference Natural Gas Furnace | 2041 | CAPITAL | NEW | N/A | USD/space heater | IECC climate zone | 4C | 1192.5581
residential space heating | Reference Natural Gas Furnace | 2041 | CAPITAL | NEW | N/A | USD/space heater | IECC climate zone | 5A | 1289.6126
residential space heating | Reference Natural Gas Furnace | 2041 | CAPITAL | NEW | N/A | USD/space heater | IECC climate zone | 5B | 1298.7865
residential space heating | Reference Natural Gas Furnace | 2041 | CAPITAL | NEW | N/A | USD/space heater | IECC climate zone | 6A | 1328.5666
residential space heating | Reference Natural Gas Furnace | 2041 | CAPITAL | NEW | N/A | USD/space heater | IECC climate zone | 6B | 1243.718
residential space heating | Reference Natural Gas Furnace | 2041 | CAPITAL | NEW | N/A | USD/space heater | IECC climate zone | 7A | 1357.2014
residential space heating | Reference Natural Gas Furnace | 2041 | CAPITAL | NEW | N/A | USD/space heater | IECC climate zone | 7B | 1364.879
residential space heating | Reference Natural Gas Furnace | 2041 | CAPITAL | NEW | N/A | USD/space heater | IECC climate zone | 8B | 1365.46
residential space heating | Reference Natural Gas Furnace | 2041 | CAPITAL | REPLACEMENT | N/A | USD/space heater | IECC climate zone | 1A | 1100.52
residential space heating | Reference Natural Gas Furnace | 2041 | CAPITAL | REPLACEMENT | N/A | USD/space heater | IECC climate zone | 2A | 1105.7722
residential space heating | Reference Natural Gas Furnace | 2041 | CAPITAL | REPLACEMENT | N/A | USD/space heater | IECC climate zone | 2B | 1114.4681
residential space heating | Reference Natural Gas Furnace | 2041 | CAPITAL | REPLACEMENT | N/A | USD/space heater | IECC climate zone | 3A | 1105.0999
residential space heating | Reference Natural Gas Furnace | 2041 | CAPITAL | REPLACEMENT | N/A | USD/space heater | IECC climate zone | 3B | 1105.148
residential space heating | Reference Natural Gas Furnace | 2041 | CAPITAL | REPLACEMENT | N/A | USD/space heater | IECC climate zone | 3C | 1101.9411
residential space heating | Reference Natural Gas Furnace | 2041 | CAPITAL | REPLACEMENT | N/A | USD/space heater | IECC climate zone | 4A | 1185.8905
residential space heating | Reference Natural Gas Furnace | 2041 | CAPITAL | REPLACEMENT | N/A | USD/space heater | IECC climate zone | 4B | 1114.9752
residential space heating | Reference Natural Gas Furnace | 2041 | CAPITAL | REPLACEMENT | N/A | USD/space heater | IECC climate zone | 4C | 1192.5581
residential space heating | Reference Natural Gas Furnace | 2041 | CAPITAL | REPLACEMENT | N/A | USD/space heater | IECC climate zone | 5A | 1289.6126
residential space heating | Reference Natural Gas Furnace | 2041 | CAPITAL | REPLACEMENT | N/A | USD/space heater | IECC climate zone | 5B | 1298.7865
residential space heating | Reference Natural Gas Furnace | 2041 | CAPITAL | REPLACEMENT | N/A | USD/space heater | IECC climate zone | 6A | 1328.5666
residential space heating | Reference Natural Gas Furnace | 2041 | CAPITAL | REPLACEMENT | N/A | USD/space heater | IECC climate zone | 6B | 1243.718
residential space heating | Reference Natural Gas Furnace | 2041 | CAPITAL | REPLACEMENT | N/A | USD/space heater | IECC climate zone | 7A | 1357.2014
residential space heating | Reference Natural Gas Furnace | 2041 | CAPITAL | REPLACEMENT | N/A | USD/space heater | IECC climate zone | 7B | 1364.879
residential space heating | Reference Natural Gas Furnace | 2041 | CAPITAL | REPLACEMENT | N/A | USD/space heater | IECC climate zone | 8B | 1365.46
residential space heating | Reference Natural Gas Furnace | 2041 | FIXED_OM | NEW | N/A | USD/space heater | us | us | 40.76
residential space heating | Reference Natural Gas Furnace | 2041 | FIXED_OM | REPLACEMENT | N/A | USD/space heater | us | us | 40.76
residential space heating | Reference Natural Gas Furnace | 2041 | INSTALLATION | NEW | N/A | USD/space heater | IECC climate zone | 1A | 1182.04
residential space heating | Reference Natural Gas Furnace | 2041 | INSTALLATION | NEW | N/A | USD/space heater | IECC climate zone | 2A | 1187.2922
residential space heating | Reference Natural Gas Furnace | 2041 | INSTALLATION | NEW | N/A | USD/space heater | IECC climate zone | 2B | 1195.9881
residential space heating | Reference Natural Gas Furnace | 2041 | INSTALLATION | NEW | N/A | USD/space heater | IECC climate zone | 3A | 1186.6199
residential space heating | Reference Natural Gas Furnace | 2041 | INSTALLATION | NEW | N/A | USD/space heater | IECC climate zone | 3B | 1186.668
residential space heating | Reference Natural Gas Furnace | 2041 | INSTALLATION | NEW | N/A | USD/space heater | IECC climate zone | 3C | 1183.4611
residential space heating | Reference Natural Gas Furnace | 2041 | INSTALLATION | NEW | N/A | USD/space heater | IECC climate zone | 4A | 1267.4105
residential space heating | Reference Natural Gas Furnace | 2041 | INSTALLATION | NEW | N/A | USD/space heater | IECC climate zone | 4B | 1196.4952
residential space heating | Reference Natural Gas Furnace | 2041 | INSTALLATION | NEW | N/A | USD/space heater | IECC climate zone | 4C | 1274.0781
residential space heating | Reference Natural Gas Furnace | 2041 | INSTALLATION | NEW | N/A | USD/space heater | IECC climate zone | 5A | 1371.1326
residential space heating | Reference Natural Gas Furnace | 2041 | INSTALLATION | NEW | N/A | USD/space heater | IECC climate zone | 5B | 1380.3065
residential space heating | Reference Natural Gas Furnace | 2041 | INSTALLATION | NEW | N/A | USD/space heater | IECC climate zone | 6A | 1410.0866
residential space heating | Reference Natural Gas Furnace | 2041 | INSTALLATION | NEW | N/A | USD/space heater | IECC climate zone | 6B | 1325.238
residential space heating | Reference Natural Gas Furnace | 2041 | INSTALLATION | NEW | N/A | USD/space heater | IECC climate zone | 7A | 1438.7214
residential space heating | Reference Natural Gas Furnace | 2041 | INSTALLATION | NEW | N/A | USD/space heater | IECC climate zone | 7B | 1446.399
residential space heating | Reference Natural Gas Furnace | 2041 | INSTALLATION | NEW | N/A | USD/space heater | IECC climate zone | 8B | 1446.98
residential space heating | Reference Natural Gas Furnace | 2041 | INSTALLATION | REPLACEMENT | N/A | USD/space heater | IECC climate zone | 1A | 1182.04
residential space heating | Reference Natural Gas Furnace | 2041 | INSTALLATION | REPLACEMENT | N/A | USD/space heater | IECC climate zone | 2A | 1187.2922
residential space heating | Reference Natural Gas Furnace | 2041 | INSTALLATION | REPLACEMENT | N/A | USD/space heater | IECC climate zone | 2B | 1195.9881
residential space heating | Reference Natural Gas Furnace | 2041 | INSTALLATION | REPLACEMENT | N/A | USD/space heater | IECC climate zone | 3A | 1186.6199
residential space heating | Reference Natural Gas Furnace | 2041 | INSTALLATION | REPLACEMENT | N/A | USD/space heater | IECC climate zone | 3B | 1186.668
residential space heating | Reference Natural Gas Furnace | 2041 | INSTALLATION | REPLACEMENT | N/A | USD/space heater | IECC climate zone | 3C | 1183.4611
residential space heating | Reference Natural Gas Furnace | 2041 | INSTALLATION | REPLACEMENT | N/A | USD/space heater | IECC climate zone | 4A | 1267.4105
residential space heating | Reference Natural Gas Furnace | 2041 | INSTALLATION | REPLACEMENT | N/A | USD/space heater | IECC climate zone | 4B | 1196.4952
residential space heating | Reference Natural Gas Furnace | 2041 | INSTALLATION | REPLACEMENT | N/A | USD/space heater | IECC climate zone | 4C | 1274.0781
residential space heating | Reference Natural Gas Furnace | 2041 | INSTALLATION | REPLACEMENT | N/A | USD/space heater | IECC climate zone | 5A | 1371.1326
residential space heating | Reference Natural Gas Furnace | 2041 | INSTALLATION | REPLACEMENT | N/A | USD/space heater | IECC climate zone | 5B | 1380.3065
residential space heating | Reference Natural Gas Furnace | 2041 | INSTALLATION | REPLACEMENT | N/A | USD/space heater | IECC climate zone | 6A | 1410.0866
residential space heating | Reference Natural Gas Furnace | 2041 | INSTALLATION | REPLACEMENT | N/A | USD/space heater | IECC climate zone | 6B | 1325.238
residential space heating | Reference Natural Gas Furnace | 2041 | INSTALLATION | REPLACEMENT | N/A | USD/space heater | IECC climate zone | 7A | 1438.7214
residential space heating | Reference Natural Gas Furnace | 2041 | INSTALLATION | REPLACEMENT | N/A | USD/space heater | IECC climate zone | 7B | 1446.399
residential space heating | Reference Natural Gas Furnace | 2041 | INSTALLATION | REPLACEMENT | N/A | USD/space heater | IECC climate zone | 8B | 1446.98
residential space heating | Reference Natural Gas Furnace | 2042 | CAPITAL | NEW | N/A | USD/space heater | IECC climate zone | 1A | 1100.52
residential space heating | Reference Natural Gas Furnace | 2042 | CAPITAL | NEW | N/A | USD/space heater | IECC climate zone | 2A | 1105.7722
residential space heating | Reference Natural Gas Furnace | 2042 | CAPITAL | NEW | N/A | USD/space heater | IECC climate zone | 2B | 1114.4681
residential space heating | Reference Natural Gas Furnace | 2042 | CAPITAL | NEW | N/A | USD/space heater | IECC climate zone | 3A | 1105.0999
residential space heating | Reference Natural Gas Furnace | 2042 | CAPITAL | NEW | N/A | USD/space heater | IECC climate zone | 3B | 1105.148
residential space heating | Reference Natural Gas Furnace | 2042 | CAPITAL | NEW | N/A | USD/space heater | IECC climate zone | 3C | 1101.9411
residential space heating | Reference Natural Gas Furnace | 2042 | CAPITAL | NEW | N/A | USD/space heater | IECC climate zone | 4A | 1185.8905
residential space heating | Reference Natural Gas Furnace | 2042 | CAPITAL | NEW | N/A | USD/space heater | IECC climate zone | 4B | 1114.9752
residential space heating | Reference Natural Gas Furnace | 2042 | CAPITAL | NEW | N/A | USD/space heater | IECC climate zone | 4C | 1192.5581
residential space heating | Reference Natural Gas Furnace | 2042 | CAPITAL | NEW | N/A | USD/space heater | IECC climate zone | 5A | 1289.6126
residential space heating | Reference Natural Gas Furnace | 2042 | CAPITAL | NEW | N/A | USD/space heater | IECC climate zone | 5B | 1298.7865
residential space heating | Reference Natural Gas Furnace | 2042 | CAPITAL | NEW | N/A | USD/space heater | IECC climate zone | 6A | 1328.5666
residential space heating | Reference Natural Gas Furnace | 2042 | CAPITAL | NEW | N/A | USD/space heater | IECC climate zone | 6B | 1243.718
residential space heating | Reference Natural Gas Furnace | 2042 | CAPITAL | NEW | N/A | USD/space heater | IECC climate zone | 7A | 1357.2014
residential space heating | Reference Natural Gas Furnace | 2042 | CAPITAL | NEW | N/A | USD/space heater | IECC climate zone | 7B | 1364.879
residential space heating | Reference Natural Gas Furnace | 2042 | CAPITAL | NEW | N/A | USD/space heater | IECC climate zone | 8B | 1365.46
residential space heating | Reference Natural Gas Furnace | 2042 | CAPITAL | REPLACEMENT | N/A | USD/space heater | IECC climate zone | 1A | 1100.52
residential space heating | Reference Natural Gas Furnace | 2042 | CAPITAL | REPLACEMENT | N/A | USD/space heater | IECC climate zone | 2A | 1105.7722
residential space heating | Reference Natural Gas Furnace | 2042 | CAPITAL | REPLACEMENT | N/A | USD/space heater | IECC climate zone | 2B | 1114.4681
residential space heating | Reference Natural Gas Furnace | 2042 | CAPITAL | REPLACEMENT | N/A | USD/space heater | IECC climate zone | 3A | 1105.0999
residential space heating | Reference Natural Gas Furnace | 2042 | CAPITAL | REPLACEMENT | N/A | USD/space heater | IECC climate zone | 3B | 1105.148
residential space heating | Reference Natural Gas Furnace | 2042 | CAPITAL | REPLACEMENT | N/A | USD/space heater | IECC climate zone | 3C | 1101.9411
residential space heating | Reference Natural Gas Furnace | 2042 | CAPITAL | REPLACEMENT | N/A | USD/space heater | IECC climate zone | 4A | 1185.8905
residential space heating | Reference Natural Gas Furnace | 2042 | CAPITAL | REPLACEMENT | N/A | USD/space heater | IECC climate zone | 4B | 1114.9752
residential space heating | Reference Natural Gas Furnace | 2042 | CAPITAL | REPLACEMENT | N/A | USD/space heater | IECC climate zone | 4C | 1192.5581
residential space heating | Reference Natural Gas Furnace | 2042 | CAPITAL | REPLACEMENT | N/A | USD/space heater | IECC climate zone | 5A | 1289.6126
residential space heating | Reference Natural Gas Furnace | 2042 | CAPITAL | REPLACEMENT | N/A | USD/space heater | IECC climate zone | 5B | 1298.7865
residential space heating | Reference Natural Gas Furnace | 2042 | CAPITAL | REPLACEMENT | N/A | USD/space heater | IECC climate zone | 6A | 1328.5666
residential space heating | Reference Natural Gas Furnace | 2042 | CAPITAL | REPLACEMENT | N/A | USD/space heater | IECC climate zone | 6B | 1243.718
residential space heating | Reference Natural Gas Furnace | 2042 | CAPITAL | REPLACEMENT | N/A | USD/space heater | IECC climate zone | 7A | 1357.2014
residential space heating | Reference Natural Gas Furnace | 2042 | CAPITAL | REPLACEMENT | N/A | USD/space heater | IECC climate zone | 7B | 1364.879
residential space heating | Reference Natural Gas Furnace | 2042 | CAPITAL | REPLACEMENT | N/A | USD/space heater | IECC climate zone | 8B | 1365.46
residential space heating | Reference Natural Gas Furnace | 2042 | FIXED_OM | NEW | N/A | USD/space heater | us | us | 40.76
residential space heating | Reference Natural Gas Furnace | 2042 | FIXED_OM | REPLACEMENT | N/A | USD/space heater | us | us | 40.76
residential space heating | Reference Natural Gas Furnace | 2042 | INSTALLATION | NEW | N/A | USD/space heater | IECC climate zone | 1A | 1182.04
residential space heating | Reference Natural Gas Furnace | 2042 | INSTALLATION | NEW | N/A | USD/space heater | IECC climate zone | 2A | 1187.2922
residential space heating | Reference Natural Gas Furnace | 2042 | INSTALLATION | NEW | N/A | USD/space heater | IECC climate zone | 2B | 1195.9881
residential space heating | Reference Natural Gas Furnace | 2042 | INSTALLATION | NEW | N/A | USD/space heater | IECC climate zone | 3A | 1186.6199
residential space heating | Reference Natural Gas Furnace | 2042 | INSTALLATION | NEW | N/A | USD/space heater | IECC climate zone | 3B | 1186.668
residential space heating | Reference Natural Gas Furnace | 2042 | INSTALLATION | NEW | N/A | USD/space heater | IECC climate zone | 3C | 1183.4611
residential space heating | Reference Natural Gas Furnace | 2042 | INSTALLATION | NEW | N/A | USD/space heater | IECC climate zone | 4A | 1267.4105
residential space heating | Reference Natural Gas Furnace | 2042 | INSTALLATION | NEW | N/A | USD/space heater | IECC climate zone | 4B | 1196.4952
residential space heating | Reference Natural Gas Furnace | 2042 | INSTALLATION | NEW | N/A | USD/space heater | IECC climate zone | 4C | 1274.0781
residential space heating | Reference Natural Gas Furnace | 2042 | INSTALLATION | NEW | N/A | USD/space heater | IECC climate zone | 5A | 1371.1326
residential space heating | Reference Natural Gas Furnace | 2042 | INSTALLATION | NEW | N/A | USD/space heater | IECC climate zone | 5B | 1380.3065
residential space heating | Reference Natural Gas Furnace | 2042 | INSTALLATION | NEW | N/A | USD/space heater | IECC climate zone | 6A | 1410.0866
residential space heating | Reference Natural Gas Furnace | 2042 | INSTALLATION | NEW | N/A | USD/space heater | IECC climate zone | 6B | 1325.238
residential space heating | Reference Natural Gas Furnace | 2042 | INSTALLATION | NEW | N/A | USD/space heater | IECC climate zone | 7A | 1438.7214
residential space heating | Reference Natural Gas Furnace | 2042 | INSTALLATION | NEW | N/A | USD/space heater | IECC climate zone | 7B | 1446.399
residential space heating | Reference Natural Gas Furnace | 2042 | INSTALLATION | NEW | N/A | USD/space heater | IECC climate zone | 8B | 1446.98
residential space heating | Reference Natural Gas Furnace | 2042 | INSTALLATION | REPLACEMENT | N/A | USD/space heater | IECC climate zone | 1A | 1182.04
residential space heating | Reference Natural Gas Furnace | 2042 | INSTALLATION | REPLACEMENT | N/A | USD/space heater | IECC climate zone | 2A | 1187.2922
residential space heating | Reference Natural Gas Furnace | 2042 | INSTALLATION | REPLACEMENT | N/A | USD/space heater | IECC climate zone | 2B | 1195.9881
residential space heating | Reference Natural Gas Furnace | 2042 | INSTALLATION | REPLACEMENT | N/A | USD/space heater | IECC climate zone | 3A | 1186.6199
residential space heating | Reference Natural Gas Furnace | 2042 | INSTALLATION | REPLACEMENT | N/A | USD/space heater | IECC climate zone | 3B | 1186.668
residential space heating | Reference Natural Gas Furnace | 2042 | INSTALLATION | REPLACEMENT | N/A | USD/space heater | IECC climate zone | 3C | 1183.4611
residential space heating | Reference Natural Gas Furnace | 2042 | INSTALLATION | REPLACEMENT | N/A | USD/space heater | IECC climate zone | 4A | 1267.4105
residential space heating | Reference Natural Gas Furnace | 2042 | INSTALLATION | REPLACEMENT | N/A | USD/space heater | IECC climate zone | 4B | 1196.4952
residential space heating | Reference Natural Gas Furnace | 2042 | INSTALLATION | REPLACEMENT | N/A | USD/space heater | IECC climate zone | 4C | 1274.0781
residential space heating | Reference Natural Gas Furnace | 2042 | INSTALLATION | REPLACEMENT | N/A | USD/space heater | IECC climate zone | 5A | 1371.1326
residential space heating | Reference Natural Gas Furnace | 2042 | INSTALLATION | REPLACEMENT | N/A | USD/space heater | IECC climate zone | 5B | 1380.3065
residential space heating | Reference Natural Gas Furnace | 2042 | INSTALLATION | REPLACEMENT | N/A | USD/space heater | IECC climate zone | 6A | 1410.0866
residential space heating | Reference Natural Gas Furnace | 2042 | INSTALLATION | REPLACEMENT | N/A | USD/space heater | IECC climate zone | 6B | 1325.238
residential space heating | Reference Natural Gas Furnace | 2042 | INSTALLATION | REPLACEMENT | N/A | USD/space heater | IECC climate zone | 7A | 1438.7214
residential space heating | Reference Natural Gas Furnace | 2042 | INSTALLATION | REPLACEMENT | N/A | USD/space heater | IECC climate zone | 7B | 1446.399
residential space heating | Reference Natural Gas Furnace | 2042 | INSTALLATION | REPLACEMENT | N/A | USD/space heater | IECC climate zone | 8B | 1446.98
residential space heating | Reference Natural Gas Furnace | 2043 | CAPITAL | NEW | N/A | USD/space heater | IECC climate zone | 1A | 1100.52
residential space heating | Reference Natural Gas Furnace | 2043 | CAPITAL | NEW | N/A | USD/space heater | IECC climate zone | 2A | 1105.7722
residential space heating | Reference Natural Gas Furnace | 2043 | CAPITAL | NEW | N/A | USD/space heater | IECC climate zone | 2B | 1114.4681
residential space heating | Reference Natural Gas Furnace | 2043 | CAPITAL | NEW | N/A | USD/space heater | IECC climate zone | 3A | 1105.0999
residential space heating | Reference Natural Gas Furnace | 2043 | CAPITAL | NEW | N/A | USD/space heater | IECC climate zone | 3B | 1105.148
residential space heating | Reference Natural Gas Furnace | 2043 | CAPITAL | NEW | N/A | USD/space heater | IECC climate zone | 3C | 1101.9411
residential space heating | Reference Natural Gas Furnace | 2043 | CAPITAL | NEW | N/A | USD/space heater | IECC climate zone | 4A | 1185.8905
residential space heating | Reference Natural Gas Furnace | 2043 | CAPITAL | NEW | N/A | USD/space heater | IECC climate zone | 4B | 1114.9752
residential space heating | Reference Natural Gas Furnace | 2043 | CAPITAL | NEW | N/A | USD/space heater | IECC climate zone | 4C | 1192.5581
residential space heating | Reference Natural Gas Furnace | 2043 | CAPITAL | NEW | N/A | USD/space heater | IECC climate zone | 5A | 1289.6126
residential space heating | Reference Natural Gas Furnace | 2043 | CAPITAL | NEW | N/A | USD/space heater | IECC climate zone | 5B | 1298.7865
residential space heating | Reference Natural Gas Furnace | 2043 | CAPITAL | NEW | N/A | USD/space heater | IECC climate zone | 6A | 1328.5666
residential space heating | Reference Natural Gas Furnace | 2043 | CAPITAL | NEW | N/A | USD/space heater | IECC climate zone | 6B | 1243.718
residential space heating | Reference Natural Gas Furnace | 2043 | CAPITAL | NEW | N/A | USD/space heater | IECC climate zone | 7A | 1357.2014
residential space heating | Reference Natural Gas Furnace | 2043 | CAPITAL | NEW | N/A | USD/space heater | IECC climate zone | 7B | 1364.879
residential space heating | Reference Natural Gas Furnace | 2043 | CAPITAL | NEW | N/A | USD/space heater | IECC climate zone | 8B | 1365.46
residential space heating | Reference Natural Gas Furnace | 2043 | CAPITAL | REPLACEMENT | N/A | USD/space heater | IECC climate zone | 1A | 1100.52
residential space heating | Reference Natural Gas Furnace | 2043 | CAPITAL | REPLACEMENT | N/A | USD/space heater | IECC climate zone | 2A | 1105.7722
residential space heating | Reference Natural Gas Furnace | 2043 | CAPITAL | REPLACEMENT | N/A | USD/space heater | IECC climate zone | 2B | 1114.4681
residential space heating | Reference Natural Gas Furnace | 2043 | CAPITAL | REPLACEMENT | N/A | USD/space heater | IECC climate zone | 3A | 1105.0999
residential space heating | Reference Natural Gas Furnace | 2043 | CAPITAL | REPLACEMENT | N/A | USD/space heater | IECC climate zone | 3B | 1105.148
residential space heating | Reference Natural Gas Furnace | 2043 | CAPITAL | REPLACEMENT | N/A | USD/space heater | IECC climate zone | 3C | 1101.9411
residential space heating | Reference Natural Gas Furnace | 2043 | CAPITAL | REPLACEMENT | N/A | USD/space heater | IECC climate zone | 4A | 1185.8905
residential space heating | Reference Natural Gas Furnace | 2043 | CAPITAL | REPLACEMENT | N/A | USD/space heater | IECC climate zone | 4B | 1114.9752
residential space heating | Reference Natural Gas Furnace | 2043 | CAPITAL | REPLACEMENT | N/A | USD/space heater | IECC climate zone | 4C | 1192.5581
residential space heating | Reference Natural Gas Furnace | 2043 | CAPITAL | REPLACEMENT | N/A | USD/space heater | IECC climate zone | 5A | 1289.6126
residential space heating | Reference Natural Gas Furnace | 2043 | CAPITAL | REPLACEMENT | N/A | USD/space heater | IECC climate zone | 5B | 1298.7865
residential space heating | Reference Natural Gas Furnace | 2043 | CAPITAL | REPLACEMENT | N/A | USD/space heater | IECC climate zone | 6A | 1328.5666
residential space heating | Reference Natural Gas Furnace | 2043 | CAPITAL | REPLACEMENT | N/A | USD/space heater | IECC climate zone | 6B | 1243.718
residential space heating | Reference Natural Gas Furnace | 2043 | CAPITAL | REPLACEMENT | N/A | USD/space heater | IECC climate zone | 7A | 1357.2014
residential space heating | Reference Natural Gas Furnace | 2043 | CAPITAL | REPLACEMENT | N/A | USD/space heater | IECC climate zone | 7B | 1364.879
residential space heating | Reference Natural Gas Furnace | 2043 | CAPITAL | REPLACEMENT | N/A | USD/space heater | IECC climate zone | 8B | 1365.46
residential space heating | Reference Natural Gas Furnace | 2043 | FIXED_OM | NEW | N/A | USD/space heater | us | us | 40.76
residential space heating | Reference Natural Gas Furnace | 2043 | FIXED_OM | REPLACEMENT | N/A | USD/space heater | us | us | 40.76
residential space heating | Reference Natural Gas Furnace | 2043 | INSTALLATION | NEW | N/A | USD/space heater | IECC climate zone | 1A | 1182.04
residential space heating | Reference Natural Gas Furnace | 2043 | INSTALLATION | NEW | N/A | USD/space heater | IECC climate zone | 2A | 1187.2922
residential space heating | Reference Natural Gas Furnace | 2043 | INSTALLATION | NEW | N/A | USD/space heater | IECC climate zone | 2B | 1195.9881
residential space heating | Reference Natural Gas Furnace | 2043 | INSTALLATION | NEW | N/A | USD/space heater | IECC climate zone | 3A | 1186.6199
residential space heating | Reference Natural Gas Furnace | 2043 | INSTALLATION | NEW | N/A | USD/space heater | IECC climate zone | 3B | 1186.668
residential space heating | Reference Natural Gas Furnace | 2043 | INSTALLATION | NEW | N/A | USD/space heater | IECC climate zone | 3C | 1183.4611
residential space heating | Reference Natural Gas Furnace | 2043 | INSTALLATION | NEW | N/A | USD/space heater | IECC climate zone | 4A | 1267.4105
residential space heating | Reference Natural Gas Furnace | 2043 | INSTALLATION | NEW | N/A | USD/space heater | IECC climate zone | 4B | 1196.4952
residential space heating | Reference Natural Gas Furnace | 2043 | INSTALLATION | NEW | N/A | USD/space heater | IECC climate zone | 4C | 1274.0781
residential space heating | Reference Natural Gas Furnace | 2043 | INSTALLATION | NEW | N/A | USD/space heater | IECC climate zone | 5A | 1371.1326
residential space heating | Reference Natural Gas Furnace | 2043 | INSTALLATION | NEW | N/A | USD/space heater | IECC climate zone | 5B | 1380.3065
residential space heating | Reference Natural Gas Furnace | 2043 | INSTALLATION | NEW | N/A | USD/space heater | IECC climate zone | 6A | 1410.0866
residential space heating | Reference Natural Gas Furnace | 2043 | INSTALLATION | NEW | N/A | USD/space heater | IECC climate zone | 6B | 1325.238
residential space heating | Reference Natural Gas Furnace | 2043 | INSTALLATION | NEW | N/A | USD/space heater | IECC climate zone | 7A | 1438.7214
residential space heating | Reference Natural Gas Furnace | 2043 | INSTALLATION | NEW | N/A | USD/space heater | IECC climate zone | 7B | 1446.399
residential space heating | Reference Natural Gas Furnace | 2043 | INSTALLATION | NEW | N/A | USD/space heater | IECC climate zone | 8B | 1446.98
residential space heating | Reference Natural Gas Furnace | 2043 | INSTALLATION | REPLACEMENT | N/A | USD/space heater | IECC climate zone | 1A | 1182.04
residential space heating | Reference Natural Gas Furnace | 2043 | INSTALLATION | REPLACEMENT | N/A | USD/space heater | IECC climate zone | 2A | 1187.2922
residential space heating | Reference Natural Gas Furnace | 2043 | INSTALLATION | REPLACEMENT | N/A | USD/space heater | IECC climate zone | 2B | 1195.9881
residential space heating | Reference Natural Gas Furnace | 2043 | INSTALLATION | REPLACEMENT | N/A | USD/space heater | IECC climate zone | 3A | 1186.6199
residential space heating | Reference Natural Gas Furnace | 2043 | INSTALLATION | REPLACEMENT | N/A | USD/space heater | IECC climate zone | 3B | 1186.668
residential space heating | Reference Natural Gas Furnace | 2043 | INSTALLATION | REPLACEMENT | N/A | USD/space heater | IECC climate zone | 3C | 1183.4611
residential space heating | Reference Natural Gas Furnace | 2043 | INSTALLATION | REPLACEMENT | N/A | USD/space heater | IECC climate zone | 4A | 1267.4105
residential space heating | Reference Natural Gas Furnace | 2043 | INSTALLATION | REPLACEMENT | N/A | USD/space heater | IECC climate zone | 4B | 1196.4952
residential space heating | Reference Natural Gas Furnace | 2043 | INSTALLATION | REPLACEMENT | N/A | USD/space heater | IECC climate zone | 4C | 1274.0781
residential space heating | Reference Natural Gas Furnace | 2043 | INSTALLATION | REPLACEMENT | N/A | USD/space heater | IECC climate zone | 5A | 1371.1326
residential space heating | Reference Natural Gas Furnace | 2043 | INSTALLATION | REPLACEMENT | N/A | USD/space heater | IECC climate zone | 5B | 1380.3065
residential space heating | Reference Natural Gas Furnace | 2043 | INSTALLATION | REPLACEMENT | N/A | USD/space heater | IECC climate zone | 6A | 1410.0866
residential space heating | Reference Natural Gas Furnace | 2043 | INSTALLATION | REPLACEMENT | N/A | USD/space heater | IECC climate zone | 6B | 1325.238
residential space heating | Reference Natural Gas Furnace | 2043 | INSTALLATION | REPLACEMENT | N/A | USD/space heater | IECC climate zone | 7A | 1438.7214
residential space heating | Reference Natural Gas Furnace | 2043 | INSTALLATION | REPLACEMENT | N/A | USD/space heater | IECC climate zone | 7B | 1446.399
residential space heating | Reference Natural Gas Furnace | 2043 | INSTALLATION | REPLACEMENT | N/A | USD/space heater | IECC climate zone | 8B | 1446.98
residential space heating | Reference Natural Gas Furnace | 2044 | CAPITAL | NEW | N/A | USD/space heater | IECC climate zone | 1A | 1100.52
residential space heating | Reference Natural Gas Furnace | 2044 | CAPITAL | NEW | N/A | USD/space heater | IECC climate zone | 2A | 1105.7722
residential space heating | Reference Natural Gas Furnace | 2044 | CAPITAL | NEW | N/A | USD/space heater | IECC climate zone | 2B | 1114.4681
residential space heating | Reference Natural Gas Furnace | 2044 | CAPITAL | NEW | N/A | USD/space heater | IECC climate zone | 3A | 1105.0999
residential space heating | Reference Natural Gas Furnace | 2044 | CAPITAL | NEW | N/A | USD/space heater | IECC climate zone | 3B | 1105.148
residential space heating | Reference Natural Gas Furnace | 2044 | CAPITAL | NEW | N/A | USD/space heater | IECC climate zone | 3C | 1101.9411
residential space heating | Reference Natural Gas Furnace | 2044 | CAPITAL | NEW | N/A | USD/space heater | IECC climate zone | 4A | 1185.8905
residential space heating | Reference Natural Gas Furnace | 2044 | CAPITAL | NEW | N/A | USD/space heater | IECC climate zone | 4B | 1114.9752
residential space heating | Reference Natural Gas Furnace | 2044 | CAPITAL | NEW | N/A | USD/space heater | IECC climate zone | 4C | 1192.5581
residential space heating | Reference Natural Gas Furnace | 2044 | CAPITAL | NEW | N/A | USD/space heater | IECC climate zone | 5A | 1289.6126
residential space heating | Reference Natural Gas Furnace | 2044 | CAPITAL | NEW | N/A | USD/space heater | IECC climate zone | 5B | 1298.7865
residential space heating | Reference Natural Gas Furnace | 2044 | CAPITAL | NEW | N/A | USD/space heater | IECC climate zone | 6A | 1328.5666
residential space heating | Reference Natural Gas Furnace | 2044 | CAPITAL | NEW | N/A | USD/space heater | IECC climate zone | 6B | 1243.718
residential space heating | Reference Natural Gas Furnace | 2044 | CAPITAL | NEW | N/A | USD/space heater | IECC climate zone | 7A | 1357.2014
residential space heating | Reference Natural Gas Furnace | 2044 | CAPITAL | NEW | N/A | USD/space heater | IECC climate zone | 7B | 1364.879
residential space heating | Reference Natural Gas Furnace | 2044 | CAPITAL | NEW | N/A | USD/space heater | IECC climate zone | 8B | 1365.46
residential space heating | Reference Natural Gas Furnace | 2044 | CAPITAL | REPLACEMENT | N/A | USD/space heater | IECC climate zone | 1A | 1100.52
residential space heating | Reference Natural Gas Furnace | 2044 | CAPITAL | REPLACEMENT | N/A | USD/space heater | IECC climate zone | 2A | 1105.7722
residential space heating | Reference Natural Gas Furnace | 2044 | CAPITAL | REPLACEMENT | N/A | USD/space heater | IECC climate zone | 2B | 1114.4681
residential space heating | Reference Natural Gas Furnace | 2044 | CAPITAL | REPLACEMENT | N/A | USD/space heater | IECC climate zone | 3A | 1105.0999
residential space heating | Reference Natural Gas Furnace | 2044 | CAPITAL | REPLACEMENT | N/A | USD/space heater | IECC climate zone | 3B | 1105.148
residential space heating | Reference Natural Gas Furnace | 2044 | CAPITAL | REPLACEMENT | N/A | USD/space heater | IECC climate zone | 3C | 1101.9411
residential space heating | Reference Natural Gas Furnace | 2044 | CAPITAL | REPLACEMENT | N/A | USD/space heater | IECC climate zone | 4A | 1185.8905
residential space heating | Reference Natural Gas Furnace | 2044 | CAPITAL | REPLACEMENT | N/A | USD/space heater | IECC climate zone | 4B | 1114.9752
residential space heating | Reference Natural Gas Furnace | 2044 | CAPITAL | REPLACEMENT | N/A | USD/space heater | IECC climate zone | 4C | 1192.5581
residential space heating | Reference Natural Gas Furnace | 2044 | CAPITAL | REPLACEMENT | N/A | USD/space heater | IECC climate zone | 5A | 1289.6126
residential space heating | Reference Natural Gas Furnace | 2044 | CAPITAL | REPLACEMENT | N/A | USD/space heater | IECC climate zone | 5B | 1298.7865
residential space heating | Reference Natural Gas Furnace | 2044 | CAPITAL | REPLACEMENT | N/A | USD/space heater | IECC climate zone | 6A | 1328.5666
residential space heating | Reference Natural Gas Furnace | 2044 | CAPITAL | REPLACEMENT | N/A | USD/space heater | IECC climate zone | 6B | 1243.718
residential space heating | Reference Natural Gas Furnace | 2044 | CAPITAL | REPLACEMENT | N/A | USD/space heater | IECC climate zone | 7A | 1357.2014
residential space heating | Reference Natural Gas Furnace | 2044 | CAPITAL | REPLACEMENT | N/A | USD/space heater | IECC climate zone | 7B | 1364.879
residential space heating | Reference Natural Gas Furnace | 2044 | CAPITAL | REPLACEMENT | N/A | USD/space heater | IECC climate zone | 8B | 1365.46
residential space heating | Reference Natural Gas Furnace | 2044 | FIXED_OM | NEW | N/A | USD/space heater | us | us | 40.76
residential space heating | Reference Natural Gas Furnace | 2044 | FIXED_OM | REPLACEMENT | N/A | USD/space heater | us | us | 40.76
residential space heating | Reference Natural Gas Furnace | 2044 | INSTALLATION | NEW | N/A | USD/space heater | IECC climate zone | 1A | 1182.04
residential space heating | Reference Natural Gas Furnace | 2044 | INSTALLATION | NEW | N/A | USD/space heater | IECC climate zone | 2A | 1187.2922
residential space heating | Reference Natural Gas Furnace | 2044 | INSTALLATION | NEW | N/A | USD/space heater | IECC climate zone | 2B | 1195.9881
residential space heating | Reference Natural Gas Furnace | 2044 | INSTALLATION | NEW | N/A | USD/space heater | IECC climate zone | 3A | 1186.6199
residential space heating | Reference Natural Gas Furnace | 2044 | INSTALLATION | NEW | N/A | USD/space heater | IECC climate zone | 3B | 1186.668
residential space heating | Reference Natural Gas Furnace | 2044 | INSTALLATION | NEW | N/A | USD/space heater | IECC climate zone | 3C | 1183.4611
residential space heating | Reference Natural Gas Furnace | 2044 | INSTALLATION | NEW | N/A | USD/space heater | IECC climate zone | 4A | 1267.4105
residential space heating | Reference Natural Gas Furnace | 2044 | INSTALLATION | NEW | N/A | USD/space heater | IECC climate zone | 4B | 1196.4952
residential space heating | Reference Natural Gas Furnace | 2044 | INSTALLATION | NEW | N/A | USD/space heater | IECC climate zone | 4C | 1274.0781
residential space heating | Reference Natural Gas Furnace | 2044 | INSTALLATION | NEW | N/A | USD/space heater | IECC climate zone | 5A | 1371.1326
residential space heating | Reference Natural Gas Furnace | 2044 | INSTALLATION | NEW | N/A | USD/space heater | IECC climate zone | 5B | 1380.3065
residential space heating | Reference Natural Gas Furnace | 2044 | INSTALLATION | NEW | N/A | USD/space heater | IECC climate zone | 6A | 1410.0866
residential space heating | Reference Natural Gas Furnace | 2044 | INSTALLATION | NEW | N/A | USD/space heater | IECC climate zone | 6B | 1325.238
residential space heating | Reference Natural Gas Furnace | 2044 | INSTALLATION | NEW | N/A | USD/space heater | IECC climate zone | 7A | 1438.7214
residential space heating | Reference Natural Gas Furnace | 2044 | INSTALLATION | NEW | N/A | USD/space heater | IECC climate zone | 7B | 1446.399
residential space heating | Reference Natural Gas Furnace | 2044 | INSTALLATION | NEW | N/A | USD/space heater | IECC climate zone | 8B | 1446.98
residential space heating | Reference Natural Gas Furnace | 2044 | INSTALLATION | REPLACEMENT | N/A | USD/space heater | IECC climate zone | 1A | 1182.04
residential space heating | Reference Natural Gas Furnace | 2044 | INSTALLATION | REPLACEMENT | N/A | USD/space heater | IECC climate zone | 2A | 1187.2922
residential space heating | Reference Natural Gas Furnace | 2044 | INSTALLATION | REPLACEMENT | N/A | USD/space heater | IECC climate zone | 2B | 1195.9881
residential space heating | Reference Natural Gas Furnace | 2044 | INSTALLATION | REPLACEMENT | N/A | USD/space heater | IECC climate zone | 3A | 1186.6199
residential space heating | Reference Natural Gas Furnace | 2044 | INSTALLATION | REPLACEMENT | N/A | USD/space heater | IECC climate zone | 3B | 1186.668
residential space heating | Reference Natural Gas Furnace | 2044 | INSTALLATION | REPLACEMENT | N/A | USD/space heater | IECC climate zone | 3C | 1183.4611
residential space heating | Reference Natural Gas Furnace | 2044 | INSTALLATION | REPLACEMENT | N/A | USD/space heater | IECC climate zone | 4A | 1267.4105
residential space heating | Reference Natural Gas Furnace | 2044 | INSTALLATION | REPLACEMENT | N/A | USD/space heater | IECC climate zone | 4B | 1196.4952
residential space heating | Reference Natural Gas Furnace | 2044 | INSTALLATION | REPLACEMENT | N/A | USD/space heater | IECC climate zone | 4C | 1274.0781
residential space heating | Reference Natural Gas Furnace | 2044 | INSTALLATION | REPLACEMENT | N/A | USD/space heater | IECC climate zone | 5A | 1371.1326
residential space heating | Reference Natural Gas Furnace | 2044 | INSTALLATION | REPLACEMENT | N/A | USD/space heater | IECC climate zone | 5B | 1380.3065
residential space heating | Reference Natural Gas Furnace | 2044 | INSTALLATION | REPLACEMENT | N/A | USD/space heater | IECC climate zone | 6A | 1410.0866
residential space heating | Reference Natural Gas Furnace | 2044 | INSTALLATION | REPLACEMENT | N/A | USD/space heater | IECC climate zone | 6B | 1325.238
residential space heating | Reference Natural Gas Furnace | 2044 | INSTALLATION | REPLACEMENT | N/A | USD/space heater | IECC climate zone | 7A | 1438.7214
residential space heating | Reference Natural Gas Furnace | 2044 | INSTALLATION | REPLACEMENT | N/A | USD/space heater | IECC climate zone | 7B | 1446.399
residential space heating | Reference Natural Gas Furnace | 2044 | INSTALLATION | REPLACEMENT | N/A | USD/space heater | IECC climate zone | 8B | 1446.98
residential space heating | Reference Natural Gas Furnace | 2045 | CAPITAL | NEW | N/A | USD/space heater | IECC climate zone | 1A | 1100.52
residential space heating | Reference Natural Gas Furnace | 2045 | CAPITAL | NEW | N/A | USD/space heater | IECC climate zone | 2A | 1105.7722
residential space heating | Reference Natural Gas Furnace | 2045 | CAPITAL | NEW | N/A | USD/space heater | IECC climate zone | 2B | 1114.4681
residential space heating | Reference Natural Gas Furnace | 2045 | CAPITAL | NEW | N/A | USD/space heater | IECC climate zone | 3A | 1105.0999
residential space heating | Reference Natural Gas Furnace | 2045 | CAPITAL | NEW | N/A | USD/space heater | IECC climate zone | 3B | 1105.148
residential space heating | Reference Natural Gas Furnace | 2045 | CAPITAL | NEW | N/A | USD/space heater | IECC climate zone | 3C | 1101.9411
residential space heating | Reference Natural Gas Furnace | 2045 | CAPITAL | NEW | N/A | USD/space heater | IECC climate zone | 4A | 1185.8905
residential space heating | Reference Natural Gas Furnace | 2045 | CAPITAL | NEW | N/A | USD/space heater | IECC climate zone | 4B | 1114.9752
residential space heating | Reference Natural Gas Furnace | 2045 | CAPITAL | NEW | N/A | USD/space heater | IECC climate zone | 4C | 1192.5581
residential space heating | Reference Natural Gas Furnace | 2045 | CAPITAL | NEW | N/A | USD/space heater | IECC climate zone | 5A | 1289.6126
residential space heating | Reference Natural Gas Furnace | 2045 | CAPITAL | NEW | N/A | USD/space heater | IECC climate zone | 5B | 1298.7865
residential space heating | Reference Natural Gas Furnace | 2045 | CAPITAL | NEW | N/A | USD/space heater | IECC climate zone | 6A | 1328.5666
residential space heating | Reference Natural Gas Furnace | 2045 | CAPITAL | NEW | N/A | USD/space heater | IECC climate zone | 6B | 1243.718
residential space heating | Reference Natural Gas Furnace | 2045 | CAPITAL | NEW | N/A | USD/space heater | IECC climate zone | 7A | 1357.2014
residential space heating | Reference Natural Gas Furnace | 2045 | CAPITAL | NEW | N/A | USD/space heater | IECC climate zone | 7B | 1364.879
residential space heating | Reference Natural Gas Furnace | 2045 | CAPITAL | NEW | N/A | USD/space heater | IECC climate zone | 8B | 1365.46
residential space heating | Reference Natural Gas Furnace | 2045 | CAPITAL | REPLACEMENT | N/A | USD/space heater | IECC climate zone | 1A | 1100.52
residential space heating | Reference Natural Gas Furnace | 2045 | CAPITAL | REPLACEMENT | N/A | USD/space heater | IECC climate zone | 2A | 1105.7722
residential space heating | Reference Natural Gas Furnace | 2045 | CAPITAL | REPLACEMENT | N/A | USD/space heater | IECC climate zone | 2B | 1114.4681
residential space heating | Reference Natural Gas Furnace | 2045 | CAPITAL | REPLACEMENT | N/A | USD/space heater | IECC climate zone | 3A | 1105.0999
residential space heating | Reference Natural Gas Furnace | 2045 | CAPITAL | REPLACEMENT | N/A | USD/space heater | IECC climate zone | 3B | 1105.148
residential space heating | Reference Natural Gas Furnace | 2045 | CAPITAL | REPLACEMENT | N/A | USD/space heater | IECC climate zone | 3C | 1101.9411
residential space heating | Reference Natural Gas Furnace | 2045 | CAPITAL | REPLACEMENT | N/A | USD/space heater | IECC climate zone | 4A | 1185.8905
residential space heating | Reference Natural Gas Furnace | 2045 | CAPITAL | REPLACEMENT | N/A | USD/space heater | IECC climate zone | 4B | 1114.9752
residential space heating | Reference Natural Gas Furnace | 2045 | CAPITAL | REPLACEMENT | N/A | USD/space heater | IECC climate zone | 4C | 1192.5581
residential space heating | Reference Natural Gas Furnace | 2045 | CAPITAL | REPLACEMENT | N/A | USD/space heater | IECC climate zone | 5A | 1289.6126
residential space heating | Reference Natural Gas Furnace | 2045 | CAPITAL | REPLACEMENT | N/A | USD/space heater | IECC climate zone | 5B | 1298.7865
residential space heating | Reference Natural Gas Furnace | 2045 | CAPITAL | REPLACEMENT | N/A | USD/space heater | IECC climate zone | 6A | 1328.5666
residential space heating | Reference Natural Gas Furnace | 2045 | CAPITAL | REPLACEMENT | N/A | USD/space heater | IECC climate zone | 6B | 1243.718
residential space heating | Reference Natural Gas Furnace | 2045 | CAPITAL | REPLACEMENT | N/A | USD/space heater | IECC climate zone | 7A | 1357.2014
residential space heating | Reference Natural Gas Furnace | 2045 | CAPITAL | REPLACEMENT | N/A | USD/space heater | IECC climate zone | 7B | 1364.879
residential space heating | Reference Natural Gas Furnace | 2045 | CAPITAL | REPLACEMENT | N/A | USD/space heater | IECC climate zone | 8B | 1365.46
residential space heating | Reference Natural Gas Furnace | 2045 | FIXED_OM | NEW | N/A | USD/space heater | us | us | 40.76
residential space heating | Reference Natural Gas Furnace | 2045 | FIXED_OM | REPLACEMENT | N/A | USD/space heater | us | us | 40.76
residential space heating | Reference Natural Gas Furnace | 2045 | INSTALLATION | NEW | N/A | USD/space heater | IECC climate zone | 1A | 1182.04
residential space heating | Reference Natural Gas Furnace | 2045 | INSTALLATION | NEW | N/A | USD/space heater | IECC climate zone | 2A | 1187.2922
residential space heating | Reference Natural Gas Furnace | 2045 | INSTALLATION | NEW | N/A | USD/space heater | IECC climate zone | 2B | 1195.9881
residential space heating | Reference Natural Gas Furnace | 2045 | INSTALLATION | NEW | N/A | USD/space heater | IECC climate zone | 3A | 1186.6199
residential space heating | Reference Natural Gas Furnace | 2045 | INSTALLATION | NEW | N/A | USD/space heater | IECC climate zone | 3B | 1186.668
residential space heating | Reference Natural Gas Furnace | 2045 | INSTALLATION | NEW | N/A | USD/space heater | IECC climate zone | 3C | 1183.4611
residential space heating | Reference Natural Gas Furnace | 2045 | INSTALLATION | NEW | N/A | USD/space heater | IECC climate zone | 4A | 1267.4105
residential space heating | Reference Natural Gas Furnace | 2045 | INSTALLATION | NEW | N/A | USD/space heater | IECC climate zone | 4B | 1196.4952
residential space heating | Reference Natural Gas Furnace | 2045 | INSTALLATION | NEW | N/A | USD/space heater | IECC climate zone | 4C | 1274.0781
residential space heating | Reference Natural Gas Furnace | 2045 | INSTALLATION | NEW | N/A | USD/space heater | IECC climate zone | 5A | 1371.1326
residential space heating | Reference Natural Gas Furnace | 2045 | INSTALLATION | NEW | N/A | USD/space heater | IECC climate zone | 5B | 1380.3065
residential space heating | Reference Natural Gas Furnace | 2045 | INSTALLATION | NEW | N/A | USD/space heater | IECC climate zone | 6A | 1410.0866
residential space heating | Reference Natural Gas Furnace | 2045 | INSTALLATION | NEW | N/A | USD/space heater | IECC climate zone | 6B | 1325.238
residential space heating | Reference Natural Gas Furnace | 2045 | INSTALLATION | NEW | N/A | USD/space heater | IECC climate zone | 7A | 1438.7214
residential space heating | Reference Natural Gas Furnace | 2045 | INSTALLATION | NEW | N/A | USD/space heater | IECC climate zone | 7B | 1446.399
residential space heating | Reference Natural Gas Furnace | 2045 | INSTALLATION | NEW | N/A | USD/space heater | IECC climate zone | 8B | 1446.98
residential space heating | Reference Natural Gas Furnace | 2045 | INSTALLATION | REPLACEMENT | N/A | USD/space heater | IECC climate zone | 1A | 1182.04
residential space heating | Reference Natural Gas Furnace | 2045 | INSTALLATION | REPLACEMENT | N/A | USD/space heater | IECC climate zone | 2A | 1187.2922
residential space heating | Reference Natural Gas Furnace | 2045 | INSTALLATION | REPLACEMENT | N/A | USD/space heater | IECC climate zone | 2B | 1195.9881
residential space heating | Reference Natural Gas Furnace | 2045 | INSTALLATION | REPLACEMENT | N/A | USD/space heater | IECC climate zone | 3A | 1186.6199
residential space heating | Reference Natural Gas Furnace | 2045 | INSTALLATION | REPLACEMENT | N/A | USD/space heater | IECC climate zone | 3B | 1186.668
residential space heating | Reference Natural Gas Furnace | 2045 | INSTALLATION | REPLACEMENT | N/A | USD/space heater | IECC climate zone | 3C | 1183.4611
residential space heating | Reference Natural Gas Furnace | 2045 | INSTALLATION | REPLACEMENT | N/A | USD/space heater | IECC climate zone | 4A | 1267.4105
residential space heating | Reference Natural Gas Furnace | 2045 | INSTALLATION | REPLACEMENT | N/A | USD/space heater | IECC climate zone | 4B | 1196.4952
residential space heating | Reference Natural Gas Furnace | 2045 | INSTALLATION | REPLACEMENT | N/A | USD/space heater | IECC climate zone | 4C | 1274.0781
residential space heating | Reference Natural Gas Furnace | 2045 | INSTALLATION | REPLACEMENT | N/A | USD/space heater | IECC climate zone | 5A | 1371.1326
residential space heating | Reference Natural Gas Furnace | 2045 | INSTALLATION | REPLACEMENT | N/A | USD/space heater | IECC climate zone | 5B | 1380.3065
residential space heating | Reference Natural Gas Furnace | 2045 | INSTALLATION | REPLACEMENT | N/A | USD/space heater | IECC climate zone | 6A | 1410.0866
residential space heating | Reference Natural Gas Furnace | 2045 | INSTALLATION | REPLACEMENT | N/A | USD/space heater | IECC climate zone | 6B | 1325.238
residential space heating | Reference Natural Gas Furnace | 2045 | INSTALLATION | REPLACEMENT | N/A | USD/space heater | IECC climate zone | 7A | 1438.7214
residential space heating | Reference Natural Gas Furnace | 2045 | INSTALLATION | REPLACEMENT | N/A | USD/space heater | IECC climate zone | 7B | 1446.399
residential space heating | Reference Natural Gas Furnace | 2045 | INSTALLATION | REPLACEMENT | N/A | USD/space heater | IECC climate zone | 8B | 1446.98
residential space heating | Reference Natural Gas Furnace | 2046 | CAPITAL | NEW | N/A | USD/space heater | IECC climate zone | 1A | 1100.52
residential space heating | Reference Natural Gas Furnace | 2046 | CAPITAL | NEW | N/A | USD/space heater | IECC climate zone | 2A | 1105.7722
residential space heating | Reference Natural Gas Furnace | 2046 | CAPITAL | NEW | N/A | USD/space heater | IECC climate zone | 2B | 1114.4681
residential space heating | Reference Natural Gas Furnace | 2046 | CAPITAL | NEW | N/A | USD/space heater | IECC climate zone | 3A | 1105.0999
residential space heating | Reference Natural Gas Furnace | 2046 | CAPITAL | NEW | N/A | USD/space heater | IECC climate zone | 3B | 1105.148
residential space heating | Reference Natural Gas Furnace | 2046 | CAPITAL | NEW | N/A | USD/space heater | IECC climate zone | 3C | 1101.9411
residential space heating | Reference Natural Gas Furnace | 2046 | CAPITAL | NEW | N/A | USD/space heater | IECC climate zone | 4A | 1185.8905
residential space heating | Reference Natural Gas Furnace | 2046 | CAPITAL | NEW | N/A | USD/space heater | IECC climate zone | 4B | 1114.9752
residential space heating | Reference Natural Gas Furnace | 2046 | CAPITAL | NEW | N/A | USD/space heater | IECC climate zone | 4C | 1192.5581
residential space heating | Reference Natural Gas Furnace | 2046 | CAPITAL | NEW | N/A | USD/space heater | IECC climate zone | 5A | 1289.6126
residential space heating | Reference Natural Gas Furnace | 2046 | CAPITAL | NEW | N/A | USD/space heater | IECC climate zone | 5B | 1298.7865
residential space heating | Reference Natural Gas Furnace | 2046 | CAPITAL | NEW | N/A | USD/space heater | IECC climate zone | 6A | 1328.5666
residential space heating | Reference Natural Gas Furnace | 2046 | CAPITAL | NEW | N/A | USD/space heater | IECC climate zone | 6B | 1243.718
residential space heating | Reference Natural Gas Furnace | 2046 | CAPITAL | NEW | N/A | USD/space heater | IECC climate zone | 7A | 1357.2014
residential space heating | Reference Natural Gas Furnace | 2046 | CAPITAL | NEW | N/A | USD/space heater | IECC climate zone | 7B | 1364.879
residential space heating | Reference Natural Gas Furnace | 2046 | CAPITAL | NEW | N/A | USD/space heater | IECC climate zone | 8B | 1365.46
residential space heating | Reference Natural Gas Furnace | 2046 | CAPITAL | REPLACEMENT | N/A | USD/space heater | IECC climate zone | 1A | 1100.52
residential space heating | Reference Natural Gas Furnace | 2046 | CAPITAL | REPLACEMENT | N/A | USD/space heater | IECC climate zone | 2A | 1105.7722
residential space heating | Reference Natural Gas Furnace | 2046 | CAPITAL | REPLACEMENT | N/A | USD/space heater | IECC climate zone | 2B | 1114.4681
residential space heating | Reference Natural Gas Furnace | 2046 | CAPITAL | REPLACEMENT | N/A | USD/space heater | IECC climate zone | 3A | 1105.0999
residential space heating | Reference Natural Gas Furnace | 2046 | CAPITAL | REPLACEMENT | N/A | USD/space heater | IECC climate zone | 3B | 1105.148
residential space heating | Reference Natural Gas Furnace | 2046 | CAPITAL | REPLACEMENT | N/A | USD/space heater | IECC climate zone | 3C | 1101.9411
residential space heating | Reference Natural Gas Furnace | 2046 | CAPITAL | REPLACEMENT | N/A | USD/space heater | IECC climate zone | 4A | 1185.8905
residential space heating | Reference Natural Gas Furnace | 2046 | CAPITAL | REPLACEMENT | N/A | USD/space heater | IECC climate zone | 4B | 1114.9752
residential space heating | Reference Natural Gas Furnace | 2046 | CAPITAL | REPLACEMENT | N/A | USD/space heater | IECC climate zone | 4C | 1192.5581
residential space heating | Reference Natural Gas Furnace | 2046 | CAPITAL | REPLACEMENT | N/A | USD/space heater | IECC climate zone | 5A | 1289.6126
residential space heating | Reference Natural Gas Furnace | 2046 | CAPITAL | REPLACEMENT | N/A | USD/space heater | IECC climate zone | 5B | 1298.7865
residential space heating | Reference Natural Gas Furnace | 2046 | CAPITAL | REPLACEMENT | N/A | USD/space heater | IECC climate zone | 6A | 1328.5666
residential space heating | Reference Natural Gas Furnace | 2046 | CAPITAL | REPLACEMENT | N/A | USD/space heater | IECC climate zone | 6B | 1243.718
residential space heating | Reference Natural Gas Furnace | 2046 | CAPITAL | REPLACEMENT | N/A | USD/space heater | IECC climate zone | 7A | 1357.2014
residential space heating | Reference Natural Gas Furnace | 2046 | CAPITAL | REPLACEMENT | N/A | USD/space heater | IECC climate zone | 7B | 1364.879
residential space heating | Reference Natural Gas Furnace | 2046 | CAPITAL | REPLACEMENT | N/A | USD/space heater | IECC climate zone | 8B | 1365.46
residential space heating | Reference Natural Gas Furnace | 2046 | FIXED_OM | NEW | N/A | USD/space heater | us | us | 40.76
residential space heating | Reference Natural Gas Furnace | 2046 | FIXED_OM | REPLACEMENT | N/A | USD/space heater | us | us | 40.76
residential space heating | Reference Natural Gas Furnace | 2046 | INSTALLATION | NEW | N/A | USD/space heater | IECC climate zone | 1A | 1182.04
residential space heating | Reference Natural Gas Furnace | 2046 | INSTALLATION | NEW | N/A | USD/space heater | IECC climate zone | 2A | 1187.2922
residential space heating | Reference Natural Gas Furnace | 2046 | INSTALLATION | NEW | N/A | USD/space heater | IECC climate zone | 2B | 1195.9881
residential space heating | Reference Natural Gas Furnace | 2046 | INSTALLATION | NEW | N/A | USD/space heater | IECC climate zone | 3A | 1186.6199
residential space heating | Reference Natural Gas Furnace | 2046 | INSTALLATION | NEW | N/A | USD/space heater | IECC climate zone | 3B | 1186.668
residential space heating | Reference Natural Gas Furnace | 2046 | INSTALLATION | NEW | N/A | USD/space heater | IECC climate zone | 3C | 1183.4611
residential space heating | Reference Natural Gas Furnace | 2046 | INSTALLATION | NEW | N/A | USD/space heater | IECC climate zone | 4A | 1267.4105
residential space heating | Reference Natural Gas Furnace | 2046 | INSTALLATION | NEW | N/A | USD/space heater | IECC climate zone | 4B | 1196.4952
residential space heating | Reference Natural Gas Furnace | 2046 | INSTALLATION | NEW | N/A | USD/space heater | IECC climate zone | 4C | 1274.0781
residential space heating | Reference Natural Gas Furnace | 2046 | INSTALLATION | NEW | N/A | USD/space heater | IECC climate zone | 5A | 1371.1326
residential space heating | Reference Natural Gas Furnace | 2046 | INSTALLATION | NEW | N/A | USD/space heater | IECC climate zone | 5B | 1380.3065
residential space heating | Reference Natural Gas Furnace | 2046 | INSTALLATION | NEW | N/A | USD/space heater | IECC climate zone | 6A | 1410.0866
residential space heating | Reference Natural Gas Furnace | 2046 | INSTALLATION | NEW | N/A | USD/space heater | IECC climate zone | 6B | 1325.238
residential space heating | Reference Natural Gas Furnace | 2046 | INSTALLATION | NEW | N/A | USD/space heater | IECC climate zone | 7A | 1438.7214
residential space heating | Reference Natural Gas Furnace | 2046 | INSTALLATION | NEW | N/A | USD/space heater | IECC climate zone | 7B | 1446.399
residential space heating | Reference Natural Gas Furnace | 2046 | INSTALLATION | NEW | N/A | USD/space heater | IECC climate zone | 8B | 1446.98
residential space heating | Reference Natural Gas Furnace | 2046 | INSTALLATION | REPLACEMENT | N/A | USD/space heater | IECC climate zone | 1A | 1182.04
residential space heating | Reference Natural Gas Furnace | 2046 | INSTALLATION | REPLACEMENT | N/A | USD/space heater | IECC climate zone | 2A | 1187.2922
residential space heating | Reference Natural Gas Furnace | 2046 | INSTALLATION | REPLACEMENT | N/A | USD/space heater | IECC climate zone | 2B | 1195.9881
residential space heating | Reference Natural Gas Furnace | 2046 | INSTALLATION | REPLACEMENT | N/A | USD/space heater | IECC climate zone | 3A | 1186.6199
residential space heating | Reference Natural Gas Furnace | 2046 | INSTALLATION | REPLACEMENT | N/A | USD/space heater | IECC climate zone | 3B | 1186.668
residential space heating | Reference Natural Gas Furnace | 2046 | INSTALLATION | REPLACEMENT | N/A | USD/space heater | IECC climate zone | 3C | 1183.4611
residential space heating | Reference Natural Gas Furnace | 2046 | INSTALLATION | REPLACEMENT | N/A | USD/space heater | IECC climate zone | 4A | 1267.4105
residential space heating | Reference Natural Gas Furnace | 2046 | INSTALLATION | REPLACEMENT | N/A | USD/space heater | IECC climate zone | 4B | 1196.4952
residential space heating | Reference Natural Gas Furnace | 2046 | INSTALLATION | REPLACEMENT | N/A | USD/space heater | IECC climate zone | 4C | 1274.0781
residential space heating | Reference Natural Gas Furnace | 2046 | INSTALLATION | REPLACEMENT | N/A | USD/space heater | IECC climate zone | 5A | 1371.1326
residential space heating | Reference Natural Gas Furnace | 2046 | INSTALLATION | REPLACEMENT | N/A | USD/space heater | IECC climate zone | 5B | 1380.3065
residential space heating | Reference Natural Gas Furnace | 2046 | INSTALLATION | REPLACEMENT | N/A | USD/space heater | IECC climate zone | 6A | 1410.0866
residential space heating | Reference Natural Gas Furnace | 2046 | INSTALLATION | REPLACEMENT | N/A | USD/space heater | IECC climate zone | 6B | 1325.238
residential space heating | Reference Natural Gas Furnace | 2046 | INSTALLATION | REPLACEMENT | N/A | USD/space heater | IECC climate zone | 7A | 1438.7214
residential space heating | Reference Natural Gas Furnace | 2046 | INSTALLATION | REPLACEMENT | N/A | USD/space heater | IECC climate zone | 7B | 1446.399
residential space heating | Reference Natural Gas Furnace | 2046 | INSTALLATION | REPLACEMENT | N/A | USD/space heater | IECC climate zone | 8B | 1446.98
residential space heating | Reference Natural Gas Furnace | 2047 | CAPITAL | NEW | N/A | USD/space heater | IECC climate zone | 1A | 1100.52
residential space heating | Reference Natural Gas Furnace | 2047 | CAPITAL | NEW | N/A | USD/space heater | IECC climate zone | 2A | 1105.7722
residential space heating | Reference Natural Gas Furnace | 2047 | CAPITAL | NEW | N/A | USD/space heater | IECC climate zone | 2B | 1114.4681
residential space heating | Reference Natural Gas Furnace | 2047 | CAPITAL | NEW | N/A | USD/space heater | IECC climate zone | 3A | 1105.0999
residential space heating | Reference Natural Gas Furnace | 2047 | CAPITAL | NEW | N/A | USD/space heater | IECC climate zone | 3B | 1105.148
residential space heating | Reference Natural Gas Furnace | 2047 | CAPITAL | NEW | N/A | USD/space heater | IECC climate zone | 3C | 1101.9411
residential space heating | Reference Natural Gas Furnace | 2047 | CAPITAL | NEW | N/A | USD/space heater | IECC climate zone | 4A | 1185.8905
residential space heating | Reference Natural Gas Furnace | 2047 | CAPITAL | NEW | N/A | USD/space heater | IECC climate zone | 4B | 1114.9752
residential space heating | Reference Natural Gas Furnace | 2047 | CAPITAL | NEW | N/A | USD/space heater | IECC climate zone | 4C | 1192.5581
residential space heating | Reference Natural Gas Furnace | 2047 | CAPITAL | NEW | N/A | USD/space heater | IECC climate zone | 5A | 1289.6126
residential space heating | Reference Natural Gas Furnace | 2047 | CAPITAL | NEW | N/A | USD/space heater | IECC climate zone | 5B | 1298.7865
residential space heating | Reference Natural Gas Furnace | 2047 | CAPITAL | NEW | N/A | USD/space heater | IECC climate zone | 6A | 1328.5666
residential space heating | Reference Natural Gas Furnace | 2047 | CAPITAL | NEW | N/A | USD/space heater | IECC climate zone | 6B | 1243.718
residential space heating | Reference Natural Gas Furnace | 2047 | CAPITAL | NEW | N/A | USD/space heater | IECC climate zone | 7A | 1357.2014
residential space heating | Reference Natural Gas Furnace | 2047 | CAPITAL | NEW | N/A | USD/space heater | IECC climate zone | 7B | 1364.879
residential space heating | Reference Natural Gas Furnace | 2047 | CAPITAL | NEW | N/A | USD/space heater | IECC climate zone | 8B | 1365.46
residential space heating | Reference Natural Gas Furnace | 2047 | CAPITAL | REPLACEMENT | N/A | USD/space heater | IECC climate zone | 1A | 1100.52
residential space heating | Reference Natural Gas Furnace | 2047 | CAPITAL | REPLACEMENT | N/A | USD/space heater | IECC climate zone | 2A | 1105.7722
residential space heating | Reference Natural Gas Furnace | 2047 | CAPITAL | REPLACEMENT | N/A | USD/space heater | IECC climate zone | 2B | 1114.4681
residential space heating | Reference Natural Gas Furnace | 2047 | CAPITAL | REPLACEMENT | N/A | USD/space heater | IECC climate zone | 3A | 1105.0999
residential space heating | Reference Natural Gas Furnace | 2047 | CAPITAL | REPLACEMENT | N/A | USD/space heater | IECC climate zone | 3B | 1105.148
residential space heating | Reference Natural Gas Furnace | 2047 | CAPITAL | REPLACEMENT | N/A | USD/space heater | IECC climate zone | 3C | 1101.9411
residential space heating | Reference Natural Gas Furnace | 2047 | CAPITAL | REPLACEMENT | N/A | USD/space heater | IECC climate zone | 4A | 1185.8905
residential space heating | Reference Natural Gas Furnace | 2047 | CAPITAL | REPLACEMENT | N/A | USD/space heater | IECC climate zone | 4B | 1114.9752
residential space heating | Reference Natural Gas Furnace | 2047 | CAPITAL | REPLACEMENT | N/A | USD/space heater | IECC climate zone | 4C | 1192.5581
residential space heating | Reference Natural Gas Furnace | 2047 | CAPITAL | REPLACEMENT | N/A | USD/space heater | IECC climate zone | 5A | 1289.6126
residential space heating | Reference Natural Gas Furnace | 2047 | CAPITAL | REPLACEMENT | N/A | USD/space heater | IECC climate zone | 5B | 1298.7865
residential space heating | Reference Natural Gas Furnace | 2047 | CAPITAL | REPLACEMENT | N/A | USD/space heater | IECC climate zone | 6A | 1328.5666
residential space heating | Reference Natural Gas Furnace | 2047 | CAPITAL | REPLACEMENT | N/A | USD/space heater | IECC climate zone | 6B | 1243.718
residential space heating | Reference Natural Gas Furnace | 2047 | CAPITAL | REPLACEMENT | N/A | USD/space heater | IECC climate zone | 7A | 1357.2014
residential space heating | Reference Natural Gas Furnace | 2047 | CAPITAL | REPLACEMENT | N/A | USD/space heater | IECC climate zone | 7B | 1364.879
residential space heating | Reference Natural Gas Furnace | 2047 | CAPITAL | REPLACEMENT | N/A | USD/space heater | IECC climate zone | 8B | 1365.46
residential space heating | Reference Natural Gas Furnace | 2047 | FIXED_OM | NEW | N/A | USD/space heater | us | us | 40.76
residential space heating | Reference Natural Gas Furnace | 2047 | FIXED_OM | REPLACEMENT | N/A | USD/space heater | us | us | 40.76
residential space heating | Reference Natural Gas Furnace | 2047 | INSTALLATION | NEW | N/A | USD/space heater | IECC climate zone | 1A | 1182.04
residential space heating | Reference Natural Gas Furnace | 2047 | INSTALLATION | NEW | N/A | USD/space heater | IECC climate zone | 2A | 1187.2922
residential space heating | Reference Natural Gas Furnace | 2047 | INSTALLATION | NEW | N/A | USD/space heater | IECC climate zone | 2B | 1195.9881
residential space heating | Reference Natural Gas Furnace | 2047 | INSTALLATION | NEW | N/A | USD/space heater | IECC climate zone | 3A | 1186.6199
residential space heating | Reference Natural Gas Furnace | 2047 | INSTALLATION | NEW | N/A | USD/space heater | IECC climate zone | 3B | 1186.668
residential space heating | Reference Natural Gas Furnace | 2047 | INSTALLATION | NEW | N/A | USD/space heater | IECC climate zone | 3C | 1183.4611
residential space heating | Reference Natural Gas Furnace | 2047 | INSTALLATION | NEW | N/A | USD/space heater | IECC climate zone | 4A | 1267.4105
residential space heating | Reference Natural Gas Furnace | 2047 | INSTALLATION | NEW | N/A | USD/space heater | IECC climate zone | 4B | 1196.4952
residential space heating | Reference Natural Gas Furnace | 2047 | INSTALLATION | NEW | N/A | USD/space heater | IECC climate zone | 4C | 1274.0781
residential space heating | Reference Natural Gas Furnace | 2047 | INSTALLATION | NEW | N/A | USD/space heater | IECC climate zone | 5A | 1371.1326
residential space heating | Reference Natural Gas Furnace | 2047 | INSTALLATION | NEW | N/A | USD/space heater | IECC climate zone | 5B | 1380.3065
residential space heating | Reference Natural Gas Furnace | 2047 | INSTALLATION | NEW | N/A | USD/space heater | IECC climate zone | 6A | 1410.0866
residential space heating | Reference Natural Gas Furnace | 2047 | INSTALLATION | NEW | N/A | USD/space heater | IECC climate zone | 6B | 1325.238
residential space heating | Reference Natural Gas Furnace | 2047 | INSTALLATION | NEW | N/A | USD/space heater | IECC climate zone | 7A | 1438.7214
residential space heating | Reference Natural Gas Furnace | 2047 | INSTALLATION | NEW | N/A | USD/space heater | IECC climate zone | 7B | 1446.399
residential space heating | Reference Natural Gas Furnace | 2047 | INSTALLATION | NEW | N/A | USD/space heater | IECC climate zone | 8B | 1446.98
residential space heating | Reference Natural Gas Furnace | 2047 | INSTALLATION | REPLACEMENT | N/A | USD/space heater | IECC climate zone | 1A | 1182.04
residential space heating | Reference Natural Gas Furnace | 2047 | INSTALLATION | REPLACEMENT | N/A | USD/space heater | IECC climate zone | 2A | 1187.2922
residential space heating | Reference Natural Gas Furnace | 2047 | INSTALLATION | REPLACEMENT | N/A | USD/space heater | IECC climate zone | 2B | 1195.9881
residential space heating | Reference Natural Gas Furnace | 2047 | INSTALLATION | REPLACEMENT | N/A | USD/space heater | IECC climate zone | 3A | 1186.6199
residential space heating | Reference Natural Gas Furnace | 2047 | INSTALLATION | REPLACEMENT | N/A | USD/space heater | IECC climate zone | 3B | 1186.668
residential space heating | Reference Natural Gas Furnace | 2047 | INSTALLATION | REPLACEMENT | N/A | USD/space heater | IECC climate zone | 3C | 1183.4611
residential space heating | Reference Natural Gas Furnace | 2047 | INSTALLATION | REPLACEMENT | N/A | USD/space heater | IECC climate zone | 4A | 1267.4105
residential space heating | Reference Natural Gas Furnace | 2047 | INSTALLATION | REPLACEMENT | N/A | USD/space heater | IECC climate zone | 4B | 1196.4952
residential space heating | Reference Natural Gas Furnace | 2047 | INSTALLATION | REPLACEMENT | N/A | USD/space heater | IECC climate zone | 4C | 1274.0781
residential space heating | Reference Natural Gas Furnace | 2047 | INSTALLATION | REPLACEMENT | N/A | USD/space heater | IECC climate zone | 5A | 1371.1326
residential space heating | Reference Natural Gas Furnace | 2047 | INSTALLATION | REPLACEMENT | N/A | USD/space heater | IECC climate zone | 5B | 1380.3065
residential space heating | Reference Natural Gas Furnace | 2047 | INSTALLATION | REPLACEMENT | N/A | USD/space heater | IECC climate zone | 6A | 1410.0866
residential space heating | Reference Natural Gas Furnace | 2047 | INSTALLATION | REPLACEMENT | N/A | USD/space heater | IECC climate zone | 6B | 1325.238
residential space heating | Reference Natural Gas Furnace | 2047 | INSTALLATION | REPLACEMENT | N/A | USD/space heater | IECC climate zone | 7A | 1438.7214
residential space heating | Reference Natural Gas Furnace | 2047 | INSTALLATION | REPLACEMENT | N/A | USD/space heater | IECC climate zone | 7B | 1446.399
residential space heating | Reference Natural Gas Furnace | 2047 | INSTALLATION | REPLACEMENT | N/A | USD/space heater | IECC climate zone | 8B | 1446.98
residential space heating | Reference Natural Gas Furnace | 2048 | CAPITAL | NEW | N/A | USD/space heater | IECC climate zone | 1A | 1100.52
residential space heating | Reference Natural Gas Furnace | 2048 | CAPITAL | NEW | N/A | USD/space heater | IECC climate zone | 2A | 1105.7722
residential space heating | Reference Natural Gas Furnace | 2048 | CAPITAL | NEW | N/A | USD/space heater | IECC climate zone | 2B | 1114.4681
residential space heating | Reference Natural Gas Furnace | 2048 | CAPITAL | NEW | N/A | USD/space heater | IECC climate zone | 3A | 1105.0999
residential space heating | Reference Natural Gas Furnace | 2048 | CAPITAL | NEW | N/A | USD/space heater | IECC climate zone | 3B | 1105.148
residential space heating | Reference Natural Gas Furnace | 2048 | CAPITAL | NEW | N/A | USD/space heater | IECC climate zone | 3C | 1101.9411
residential space heating | Reference Natural Gas Furnace | 2048 | CAPITAL | NEW | N/A | USD/space heater | IECC climate zone | 4A | 1185.8905
residential space heating | Reference Natural Gas Furnace | 2048 | CAPITAL | NEW | N/A | USD/space heater | IECC climate zone | 4B | 1114.9752
residential space heating | Reference Natural Gas Furnace | 2048 | CAPITAL | NEW | N/A | USD/space heater | IECC climate zone | 4C | 1192.5581
residential space heating | Reference Natural Gas Furnace | 2048 | CAPITAL | NEW | N/A | USD/space heater | IECC climate zone | 5A | 1289.6126
residential space heating | Reference Natural Gas Furnace | 2048 | CAPITAL | NEW | N/A | USD/space heater | IECC climate zone | 5B | 1298.7865
residential space heating | Reference Natural Gas Furnace | 2048 | CAPITAL | NEW | N/A | USD/space heater | IECC climate zone | 6A | 1328.5666
residential space heating | Reference Natural Gas Furnace | 2048 | CAPITAL | NEW | N/A | USD/space heater | IECC climate zone | 6B | 1243.718
residential space heating | Reference Natural Gas Furnace | 2048 | CAPITAL | NEW | N/A | USD/space heater | IECC climate zone | 7A | 1357.2014
residential space heating | Reference Natural Gas Furnace | 2048 | CAPITAL | NEW | N/A | USD/space heater | IECC climate zone | 7B | 1364.879
residential space heating | Reference Natural Gas Furnace | 2048 | CAPITAL | NEW | N/A | USD/space heater | IECC climate zone | 8B | 1365.46
residential space heating | Reference Natural Gas Furnace | 2048 | CAPITAL | REPLACEMENT | N/A | USD/space heater | IECC climate zone | 1A | 1100.52
residential space heating | Reference Natural Gas Furnace | 2048 | CAPITAL | REPLACEMENT | N/A | USD/space heater | IECC climate zone | 2A | 1105.7722
residential space heating | Reference Natural Gas Furnace | 2048 | CAPITAL | REPLACEMENT | N/A | USD/space heater | IECC climate zone | 2B | 1114.4681
residential space heating | Reference Natural Gas Furnace | 2048 | CAPITAL | REPLACEMENT | N/A | USD/space heater | IECC climate zone | 3A | 1105.0999
residential space heating | Reference Natural Gas Furnace | 2048 | CAPITAL | REPLACEMENT | N/A | USD/space heater | IECC climate zone | 3B | 1105.148
residential space heating | Reference Natural Gas Furnace | 2048 | CAPITAL | REPLACEMENT | N/A | USD/space heater | IECC climate zone | 3C | 1101.9411
residential space heating | Reference Natural Gas Furnace | 2048 | CAPITAL | REPLACEMENT | N/A | USD/space heater | IECC climate zone | 4A | 1185.8905
residential space heating | Reference Natural Gas Furnace | 2048 | CAPITAL | REPLACEMENT | N/A | USD/space heater | IECC climate zone | 4B | 1114.9752
residential space heating | Reference Natural Gas Furnace | 2048 | CAPITAL | REPLACEMENT | N/A | USD/space heater | IECC climate zone | 4C | 1192.5581
residential space heating | Reference Natural Gas Furnace | 2048 | CAPITAL | REPLACEMENT | N/A | USD/space heater | IECC climate zone | 5A | 1289.6126
residential space heating | Reference Natural Gas Furnace | 2048 | CAPITAL | REPLACEMENT | N/A | USD/space heater | IECC climate zone | 5B | 1298.7865
residential space heating | Reference Natural Gas Furnace | 2048 | CAPITAL | REPLACEMENT | N/A | USD/space heater | IECC climate zone | 6A | 1328.5666
residential space heating | Reference Natural Gas Furnace | 2048 | CAPITAL | REPLACEMENT | N/A | USD/space heater | IECC climate zone | 6B | 1243.718
residential space heating | Reference Natural Gas Furnace | 2048 | CAPITAL | REPLACEMENT | N/A | USD/space heater | IECC climate zone | 7A | 1357.2014
residential space heating | Reference Natural Gas Furnace | 2048 | CAPITAL | REPLACEMENT | N/A | USD/space heater | IECC climate zone | 7B | 1364.879
residential space heating | Reference Natural Gas Furnace | 2048 | CAPITAL | REPLACEMENT | N/A | USD/space heater | IECC climate zone | 8B | 1365.46
residential space heating | Reference Natural Gas Furnace | 2048 | FIXED_OM | NEW | N/A | USD/space heater | us | us | 40.76
residential space heating | Reference Natural Gas Furnace | 2048 | FIXED_OM | REPLACEMENT | N/A | USD/space heater | us | us | 40.76
residential space heating | Reference Natural Gas Furnace | 2048 | INSTALLATION | NEW | N/A | USD/space heater | IECC climate zone | 1A | 1182.04
residential space heating | Reference Natural Gas Furnace | 2048 | INSTALLATION | NEW | N/A | USD/space heater | IECC climate zone | 2A | 1187.2922
residential space heating | Reference Natural Gas Furnace | 2048 | INSTALLATION | NEW | N/A | USD/space heater | IECC climate zone | 2B | 1195.9881
residential space heating | Reference Natural Gas Furnace | 2048 | INSTALLATION | NEW | N/A | USD/space heater | IECC climate zone | 3A | 1186.6199
residential space heating | Reference Natural Gas Furnace | 2048 | INSTALLATION | NEW | N/A | USD/space heater | IECC climate zone | 3B | 1186.668
residential space heating | Reference Natural Gas Furnace | 2048 | INSTALLATION | NEW | N/A | USD/space heater | IECC climate zone | 3C | 1183.4611
residential space heating | Reference Natural Gas Furnace | 2048 | INSTALLATION | NEW | N/A | USD/space heater | IECC climate zone | 4A | 1267.4105
residential space heating | Reference Natural Gas Furnace | 2048 | INSTALLATION | NEW | N/A | USD/space heater | IECC climate zone | 4B | 1196.4952
residential space heating | Reference Natural Gas Furnace | 2048 | INSTALLATION | NEW | N/A | USD/space heater | IECC climate zone | 4C | 1274.0781
residential space heating | Reference Natural Gas Furnace | 2048 | INSTALLATION | NEW | N/A | USD/space heater | IECC climate zone | 5A | 1371.1326
residential space heating | Reference Natural Gas Furnace | 2048 | INSTALLATION | NEW | N/A | USD/space heater | IECC climate zone | 5B | 1380.3065
residential space heating | Reference Natural Gas Furnace | 2048 | INSTALLATION | NEW | N/A | USD/space heater | IECC climate zone | 6A | 1410.0866
residential space heating | Reference Natural Gas Furnace | 2048 | INSTALLATION | NEW | N/A | USD/space heater | IECC climate zone | 6B | 1325.238
residential space heating | Reference Natural Gas Furnace | 2048 | INSTALLATION | NEW | N/A | USD/space heater | IECC climate zone | 7A | 1438.7214
residential space heating | Reference Natural Gas Furnace | 2048 | INSTALLATION | NEW | N/A | USD/space heater | IECC climate zone | 7B | 1446.399
residential space heating | Reference Natural Gas Furnace | 2048 | INSTALLATION | NEW | N/A | USD/space heater | IECC climate zone | 8B | 1446.98
residential space heating | Reference Natural Gas Furnace | 2048 | INSTALLATION | REPLACEMENT | N/A | USD/space heater | IECC climate zone | 1A | 1182.04
residential space heating | Reference Natural Gas Furnace | 2048 | INSTALLATION | REPLACEMENT | N/A | USD/space heater | IECC climate zone | 2A | 1187.2922
residential space heating | Reference Natural Gas Furnace | 2048 | INSTALLATION | REPLACEMENT | N/A | USD/space heater | IECC climate zone | 2B | 1195.9881
residential space heating | Reference Natural Gas Furnace | 2048 | INSTALLATION | REPLACEMENT | N/A | USD/space heater | IECC climate zone | 3A | 1186.6199
residential space heating | Reference Natural Gas Furnace | 2048 | INSTALLATION | REPLACEMENT | N/A | USD/space heater | IECC climate zone | 3B | 1186.668
residential space heating | Reference Natural Gas Furnace | 2048 | INSTALLATION | REPLACEMENT | N/A | USD/space heater | IECC climate zone | 3C | 1183.4611
residential space heating | Reference Natural Gas Furnace | 2048 | INSTALLATION | REPLACEMENT | N/A | USD/space heater | IECC climate zone | 4A | 1267.4105
residential space heating | Reference Natural Gas Furnace | 2048 | INSTALLATION | REPLACEMENT | N/A | USD/space heater | IECC climate zone | 4B | 1196.4952
residential space heating | Reference Natural Gas Furnace | 2048 | INSTALLATION | REPLACEMENT | N/A | USD/space heater | IECC climate zone | 4C | 1274.0781
residential space heating | Reference Natural Gas Furnace | 2048 | INSTALLATION | REPLACEMENT | N/A | USD/space heater | IECC climate zone | 5A | 1371.1326
residential space heating | Reference Natural Gas Furnace | 2048 | INSTALLATION | REPLACEMENT | N/A | USD/space heater | IECC climate zone | 5B | 1380.3065
residential space heating | Reference Natural Gas Furnace | 2048 | INSTALLATION | REPLACEMENT | N/A | USD/space heater | IECC climate zone | 6A | 1410.0866
residential space heating | Reference Natural Gas Furnace | 2048 | INSTALLATION | REPLACEMENT | N/A | USD/space heater | IECC climate zone | 6B | 1325.238
residential space heating | Reference Natural Gas Furnace | 2048 | INSTALLATION | REPLACEMENT | N/A | USD/space heater | IECC climate zone | 7A | 1438.7214
residential space heating | Reference Natural Gas Furnace | 2048 | INSTALLATION | REPLACEMENT | N/A | USD/space heater | IECC climate zone | 7B | 1446.399
residential space heating | Reference Natural Gas Furnace | 2048 | INSTALLATION | REPLACEMENT | N/A | USD/space heater | IECC climate zone | 8B | 1446.98
residential space heating | Reference Natural Gas Furnace | 2049 | CAPITAL | NEW | N/A | USD/space heater | IECC climate zone | 1A | 1100.52
residential space heating | Reference Natural Gas Furnace | 2049 | CAPITAL | NEW | N/A | USD/space heater | IECC climate zone | 2A | 1105.7722
residential space heating | Reference Natural Gas Furnace | 2049 | CAPITAL | NEW | N/A | USD/space heater | IECC climate zone | 2B | 1114.4681
residential space heating | Reference Natural Gas Furnace | 2049 | CAPITAL | NEW | N/A | USD/space heater | IECC climate zone | 3A | 1105.0999
residential space heating | Reference Natural Gas Furnace | 2049 | CAPITAL | NEW | N/A | USD/space heater | IECC climate zone | 3B | 1105.148
residential space heating | Reference Natural Gas Furnace | 2049 | CAPITAL | NEW | N/A | USD/space heater | IECC climate zone | 3C | 1101.9411
residential space heating | Reference Natural Gas Furnace | 2049 | CAPITAL | NEW | N/A | USD/space heater | IECC climate zone | 4A | 1185.8905
residential space heating | Reference Natural Gas Furnace | 2049 | CAPITAL | NEW | N/A | USD/space heater | IECC climate zone | 4B | 1114.9752
residential space heating | Reference Natural Gas Furnace | 2049 | CAPITAL | NEW | N/A | USD/space heater | IECC climate zone | 4C | 1192.5581
residential space heating | Reference Natural Gas Furnace | 2049 | CAPITAL | NEW | N/A | USD/space heater | IECC climate zone | 5A | 1289.6126
residential space heating | Reference Natural Gas Furnace | 2049 | CAPITAL | NEW | N/A | USD/space heater | IECC climate zone | 5B | 1298.7865
residential space heating | Reference Natural Gas Furnace | 2049 | CAPITAL | NEW | N/A | USD/space heater | IECC climate zone | 6A | 1328.5666
residential space heating | Reference Natural Gas Furnace | 2049 | CAPITAL | NEW | N/A | USD/space heater | IECC climate zone | 6B | 1243.718
residential space heating | Reference Natural Gas Furnace | 2049 | CAPITAL | NEW | N/A | USD/space heater | IECC climate zone | 7A | 1357.2014
residential space heating | Reference Natural Gas Furnace | 2049 | CAPITAL | NEW | N/A | USD/space heater | IECC climate zone | 7B | 1364.879
residential space heating | Reference Natural Gas Furnace | 2049 | CAPITAL | NEW | N/A | USD/space heater | IECC climate zone | 8B | 1365.46
residential space heating | Reference Natural Gas Furnace | 2049 | CAPITAL | REPLACEMENT | N/A | USD/space heater | IECC climate zone | 1A | 1100.52
residential space heating | Reference Natural Gas Furnace | 2049 | CAPITAL | REPLACEMENT | N/A | USD/space heater | IECC climate zone | 2A | 1105.7722
residential space heating | Reference Natural Gas Furnace | 2049 | CAPITAL | REPLACEMENT | N/A | USD/space heater | IECC climate zone | 2B | 1114.4681
residential space heating | Reference Natural Gas Furnace | 2049 | CAPITAL | REPLACEMENT | N/A | USD/space heater | IECC climate zone | 3A | 1105.0999
residential space heating | Reference Natural Gas Furnace | 2049 | CAPITAL | REPLACEMENT | N/A | USD/space heater | IECC climate zone | 3B | 1105.148
residential space heating | Reference Natural Gas Furnace | 2049 | CAPITAL | REPLACEMENT | N/A | USD/space heater | IECC climate zone | 3C | 1101.9411
residential space heating | Reference Natural Gas Furnace | 2049 | CAPITAL | REPLACEMENT | N/A | USD/space heater | IECC climate zone | 4A | 1185.8905
residential space heating | Reference Natural Gas Furnace | 2049 | CAPITAL | REPLACEMENT | N/A | USD/space heater | IECC climate zone | 4B | 1114.9752
residential space heating | Reference Natural Gas Furnace | 2049 | CAPITAL | REPLACEMENT | N/A | USD/space heater | IECC climate zone | 4C | 1192.5581
residential space heating | Reference Natural Gas Furnace | 2049 | CAPITAL | REPLACEMENT | N/A | USD/space heater | IECC climate zone | 5A | 1289.6126
residential space heating | Reference Natural Gas Furnace | 2049 | CAPITAL | REPLACEMENT | N/A | USD/space heater | IECC climate zone | 5B | 1298.7865
residential space heating | Reference Natural Gas Furnace | 2049 | CAPITAL | REPLACEMENT | N/A | USD/space heater | IECC climate zone | 6A | 1328.5666
residential space heating | Reference Natural Gas Furnace | 2049 | CAPITAL | REPLACEMENT | N/A | USD/space heater | IECC climate zone | 6B | 1243.718
residential space heating | Reference Natural Gas Furnace | 2049 | CAPITAL | REPLACEMENT | N/A | USD/space heater | IECC climate zone | 7A | 1357.2014
residential space heating | Reference Natural Gas Furnace | 2049 | CAPITAL | REPLACEMENT | N/A | USD/space heater | IECC climate zone | 7B | 1364.879
residential space heating | Reference Natural Gas Furnace | 2049 | CAPITAL | REPLACEMENT | N/A | USD/space heater | IECC climate zone | 8B | 1365.46
residential space heating | Reference Natural Gas Furnace | 2049 | FIXED_OM | NEW | N/A | USD/space heater | us | us | 40.76
residential space heating | Reference Natural Gas Furnace | 2049 | FIXED_OM | REPLACEMENT | N/A | USD/space heater | us | us | 40.76
residential space heating | Reference Natural Gas Furnace | 2049 | INSTALLATION | NEW | N/A | USD/space heater | IECC climate zone | 1A | 1182.04
residential space heating | Reference Natural Gas Furnace | 2049 | INSTALLATION | NEW | N/A | USD/space heater | IECC climate zone | 2A | 1187.2922
residential space heating | Reference Natural Gas Furnace | 2049 | INSTALLATION | NEW | N/A | USD/space heater | IECC climate zone | 2B | 1195.9881
residential space heating | Reference Natural Gas Furnace | 2049 | INSTALLATION | NEW | N/A | USD/space heater | IECC climate zone | 3A | 1186.6199
residential space heating | Reference Natural Gas Furnace | 2049 | INSTALLATION | NEW | N/A | USD/space heater | IECC climate zone | 3B | 1186.668
residential space heating | Reference Natural Gas Furnace | 2049 | INSTALLATION | NEW | N/A | USD/space heater | IECC climate zone | 3C | 1183.4611
residential space heating | Reference Natural Gas Furnace | 2049 | INSTALLATION | NEW | N/A | USD/space heater | IECC climate zone | 4A | 1267.4105
residential space heating | Reference Natural Gas Furnace | 2049 | INSTALLATION | NEW | N/A | USD/space heater | IECC climate zone | 4B | 1196.4952
residential space heating | Reference Natural Gas Furnace | 2049 | INSTALLATION | NEW | N/A | USD/space heater | IECC climate zone | 4C | 1274.0781
residential space heating | Reference Natural Gas Furnace | 2049 | INSTALLATION | NEW | N/A | USD/space heater | IECC climate zone | 5A | 1371.1326
residential space heating | Reference Natural Gas Furnace | 2049 | INSTALLATION | NEW | N/A | USD/space heater | IECC climate zone | 5B | 1380.3065
residential space heating | Reference Natural Gas Furnace | 2049 | INSTALLATION | NEW | N/A | USD/space heater | IECC climate zone | 6A | 1410.0866
residential space heating | Reference Natural Gas Furnace | 2049 | INSTALLATION | NEW | N/A | USD/space heater | IECC climate zone | 6B | 1325.238
residential space heating | Reference Natural Gas Furnace | 2049 | INSTALLATION | NEW | N/A | USD/space heater | IECC climate zone | 7A | 1438.7214
residential space heating | Reference Natural Gas Furnace | 2049 | INSTALLATION | NEW | N/A | USD/space heater | IECC climate zone | 7B | 1446.399
residential space heating | Reference Natural Gas Furnace | 2049 | INSTALLATION | NEW | N/A | USD/space heater | IECC climate zone | 8B | 1446.98
residential space heating | Reference Natural Gas Furnace | 2049 | INSTALLATION | REPLACEMENT | N/A | USD/space heater | IECC climate zone | 1A | 1182.04
residential space heating | Reference Natural Gas Furnace | 2049 | INSTALLATION | REPLACEMENT | N/A | USD/space heater | IECC climate zone | 2A | 1187.2922
residential space heating | Reference Natural Gas Furnace | 2049 | INSTALLATION | REPLACEMENT | N/A | USD/space heater | IECC climate zone | 2B | 1195.9881
residential space heating | Reference Natural Gas Furnace | 2049 | INSTALLATION | REPLACEMENT | N/A | USD/space heater | IECC climate zone | 3A | 1186.6199
residential space heating | Reference Natural Gas Furnace | 2049 | INSTALLATION | REPLACEMENT | N/A | USD/space heater | IECC climate zone | 3B | 1186.668
residential space heating | Reference Natural Gas Furnace | 2049 | INSTALLATION | REPLACEMENT | N/A | USD/space heater | IECC climate zone | 3C | 1183.4611
residential space heating | Reference Natural Gas Furnace | 2049 | INSTALLATION | REPLACEMENT | N/A | USD/space heater | IECC climate zone | 4A | 1267.4105
residential space heating | Reference Natural Gas Furnace | 2049 | INSTALLATION | REPLACEMENT | N/A | USD/space heater | IECC climate zone | 4B | 1196.4952
residential space heating | Reference Natural Gas Furnace | 2049 | INSTALLATION | REPLACEMENT | N/A | USD/space heater | IECC climate zone | 4C | 1274.0781
residential space heating | Reference Natural Gas Furnace | 2049 | INSTALLATION | REPLACEMENT | N/A | USD/space heater | IECC climate zone | 5A | 1371.1326
residential space heating | Reference Natural Gas Furnace | 2049 | INSTALLATION | REPLACEMENT | N/A | USD/space heater | IECC climate zone | 5B | 1380.3065
residential space heating | Reference Natural Gas Furnace | 2049 | INSTALLATION | REPLACEMENT | N/A | USD/space heater | IECC climate zone | 6A | 1410.0866
residential space heating | Reference Natural Gas Furnace | 2049 | INSTALLATION | REPLACEMENT | N/A | USD/space heater | IECC climate zone | 6B | 1325.238
residential space heating | Reference Natural Gas Furnace | 2049 | INSTALLATION | REPLACEMENT | N/A | USD/space heater | IECC climate zone | 7A | 1438.7214
residential space heating | Reference Natural Gas Furnace | 2049 | INSTALLATION | REPLACEMENT | N/A | USD/space heater | IECC climate zone | 7B | 1446.399
residential space heating | Reference Natural Gas Furnace | 2049 | INSTALLATION | REPLACEMENT | N/A | USD/space heater | IECC climate zone | 8B | 1446.98
residential space heating | Reference Natural Gas Furnace | 2050 | CAPITAL | NEW | N/A | USD/space heater | IECC climate zone | 1A | 1100.52
residential space heating | Reference Natural Gas Furnace | 2050 | CAPITAL | NEW | N/A | USD/space heater | IECC climate zone | 2A | 1105.7722
residential space heating | Reference Natural Gas Furnace | 2050 | CAPITAL | NEW | N/A | USD/space heater | IECC climate zone | 2B | 1114.4681
residential space heating | Reference Natural Gas Furnace | 2050 | CAPITAL | NEW | N/A | USD/space heater | IECC climate zone | 3A | 1105.0999
residential space heating | Reference Natural Gas Furnace | 2050 | CAPITAL | NEW | N/A | USD/space heater | IECC climate zone | 3B | 1105.148
residential space heating | Reference Natural Gas Furnace | 2050 | CAPITAL | NEW | N/A | USD/space heater | IECC climate zone | 3C | 1101.9411
residential space heating | Reference Natural Gas Furnace | 2050 | CAPITAL | NEW | N/A | USD/space heater | IECC climate zone | 4A | 1185.8905
residential space heating | Reference Natural Gas Furnace | 2050 | CAPITAL | NEW | N/A | USD/space heater | IECC climate zone | 4B | 1114.9752
residential space heating | Reference Natural Gas Furnace | 2050 | CAPITAL | NEW | N/A | USD/space heater | IECC climate zone | 4C | 1192.5581
residential space heating | Reference Natural Gas Furnace | 2050 | CAPITAL | NEW | N/A | USD/space heater | IECC climate zone | 5A | 1289.6126
residential space heating | Reference Natural Gas Furnace | 2050 | CAPITAL | NEW | N/A | USD/space heater | IECC climate zone | 5B | 1298.7865
residential space heating | Reference Natural Gas Furnace | 2050 | CAPITAL | NEW | N/A | USD/space heater | IECC climate zone | 6A | 1328.5666
residential space heating | Reference Natural Gas Furnace | 2050 | CAPITAL | NEW | N/A | USD/space heater | IECC climate zone | 6B | 1243.718
residential space heating | Reference Natural Gas Furnace | 2050 | CAPITAL | NEW | N/A | USD/space heater | IECC climate zone | 7A | 1357.2014
residential space heating | Reference Natural Gas Furnace | 2050 | CAPITAL | NEW | N/A | USD/space heater | IECC climate zone | 7B | 1364.879
residential space heating | Reference Natural Gas Furnace | 2050 | CAPITAL | NEW | N/A | USD/space heater | IECC climate zone | 8B | 1365.46
residential space heating | Reference Natural Gas Furnace | 2050 | CAPITAL | REPLACEMENT | N/A | USD/space heater | IECC climate zone | 1A | 1100.52
residential space heating | Reference Natural Gas Furnace | 2050 | CAPITAL | REPLACEMENT | N/A | USD/space heater | IECC climate zone | 2A | 1105.7722
residential space heating | Reference Natural Gas Furnace | 2050 | CAPITAL | REPLACEMENT | N/A | USD/space heater | IECC climate zone | 2B | 1114.4681
residential space heating | Reference Natural Gas Furnace | 2050 | CAPITAL | REPLACEMENT | N/A | USD/space heater | IECC climate zone | 3A | 1105.0999
residential space heating | Reference Natural Gas Furnace | 2050 | CAPITAL | REPLACEMENT | N/A | USD/space heater | IECC climate zone | 3B | 1105.148
residential space heating | Reference Natural Gas Furnace | 2050 | CAPITAL | REPLACEMENT | N/A | USD/space heater | IECC climate zone | 3C | 1101.9411
residential space heating | Reference Natural Gas Furnace | 2050 | CAPITAL | REPLACEMENT | N/A | USD/space heater | IECC climate zone | 4A | 1185.8905
residential space heating | Reference Natural Gas Furnace | 2050 | CAPITAL | REPLACEMENT | N/A | USD/space heater | IECC climate zone | 4B | 1114.9752
residential space heating | Reference Natural Gas Furnace | 2050 | CAPITAL | REPLACEMENT | N/A | USD/space heater | IECC climate zone | 4C | 1192.5581
residential space heating | Reference Natural Gas Furnace | 2050 | CAPITAL | REPLACEMENT | N/A | USD/space heater | IECC climate zone | 5A | 1289.6126
residential space heating | Reference Natural Gas Furnace | 2050 | CAPITAL | REPLACEMENT | N/A | USD/space heater | IECC climate zone | 5B | 1298.7865
residential space heating | Reference Natural Gas Furnace | 2050 | CAPITAL | REPLACEMENT | N/A | USD/space heater | IECC climate zone | 6A | 1328.5666
residential space heating | Reference Natural Gas Furnace | 2050 | CAPITAL | REPLACEMENT | N/A | USD/space heater | IECC climate zone | 6B | 1243.718
residential space heating | Reference Natural Gas Furnace | 2050 | CAPITAL | REPLACEMENT | N/A | USD/space heater | IECC climate zone | 7A | 1357.2014
residential space heating | Reference Natural Gas Furnace | 2050 | CAPITAL | REPLACEMENT | N/A | USD/space heater | IECC climate zone | 7B | 1364.879
residential space heating | Reference Natural Gas Furnace | 2050 | CAPITAL | REPLACEMENT | N/A | USD/space heater | IECC climate zone | 8B | 1365.46
residential space heating | Reference Natural Gas Furnace | 2050 | FIXED_OM | NEW | N/A | USD/space heater | us | us | 40.76
residential space heating | Reference Natural Gas Furnace | 2050 | FIXED_OM | REPLACEMENT | N/A | USD/space heater | us | us | 40.76
residential space heating | Reference Natural Gas Furnace | 2050 | INSTALLATION | NEW | N/A | USD/space heater | IECC climate zone | 1A | 1182.04
residential space heating | Reference Natural Gas Furnace | 2050 | INSTALLATION | NEW | N/A | USD/space heater | IECC climate zone | 2A | 1187.2922
residential space heating | Reference Natural Gas Furnace | 2050 | INSTALLATION | NEW | N/A | USD/space heater | IECC climate zone | 2B | 1195.9881
residential space heating | Reference Natural Gas Furnace | 2050 | INSTALLATION | NEW | N/A | USD/space heater | IECC climate zone | 3A | 1186.6199
residential space heating | Reference Natural Gas Furnace | 2050 | INSTALLATION | NEW | N/A | USD/space heater | IECC climate zone | 3B | 1186.668
residential space heating | Reference Natural Gas Furnace | 2050 | INSTALLATION | NEW | N/A | USD/space heater | IECC climate zone | 3C | 1183.4611
residential space heating | Reference Natural Gas Furnace | 2050 | INSTALLATION | NEW | N/A | USD/space heater | IECC climate zone | 4A | 1267.4105
residential space heating | Reference Natural Gas Furnace | 2050 | INSTALLATION | NEW | N/A | USD/space heater | IECC climate zone | 4B | 1196.4952
residential space heating | Reference Natural Gas Furnace | 2050 | INSTALLATION | NEW | N/A | USD/space heater | IECC climate zone | 4C | 1274.0781
residential space heating | Reference Natural Gas Furnace | 2050 | INSTALLATION | NEW | N/A | USD/space heater | IECC climate zone | 5A | 1371.1326
residential space heating | Reference Natural Gas Furnace | 2050 | INSTALLATION | NEW | N/A | USD/space heater | IECC climate zone | 5B | 1380.3065
residential space heating | Reference Natural Gas Furnace | 2050 | INSTALLATION | NEW | N/A | USD/space heater | IECC climate zone | 6A | 1410.0866
residential space heating | Reference Natural Gas Furnace | 2050 | INSTALLATION | NEW | N/A | USD/space heater | IECC climate zone | 6B | 1325.238
residential space heating | Reference Natural Gas Furnace | 2050 | INSTALLATION | NEW | N/A | USD/space heater | IECC climate zone | 7A | 1438.7214
residential space heating | Reference Natural Gas Furnace | 2050 | INSTALLATION | NEW | N/A | USD/space heater | IECC climate zone | 7B | 1446.399
residential space heating | Reference Natural Gas Furnace | 2050 | INSTALLATION | NEW | N/A | USD/space heater | IECC climate zone | 8B | 1446.98
residential space heating | Reference Natural Gas Furnace | 2050 | INSTALLATION | REPLACEMENT | N/A | USD/space heater | IECC climate zone | 1A | 1182.04
residential space heating | Reference Natural Gas Furnace | 2050 | INSTALLATION | REPLACEMENT | N/A | USD/space heater | IECC climate zone | 2A | 1187.2922
residential space heating | Reference Natural Gas Furnace | 2050 | INSTALLATION | REPLACEMENT | N/A | USD/space heater | IECC climate zone | 2B | 1195.9881
residential space heating | Reference Natural Gas Furnace | 2050 | INSTALLATION | REPLACEMENT | N/A | USD/space heater | IECC climate zone | 3A | 1186.6199
residential space heating | Reference Natural Gas Furnace | 2050 | INSTALLATION | REPLACEMENT | N/A | USD/space heater | IECC climate zone | 3B | 1186.668
residential space heating | Reference Natural Gas Furnace | 2050 | INSTALLATION | REPLACEMENT | N/A | USD/space heater | IECC climate zone | 3C | 1183.4611
residential space heating | Reference Natural Gas Furnace | 2050 | INSTALLATION | REPLACEMENT | N/A | USD/space heater | IECC climate zone | 4A | 1267.4105
residential space heating | Reference Natural Gas Furnace | 2050 | INSTALLATION | REPLACEMENT | N/A | USD/space heater | IECC climate zone | 4B | 1196.4952
residential space heating | Reference Natural Gas Furnace | 2050 | INSTALLATION | REPLACEMENT | N/A | USD/space heater | IECC climate zone | 4C | 1274.0781
residential space heating | Reference Natural Gas Furnace | 2050 | INSTALLATION | REPLACEMENT | N/A | USD/space heater | IECC climate zone | 5A | 1371.1326
residential space heating | Reference Natural Gas Furnace | 2050 | INSTALLATION | REPLACEMENT | N/A | USD/space heater | IECC climate zone | 5B | 1380.3065
residential space heating | Reference Natural Gas Furnace | 2050 | INSTALLATION | REPLACEMENT | N/A | USD/space heater | IECC climate zone | 6A | 1410.0866
residential space heating | Reference Natural Gas Furnace | 2050 | INSTALLATION | REPLACEMENT | N/A | USD/space heater | IECC climate zone | 6B | 1325.238
residential space heating | Reference Natural Gas Furnace | 2050 | INSTALLATION | REPLACEMENT | N/A | USD/space heater | IECC climate zone | 7A | 1438.7214
residential space heating | Reference Natural Gas Furnace | 2050 | INSTALLATION | REPLACEMENT | N/A | USD/space heater | IECC climate zone | 7B | 1446.399
residential space heating | Reference Natural Gas Furnace | 2050 | INSTALLATION | REPLACEMENT | N/A | USD/space heater | IECC climate zone | 8B | 1446.98
residential space heating | Reference Natural Gas Heat Pump - Heating | 2020 | CAPITAL | NEW | N/A | USD/space heater | us | us | 5895.3658
residential space heating | Reference Natural Gas Heat Pump - Heating | 2020 | CAPITAL | REPLACEMENT | N/A | USD/space heater | us | us | 5895.3658
residential space heating | Reference Natural Gas Heat Pump - Heating | 2020 | FIXED_OM | NEW | N/A | USD/space heater | us | us | 85.7508
residential space heating | Reference Natural Gas Heat Pump - Heating | 2020 | FIXED_OM | REPLACEMENT | N/A | USD/space heater | us | us | 85.7508
residential space heating | Reference Natural Gas Heat Pump - Heating | 2020 | INSTALLATION | NEW | N/A | USD/space heater | us | us | 1071.8847
residential space heating | Reference Natural Gas Heat Pump - Heating | 2020 | INSTALLATION | REPLACEMENT | N/A | USD/space heater | us | us | 1071.8847
residential space heating | Reference Natural Gas Heat Pump - Heating | 2021 | CAPITAL | NEW | N/A | USD/space heater | us | us | 5895.3658
residential space heating | Reference Natural Gas Heat Pump - Heating | 2021 | CAPITAL | REPLACEMENT | N/A | USD/space heater | us | us | 5895.3658
residential space heating | Reference Natural Gas Heat Pump - Heating | 2021 | FIXED_OM | NEW | N/A | USD/space heater | us | us | 85.7508
residential space heating | Reference Natural Gas Heat Pump - Heating | 2021 | FIXED_OM | REPLACEMENT | N/A | USD/space heater | us | us | 85.7508
residential space heating | Reference Natural Gas Heat Pump - Heating | 2021 | INSTALLATION | NEW | N/A | USD/space heater | us | us | 1071.8847
residential space heating | Reference Natural Gas Heat Pump - Heating | 2021 | INSTALLATION | REPLACEMENT | N/A | USD/space heater | us | us | 1071.8847
residential space heating | Reference Natural Gas Heat Pump - Heating | 2022 | CAPITAL | NEW | N/A | USD/space heater | us | us | 5895.3658
residential space heating | Reference Natural Gas Heat Pump - Heating | 2022 | CAPITAL | REPLACEMENT | N/A | USD/space heater | us | us | 5895.3658
residential space heating | Reference Natural Gas Heat Pump - Heating | 2022 | FIXED_OM | NEW | N/A | USD/space heater | us | us | 85.7508
residential space heating | Reference Natural Gas Heat Pump - Heating | 2022 | FIXED_OM | REPLACEMENT | N/A | USD/space heater | us | us | 85.7508
residential space heating | Reference Natural Gas Heat Pump - Heating | 2022 | INSTALLATION | NEW | N/A | USD/space heater | us | us | 1071.8847
residential space heating | Reference Natural Gas Heat Pump - Heating | 2022 | INSTALLATION | REPLACEMENT | N/A | USD/space heater | us | us | 1071.8847
residential space heating | Reference Natural Gas Heat Pump - Heating | 2023 | CAPITAL | NEW | N/A | USD/space heater | us | us | 5895.3658
residential space heating | Reference Natural Gas Heat Pump - Heating | 2023 | CAPITAL | REPLACEMENT | N/A | USD/space heater | us | us | 5895.3658
residential space heating | Reference Natural Gas Heat Pump - Heating | 2023 | FIXED_OM | NEW | N/A | USD/space heater | us | us | 85.7508
residential space heating | Reference Natural Gas Heat Pump - Heating | 2023 | FIXED_OM | REPLACEMENT | N/A | USD/space heater | us | us | 85.7508
residential space heating | Reference Natural Gas Heat Pump - Heating | 2023 | INSTALLATION | NEW | N/A | USD/space heater | us | us | 1071.8847
residential space heating | Reference Natural Gas Heat Pump - Heating | 2023 | INSTALLATION | REPLACEMENT | N/A | USD/space heater | us | us | 1071.8847
residential space heating | Reference Natural Gas Heat Pump - Heating | 2024 | CAPITAL | NEW | N/A | USD/space heater | us | us | 5895.3658
residential space heating | Reference Natural Gas Heat Pump - Heating | 2024 | CAPITAL | REPLACEMENT | N/A | USD/space heater | us | us | 5895.3658
residential space heating | Reference Natural Gas Heat Pump - Heating | 2024 | FIXED_OM | NEW | N/A | USD/space heater | us | us | 85.7508
residential space heating | Reference Natural Gas Heat Pump - Heating | 2024 | FIXED_OM | REPLACEMENT | N/A | USD/space heater | us | us | 85.7508
residential space heating | Reference Natural Gas Heat Pump - Heating | 2024 | INSTALLATION | NEW | N/A | USD/space heater | us | us | 1071.8847
residential space heating | Reference Natural Gas Heat Pump - Heating | 2024 | INSTALLATION | REPLACEMENT | N/A | USD/space heater | us | us | 1071.8847
residential space heating | Reference Natural Gas Heat Pump - Heating | 2025 | CAPITAL | NEW | N/A | USD/space heater | us | us | 5895.3658
residential space heating | Reference Natural Gas Heat Pump - Heating | 2025 | CAPITAL | REPLACEMENT | N/A | USD/space heater | us | us | 5895.3658
residential space heating | Reference Natural Gas Heat Pump - Heating | 2025 | FIXED_OM | NEW | N/A | USD/space heater | us | us | 85.7508
residential space heating | Reference Natural Gas Heat Pump - Heating | 2025 | FIXED_OM | REPLACEMENT | N/A | USD/space heater | us | us | 85.7508
residential space heating | Reference Natural Gas Heat Pump - Heating | 2025 | INSTALLATION | NEW | N/A | USD/space heater | us | us | 1071.8847
residential space heating | Reference Natural Gas Heat Pump - Heating | 2025 | INSTALLATION | REPLACEMENT | N/A | USD/space heater | us | us | 1071.8847
residential space heating | Reference Natural Gas Heat Pump - Heating | 2026 | CAPITAL | NEW | N/A | USD/space heater | us | us | 5895.3658
residential space heating | Reference Natural Gas Heat Pump - Heating | 2026 | CAPITAL | REPLACEMENT | N/A | USD/space heater | us | us | 5895.3658
residential space heating | Reference Natural Gas Heat Pump - Heating | 2026 | FIXED_OM | NEW | N/A | USD/space heater | us | us | 85.7508
residential space heating | Reference Natural Gas Heat Pump - Heating | 2026 | FIXED_OM | REPLACEMENT | N/A | USD/space heater | us | us | 85.7508
residential space heating | Reference Natural Gas Heat Pump - Heating | 2026 | INSTALLATION | NEW | N/A | USD/space heater | us | us | 1071.8847
residential space heating | Reference Natural Gas Heat Pump - Heating | 2026 | INSTALLATION | REPLACEMENT | N/A | USD/space heater | us | us | 1071.8847
residential space heating | Reference Natural Gas Heat Pump - Heating | 2027 | CAPITAL | NEW | N/A | USD/space heater | us | us | 5895.3658
residential space heating | Reference Natural Gas Heat Pump - Heating | 2027 | CAPITAL | REPLACEMENT | N/A | USD/space heater | us | us | 5895.3658
residential space heating | Reference Natural Gas Heat Pump - Heating | 2027 | FIXED_OM | NEW | N/A | USD/space heater | us | us | 85.7508
residential space heating | Reference Natural Gas Heat Pump - Heating | 2027 | FIXED_OM | REPLACEMENT | N/A | USD/space heater | us | us | 85.7508
residential space heating | Reference Natural Gas Heat Pump - Heating | 2027 | INSTALLATION | NEW | N/A | USD/space heater | us | us | 1071.8847
residential space heating | Reference Natural Gas Heat Pump - Heating | 2027 | INSTALLATION | REPLACEMENT | N/A | USD/space heater | us | us | 1071.8847
residential space heating | Reference Natural Gas Heat Pump - Heating | 2028 | CAPITAL | NEW | N/A | USD/space heater | us | us | 5895.3658
residential space heating | Reference Natural Gas Heat Pump - Heating | 2028 | CAPITAL | REPLACEMENT | N/A | USD/space heater | us | us | 5895.3658
residential space heating | Reference Natural Gas Heat Pump - Heating | 2028 | FIXED_OM | NEW | N/A | USD/space heater | us | us | 85.7508
residential space heating | Reference Natural Gas Heat Pump - Heating | 2028 | FIXED_OM | REPLACEMENT | N/A | USD/space heater | us | us | 85.7508
residential space heating | Reference Natural Gas Heat Pump - Heating | 2028 | INSTALLATION | NEW | N/A | USD/space heater | us | us | 1071.8847
residential space heating | Reference Natural Gas Heat Pump - Heating | 2028 | INSTALLATION | REPLACEMENT | N/A | USD/space heater | us | us | 1071.8847
residential space heating | Reference Natural Gas Heat Pump - Heating | 2029 | CAPITAL | NEW | N/A | USD/space heater | us | us | 5895.3658
residential space heating | Reference Natural Gas Heat Pump - Heating | 2029 | CAPITAL | REPLACEMENT | N/A | USD/space heater | us | us | 5895.3658
residential space heating | Reference Natural Gas Heat Pump - Heating | 2029 | FIXED_OM | NEW | N/A | USD/space heater | us | us | 85.7508
residential space heating | Reference Natural Gas Heat Pump - Heating | 2029 | FIXED_OM | REPLACEMENT | N/A | USD/space heater | us | us | 85.7508
residential space heating | Reference Natural Gas Heat Pump - Heating | 2029 | INSTALLATION | NEW | N/A | USD/space heater | us | us | 1071.8847
residential space heating | Reference Natural Gas Heat Pump - Heating | 2029 | INSTALLATION | REPLACEMENT | N/A | USD/space heater | us | us | 1071.8847
residential space heating | Reference Natural Gas Heat Pump - Heating | 2030 | CAPITAL | NEW | N/A | USD/space heater | us | us | 5895.3658
residential space heating | Reference Natural Gas Heat Pump - Heating | 2030 | CAPITAL | REPLACEMENT | N/A | USD/space heater | us | us | 5895.3658
residential space heating | Reference Natural Gas Heat Pump - Heating | 2030 | FIXED_OM | NEW | N/A | USD/space heater | us | us | 85.7508
residential space heating | Reference Natural Gas Heat Pump - Heating | 2030 | FIXED_OM | REPLACEMENT | N/A | USD/space heater | us | us | 85.7508
residential space heating | Reference Natural Gas Heat Pump - Heating | 2030 | INSTALLATION | NEW | N/A | USD/space heater | us | us | 1071.8847
residential space heating | Reference Natural Gas Heat Pump - Heating | 2030 | INSTALLATION | REPLACEMENT | N/A | USD/space heater | us | us | 1071.8847
residential space heating | Reference Natural Gas Heat Pump - Heating | 2031 | CAPITAL | NEW | N/A | USD/space heater | us | us | 5895.3658
residential space heating | Reference Natural Gas Heat Pump - Heating | 2031 | CAPITAL | REPLACEMENT | N/A | USD/space heater | us | us | 5895.3658
residential space heating | Reference Natural Gas Heat Pump - Heating | 2031 | FIXED_OM | NEW | N/A | USD/space heater | us | us | 85.7508
residential space heating | Reference Natural Gas Heat Pump - Heating | 2031 | FIXED_OM | REPLACEMENT | N/A | USD/space heater | us | us | 85.7508
residential space heating | Reference Natural Gas Heat Pump - Heating | 2031 | INSTALLATION | NEW | N/A | USD/space heater | us | us | 1071.8847
residential space heating | Reference Natural Gas Heat Pump - Heating | 2031 | INSTALLATION | REPLACEMENT | N/A | USD/space heater | us | us | 1071.8847
residential space heating | Reference Natural Gas Heat Pump - Heating | 2032 | CAPITAL | NEW | N/A | USD/space heater | us | us | 5895.3658
residential space heating | Reference Natural Gas Heat Pump - Heating | 2032 | CAPITAL | REPLACEMENT | N/A | USD/space heater | us | us | 5895.3658
residential space heating | Reference Natural Gas Heat Pump - Heating | 2032 | FIXED_OM | NEW | N/A | USD/space heater | us | us | 85.7508
residential space heating | Reference Natural Gas Heat Pump - Heating | 2032 | FIXED_OM | REPLACEMENT | N/A | USD/space heater | us | us | 85.7508
residential space heating | Reference Natural Gas Heat Pump - Heating | 2032 | INSTALLATION | NEW | N/A | USD/space heater | us | us | 1071.8847
residential space heating | Reference Natural Gas Heat Pump - Heating | 2032 | INSTALLATION | REPLACEMENT | N/A | USD/space heater | us | us | 1071.8847
residential space heating | Reference Natural Gas Heat Pump - Heating | 2033 | CAPITAL | NEW | N/A | USD/space heater | us | us | 5895.3658
residential space heating | Reference Natural Gas Heat Pump - Heating | 2033 | CAPITAL | REPLACEMENT | N/A | USD/space heater | us | us | 5895.3658
residential space heating | Reference Natural Gas Heat Pump - Heating | 2033 | FIXED_OM | NEW | N/A | USD/space heater | us | us | 85.7508
residential space heating | Reference Natural Gas Heat Pump - Heating | 2033 | FIXED_OM | REPLACEMENT | N/A | USD/space heater | us | us | 85.7508
residential space heating | Reference Natural Gas Heat Pump - Heating | 2033 | INSTALLATION | NEW | N/A | USD/space heater | us | us | 1071.8847
residential space heating | Reference Natural Gas Heat Pump - Heating | 2033 | INSTALLATION | REPLACEMENT | N/A | USD/space heater | us | us | 1071.8847
residential space heating | Reference Natural Gas Heat Pump - Heating | 2034 | CAPITAL | NEW | N/A | USD/space heater | us | us | 5895.3658
residential space heating | Reference Natural Gas Heat Pump - Heating | 2034 | CAPITAL | REPLACEMENT | N/A | USD/space heater | us | us | 5895.3658
residential space heating | Reference Natural Gas Heat Pump - Heating | 2034 | FIXED_OM | NEW | N/A | USD/space heater | us | us | 85.7508
residential space heating | Reference Natural Gas Heat Pump - Heating | 2034 | FIXED_OM | REPLACEMENT | N/A | USD/space heater | us | us | 85.7508
residential space heating | Reference Natural Gas Heat Pump - Heating | 2034 | INSTALLATION | NEW | N/A | USD/space heater | us | us | 1071.8847
residential space heating | Reference Natural Gas Heat Pump - Heating | 2034 | INSTALLATION | REPLACEMENT | N/A | USD/space heater | us | us | 1071.8847
residential space heating | Reference Natural Gas Heat Pump - Heating | 2035 | CAPITAL | NEW | N/A | USD/space heater | us | us | 5895.3658
residential space heating | Reference Natural Gas Heat Pump - Heating | 2035 | CAPITAL | REPLACEMENT | N/A | USD/space heater | us | us | 5895.3658
residential space heating | Reference Natural Gas Heat Pump - Heating | 2035 | FIXED_OM | NEW | N/A | USD/space heater | us | us | 85.7508
residential space heating | Reference Natural Gas Heat Pump - Heating | 2035 | FIXED_OM | REPLACEMENT | N/A | USD/space heater | us | us | 85.7508
residential space heating | Reference Natural Gas Heat Pump - Heating | 2035 | INSTALLATION | NEW | N/A | USD/space heater | us | us | 1071.8847
residential space heating | Reference Natural Gas Heat Pump - Heating | 2035 | INSTALLATION | REPLACEMENT | N/A | USD/space heater | us | us | 1071.8847
residential space heating | Reference Natural Gas Heat Pump - Heating | 2036 | CAPITAL | NEW | N/A | USD/space heater | us | us | 5895.3658
residential space heating | Reference Natural Gas Heat Pump - Heating | 2036 | CAPITAL | REPLACEMENT | N/A | USD/space heater | us | us | 5895.3658
residential space heating | Reference Natural Gas Heat Pump - Heating | 2036 | FIXED_OM | NEW | N/A | USD/space heater | us | us | 85.7508
residential space heating | Reference Natural Gas Heat Pump - Heating | 2036 | FIXED_OM | REPLACEMENT | N/A | USD/space heater | us | us | 85.7508
residential space heating | Reference Natural Gas Heat Pump - Heating | 2036 | INSTALLATION | NEW | N/A | USD/space heater | us | us | 1071.8847
residential space heating | Reference Natural Gas Heat Pump - Heating | 2036 | INSTALLATION | REPLACEMENT | N/A | USD/space heater | us | us | 1071.8847
residential space heating | Reference Natural Gas Heat Pump - Heating | 2037 | CAPITAL | NEW | N/A | USD/space heater | us | us | 5895.3658
residential space heating | Reference Natural Gas Heat Pump - Heating | 2037 | CAPITAL | REPLACEMENT | N/A | USD/space heater | us | us | 5895.3658
residential space heating | Reference Natural Gas Heat Pump - Heating | 2037 | FIXED_OM | NEW | N/A | USD/space heater | us | us | 85.7508
residential space heating | Reference Natural Gas Heat Pump - Heating | 2037 | FIXED_OM | REPLACEMENT | N/A | USD/space heater | us | us | 85.7508
residential space heating | Reference Natural Gas Heat Pump - Heating | 2037 | INSTALLATION | NEW | N/A | USD/space heater | us | us | 1071.8847
residential space heating | Reference Natural Gas Heat Pump - Heating | 2037 | INSTALLATION | REPLACEMENT | N/A | USD/space heater | us | us | 1071.8847
residential space heating | Reference Natural Gas Heat Pump - Heating | 2038 | CAPITAL | NEW | N/A | USD/space heater | us | us | 5895.3658
residential space heating | Reference Natural Gas Heat Pump - Heating | 2038 | CAPITAL | REPLACEMENT | N/A | USD/space heater | us | us | 5895.3658
residential space heating | Reference Natural Gas Heat Pump - Heating | 2038 | FIXED_OM | NEW | N/A | USD/space heater | us | us | 85.7508
residential space heating | Reference Natural Gas Heat Pump - Heating | 2038 | FIXED_OM | REPLACEMENT | N/A | USD/space heater | us | us | 85.7508
residential space heating | Reference Natural Gas Heat Pump - Heating | 2038 | INSTALLATION | NEW | N/A | USD/space heater | us | us | 1071.8847
residential space heating | Reference Natural Gas Heat Pump - Heating | 2038 | INSTALLATION | REPLACEMENT | N/A | USD/space heater | us | us | 1071.8847
residential space heating | Reference Natural Gas Heat Pump - Heating | 2039 | CAPITAL | NEW | N/A | USD/space heater | us | us | 5895.3658
residential space heating | Reference Natural Gas Heat Pump - Heating | 2039 | CAPITAL | REPLACEMENT | N/A | USD/space heater | us | us | 5895.3658
residential space heating | Reference Natural Gas Heat Pump - Heating | 2039 | FIXED_OM | NEW | N/A | USD/space heater | us | us | 85.7508
residential space heating | Reference Natural Gas Heat Pump - Heating | 2039 | FIXED_OM | REPLACEMENT | N/A | USD/space heater | us | us | 85.7508
residential space heating | Reference Natural Gas Heat Pump - Heating | 2039 | INSTALLATION | NEW | N/A | USD/space heater | us | us | 1071.8847
residential space heating | Reference Natural Gas Heat Pump - Heating | 2039 | INSTALLATION | REPLACEMENT | N/A | USD/space heater | us | us | 1071.8847
residential space heating | Reference Natural Gas Heat Pump - Heating | 2040 | CAPITAL | NEW | N/A | USD/space heater | us | us | 5895.3658
residential space heating | Reference Natural Gas Heat Pump - Heating | 2040 | CAPITAL | REPLACEMENT | N/A | USD/space heater | us | us | 5895.3658
residential space heating | Reference Natural Gas Heat Pump - Heating | 2040 | FIXED_OM | NEW | N/A | USD/space heater | us | us | 85.7508
residential space heating | Reference Natural Gas Heat Pump - Heating | 2040 | FIXED_OM | REPLACEMENT | N/A | USD/space heater | us | us | 85.7508
residential space heating | Reference Natural Gas Heat Pump - Heating | 2040 | INSTALLATION | NEW | N/A | USD/space heater | us | us | 1071.8847
residential space heating | Reference Natural Gas Heat Pump - Heating | 2040 | INSTALLATION | REPLACEMENT | N/A | USD/space heater | us | us | 1071.8847
residential space heating | Reference Natural Gas Heat Pump - Heating | 2041 | CAPITAL | NEW | N/A | USD/space heater | us | us | 5895.3658
residential space heating | Reference Natural Gas Heat Pump - Heating | 2041 | CAPITAL | REPLACEMENT | N/A | USD/space heater | us | us | 5895.3658
residential space heating | Reference Natural Gas Heat Pump - Heating | 2041 | FIXED_OM | NEW | N/A | USD/space heater | us | us | 85.7508
residential space heating | Reference Natural Gas Heat Pump - Heating | 2041 | FIXED_OM | REPLACEMENT | N/A | USD/space heater | us | us | 85.7508
residential space heating | Reference Natural Gas Heat Pump - Heating | 2041 | INSTALLATION | NEW | N/A | USD/space heater | us | us | 1071.8847
residential space heating | Reference Natural Gas Heat Pump - Heating | 2041 | INSTALLATION | REPLACEMENT | N/A | USD/space heater | us | us | 1071.8847
residential space heating | Reference Natural Gas Heat Pump - Heating | 2042 | CAPITAL | NEW | N/A | USD/space heater | us | us | 5895.3658
residential space heating | Reference Natural Gas Heat Pump - Heating | 2042 | CAPITAL | REPLACEMENT | N/A | USD/space heater | us | us | 5895.3658
residential space heating | Reference Natural Gas Heat Pump - Heating | 2042 | FIXED_OM | NEW | N/A | USD/space heater | us | us | 85.7508
residential space heating | Reference Natural Gas Heat Pump - Heating | 2042 | FIXED_OM | REPLACEMENT | N/A | USD/space heater | us | us | 85.7508
residential space heating | Reference Natural Gas Heat Pump - Heating | 2042 | INSTALLATION | NEW | N/A | USD/space heater | us | us | 1071.8847
residential space heating | Reference Natural Gas Heat Pump - Heating | 2042 | INSTALLATION | REPLACEMENT | N/A | USD/space heater | us | us | 1071.8847
residential space heating | Reference Natural Gas Heat Pump - Heating | 2043 | CAPITAL | NEW | N/A | USD/space heater | us | us | 5895.3658
residential space heating | Reference Natural Gas Heat Pump - Heating | 2043 | CAPITAL | REPLACEMENT | N/A | USD/space heater | us | us | 5895.3658
residential space heating | Reference Natural Gas Heat Pump - Heating | 2043 | FIXED_OM | NEW | N/A | USD/space heater | us | us | 85.7508
residential space heating | Reference Natural Gas Heat Pump - Heating | 2043 | FIXED_OM | REPLACEMENT | N/A | USD/space heater | us | us | 85.7508
residential space heating | Reference Natural Gas Heat Pump - Heating | 2043 | INSTALLATION | NEW | N/A | USD/space heater | us | us | 1071.8847
residential space heating | Reference Natural Gas Heat Pump - Heating | 2043 | INSTALLATION | REPLACEMENT | N/A | USD/space heater | us | us | 1071.8847
residential space heating | Reference Natural Gas Heat Pump - Heating | 2044 | CAPITAL | NEW | N/A | USD/space heater | us | us | 5895.3658
residential space heating | Reference Natural Gas Heat Pump - Heating | 2044 | CAPITAL | REPLACEMENT | N/A | USD/space heater | us | us | 5895.3658
residential space heating | Reference Natural Gas Heat Pump - Heating | 2044 | FIXED_OM | NEW | N/A | USD/space heater | us | us | 85.7508
residential space heating | Reference Natural Gas Heat Pump - Heating | 2044 | FIXED_OM | REPLACEMENT | N/A | USD/space heater | us | us | 85.7508
residential space heating | Reference Natural Gas Heat Pump - Heating | 2044 | INSTALLATION | NEW | N/A | USD/space heater | us | us | 1071.8847
residential space heating | Reference Natural Gas Heat Pump - Heating | 2044 | INSTALLATION | REPLACEMENT | N/A | USD/space heater | us | us | 1071.8847
residential space heating | Reference Natural Gas Heat Pump - Heating | 2045 | CAPITAL | NEW | N/A | USD/space heater | us | us | 5895.3658
residential space heating | Reference Natural Gas Heat Pump - Heating | 2045 | CAPITAL | REPLACEMENT | N/A | USD/space heater | us | us | 5895.3658
residential space heating | Reference Natural Gas Heat Pump - Heating | 2045 | FIXED_OM | NEW | N/A | USD/space heater | us | us | 85.7508
residential space heating | Reference Natural Gas Heat Pump - Heating | 2045 | FIXED_OM | REPLACEMENT | N/A | USD/space heater | us | us | 85.7508
residential space heating | Reference Natural Gas Heat Pump - Heating | 2045 | INSTALLATION | NEW | N/A | USD/space heater | us | us | 1071.8847
residential space heating | Reference Natural Gas Heat Pump - Heating | 2045 | INSTALLATION | REPLACEMENT | N/A | USD/space heater | us | us | 1071.8847
residential space heating | Reference Natural Gas Heat Pump - Heating | 2046 | CAPITAL | NEW | N/A | USD/space heater | us | us | 5895.3658
residential space heating | Reference Natural Gas Heat Pump - Heating | 2046 | CAPITAL | REPLACEMENT | N/A | USD/space heater | us | us | 5895.3658
residential space heating | Reference Natural Gas Heat Pump - Heating | 2046 | FIXED_OM | NEW | N/A | USD/space heater | us | us | 85.7508
residential space heating | Reference Natural Gas Heat Pump - Heating | 2046 | FIXED_OM | REPLACEMENT | N/A | USD/space heater | us | us | 85.7508
residential space heating | Reference Natural Gas Heat Pump - Heating | 2046 | INSTALLATION | NEW | N/A | USD/space heater | us | us | 1071.8847
residential space heating | Reference Natural Gas Heat Pump - Heating | 2046 | INSTALLATION | REPLACEMENT | N/A | USD/space heater | us | us | 1071.8847
residential space heating | Reference Natural Gas Heat Pump - Heating | 2047 | CAPITAL | NEW | N/A | USD/space heater | us | us | 5895.3658
residential space heating | Reference Natural Gas Heat Pump - Heating | 2047 | CAPITAL | REPLACEMENT | N/A | USD/space heater | us | us | 5895.3658
residential space heating | Reference Natural Gas Heat Pump - Heating | 2047 | FIXED_OM | NEW | N/A | USD/space heater | us | us | 85.7508
residential space heating | Reference Natural Gas Heat Pump - Heating | 2047 | FIXED_OM | REPLACEMENT | N/A | USD/space heater | us | us | 85.7508
residential space heating | Reference Natural Gas Heat Pump - Heating | 2047 | INSTALLATION | NEW | N/A | USD/space heater | us | us | 1071.8847
residential space heating | Reference Natural Gas Heat Pump - Heating | 2047 | INSTALLATION | REPLACEMENT | N/A | USD/space heater | us | us | 1071.8847
residential space heating | Reference Natural Gas Heat Pump - Heating | 2048 | CAPITAL | NEW | N/A | USD/space heater | us | us | 5895.3658
residential space heating | Reference Natural Gas Heat Pump - Heating | 2048 | CAPITAL | REPLACEMENT | N/A | USD/space heater | us | us | 5895.3658
residential space heating | Reference Natural Gas Heat Pump - Heating | 2048 | FIXED_OM | NEW | N/A | USD/space heater | us | us | 85.7508
residential space heating | Reference Natural Gas Heat Pump - Heating | 2048 | FIXED_OM | REPLACEMENT | N/A | USD/space heater | us | us | 85.7508
residential space heating | Reference Natural Gas Heat Pump - Heating | 2048 | INSTALLATION | NEW | N/A | USD/space heater | us | us | 1071.8847
residential space heating | Reference Natural Gas Heat Pump - Heating | 2048 | INSTALLATION | REPLACEMENT | N/A | USD/space heater | us | us | 1071.8847
residential space heating | Reference Natural Gas Heat Pump - Heating | 2049 | CAPITAL | NEW | N/A | USD/space heater | us | us | 5895.3658
residential space heating | Reference Natural Gas Heat Pump - Heating | 2049 | CAPITAL | REPLACEMENT | N/A | USD/space heater | us | us | 5895.3658
residential space heating | Reference Natural Gas Heat Pump - Heating | 2049 | FIXED_OM | NEW | N/A | USD/space heater | us | us | 85.7508
residential space heating | Reference Natural Gas Heat Pump - Heating | 2049 | FIXED_OM | REPLACEMENT | N/A | USD/space heater | us | us | 85.7508
residential space heating | Reference Natural Gas Heat Pump - Heating | 2049 | INSTALLATION | NEW | N/A | USD/space heater | us | us | 1071.8847
residential space heating | Reference Natural Gas Heat Pump - Heating | 2049 | INSTALLATION | REPLACEMENT | N/A | USD/space heater | us | us | 1071.8847
residential space heating | Reference Natural Gas Heat Pump - Heating | 2050 | CAPITAL | NEW | N/A | USD/space heater | us | us | 5895.3658
residential space heating | Reference Natural Gas Heat Pump - Heating | 2050 | CAPITAL | REPLACEMENT | N/A | USD/space heater | us | us | 5895.3658
residential space heating | Reference Natural Gas Heat Pump - Heating | 2050 | FIXED_OM | NEW | N/A | USD/space heater | us | us | 85.7508
residential space heating | Reference Natural Gas Heat Pump - Heating | 2050 | FIXED_OM | REPLACEMENT | N/A | USD/space heater | us | us | 85.7508
residential space heating | Reference Natural Gas Heat Pump - Heating | 2050 | INSTALLATION | NEW | N/A | USD/space heater | us | us | 1071.8847
residential space heating | Reference Natural Gas Heat Pump - Heating | 2050 | INSTALLATION | REPLACEMENT | N/A | USD/space heater | us | us | 1071.8847
residential space heating | Through-the-wall Heat Pump - Heating | 2020 | CAPITAL | NEW | N/A | USD/space heater | us | us | 316.0571
residential space heating | Through-the-wall Heat Pump - Heating | 2020 | CAPITAL | REPLACEMENT | N/A | USD/space heater | us | us | 316.0571
residential space heating | Through-the-wall Heat Pump - Heating | 2020 | INSTALLATION | NEW | N/A | USD/space heater | us | us | 105.3524
residential space heating | Through-the-wall Heat Pump - Heating | 2020 | INSTALLATION | REPLACEMENT | N/A | USD/space heater | us | us | 105.3524
residential space heating | Through-the-wall Heat Pump - Heating | 2021 | CAPITAL | NEW | N/A | USD/space heater | us | us | 316.0571
residential space heating | Through-the-wall Heat Pump - Heating | 2021 | CAPITAL | REPLACEMENT | N/A | USD/space heater | us | us | 316.0571
residential space heating | Through-the-wall Heat Pump - Heating | 2021 | INSTALLATION | NEW | N/A | USD/space heater | us | us | 105.3524
residential space heating | Through-the-wall Heat Pump - Heating | 2021 | INSTALLATION | REPLACEMENT | N/A | USD/space heater | us | us | 105.3524
residential space heating | Through-the-wall Heat Pump - Heating | 2022 | CAPITAL | NEW | N/A | USD/space heater | us | us | 316.0571
residential space heating | Through-the-wall Heat Pump - Heating | 2022 | CAPITAL | REPLACEMENT | N/A | USD/space heater | us | us | 316.0571
residential space heating | Through-the-wall Heat Pump - Heating | 2022 | INSTALLATION | NEW | N/A | USD/space heater | us | us | 105.3524
residential space heating | Through-the-wall Heat Pump - Heating | 2022 | INSTALLATION | REPLACEMENT | N/A | USD/space heater | us | us | 105.3524
residential space heating | Through-the-wall Heat Pump - Heating | 2023 | CAPITAL | NEW | N/A | USD/space heater | us | us | 316.0571
residential space heating | Through-the-wall Heat Pump - Heating | 2023 | CAPITAL | REPLACEMENT | N/A | USD/space heater | us | us | 316.0571
residential space heating | Through-the-wall Heat Pump - Heating | 2023 | INSTALLATION | NEW | N/A | USD/space heater | us | us | 105.3524
residential space heating | Through-the-wall Heat Pump - Heating | 2023 | INSTALLATION | REPLACEMENT | N/A | USD/space heater | us | us | 105.3524
residential space heating | Through-the-wall Heat Pump - Heating | 2024 | CAPITAL | NEW | N/A | USD/space heater | us | us | 316.0571
residential space heating | Through-the-wall Heat Pump - Heating | 2024 | CAPITAL | REPLACEMENT | N/A | USD/space heater | us | us | 316.0571
residential space heating | Through-the-wall Heat Pump - Heating | 2024 | INSTALLATION | NEW | N/A | USD/space heater | us | us | 105.3524
residential space heating | Through-the-wall Heat Pump - Heating | 2024 | INSTALLATION | REPLACEMENT | N/A | USD/space heater | us | us | 105.3524
residential space heating | Through-the-wall Heat Pump - Heating | 2025 | CAPITAL | NEW | N/A | USD/space heater | us | us | 316.0571
residential space heating | Through-the-wall Heat Pump - Heating | 2025 | CAPITAL | REPLACEMENT | N/A | USD/space heater | us | us | 316.0571
residential space heating | Through-the-wall Heat Pump - Heating | 2025 | INSTALLATION | NEW | N/A | USD/space heater | us | us | 105.3524
residential space heating | Through-the-wall Heat Pump - Heating | 2025 | INSTALLATION | REPLACEMENT | N/A | USD/space heater | us | us | 105.3524
residential space heating | Through-the-wall Heat Pump - Heating | 2026 | CAPITAL | NEW | N/A | USD/space heater | us | us | 316.0571
residential space heating | Through-the-wall Heat Pump - Heating | 2026 | CAPITAL | REPLACEMENT | N/A | USD/space heater | us | us | 316.0571
residential space heating | Through-the-wall Heat Pump - Heating | 2026 | INSTALLATION | NEW | N/A | USD/space heater | us | us | 105.3524
residential space heating | Through-the-wall Heat Pump - Heating | 2026 | INSTALLATION | REPLACEMENT | N/A | USD/space heater | us | us | 105.3524
residential space heating | Through-the-wall Heat Pump - Heating | 2027 | CAPITAL | NEW | N/A | USD/space heater | us | us | 316.0571
residential space heating | Through-the-wall Heat Pump - Heating | 2027 | CAPITAL | REPLACEMENT | N/A | USD/space heater | us | us | 316.0571
residential space heating | Through-the-wall Heat Pump - Heating | 2027 | INSTALLATION | NEW | N/A | USD/space heater | us | us | 105.3524
residential space heating | Through-the-wall Heat Pump - Heating | 2027 | INSTALLATION | REPLACEMENT | N/A | USD/space heater | us | us | 105.3524
residential space heating | Through-the-wall Heat Pump - Heating | 2028 | CAPITAL | NEW | N/A | USD/space heater | us | us | 316.0571
residential space heating | Through-the-wall Heat Pump - Heating | 2028 | CAPITAL | REPLACEMENT | N/A | USD/space heater | us | us | 316.0571
residential space heating | Through-the-wall Heat Pump - Heating | 2028 | INSTALLATION | NEW | N/A | USD/space heater | us | us | 105.3524
residential space heating | Through-the-wall Heat Pump - Heating | 2028 | INSTALLATION | REPLACEMENT | N/A | USD/space heater | us | us | 105.3524
residential space heating | Through-the-wall Heat Pump - Heating | 2029 | CAPITAL | NEW | N/A | USD/space heater | us | us | 316.0571
residential space heating | Through-the-wall Heat Pump - Heating | 2029 | CAPITAL | REPLACEMENT | N/A | USD/space heater | us | us | 316.0571
residential space heating | Through-the-wall Heat Pump - Heating | 2029 | INSTALLATION | NEW | N/A | USD/space heater | us | us | 105.3524
residential space heating | Through-the-wall Heat Pump - Heating | 2029 | INSTALLATION | REPLACEMENT | N/A | USD/space heater | us | us | 105.3524
residential space heating | Through-the-wall Heat Pump - Heating | 2030 | CAPITAL | NEW | N/A | USD/space heater | us | us | 316.0571
residential space heating | Through-the-wall Heat Pump - Heating | 2030 | CAPITAL | REPLACEMENT | N/A | USD/space heater | us | us | 316.0571
residential space heating | Through-the-wall Heat Pump - Heating | 2030 | INSTALLATION | NEW | N/A | USD/space heater | us | us | 105.3524
residential space heating | Through-the-wall Heat Pump - Heating | 2030 | INSTALLATION | REPLACEMENT | N/A | USD/space heater | us | us | 105.3524
residential space heating | Through-the-wall Heat Pump - Heating | 2031 | CAPITAL | NEW | N/A | USD/space heater | us | us | 316.0571
residential space heating | Through-the-wall Heat Pump - Heating | 2031 | CAPITAL | REPLACEMENT | N/A | USD/space heater | us | us | 316.0571
residential space heating | Through-the-wall Heat Pump - Heating | 2031 | INSTALLATION | NEW | N/A | USD/space heater | us | us | 105.3524
residential space heating | Through-the-wall Heat Pump - Heating | 2031 | INSTALLATION | REPLACEMENT | N/A | USD/space heater | us | us | 105.3524
residential space heating | Through-the-wall Heat Pump - Heating | 2032 | CAPITAL | NEW | N/A | USD/space heater | us | us | 316.0571
residential space heating | Through-the-wall Heat Pump - Heating | 2032 | CAPITAL | REPLACEMENT | N/A | USD/space heater | us | us | 316.0571
residential space heating | Through-the-wall Heat Pump - Heating | 2032 | INSTALLATION | NEW | N/A | USD/space heater | us | us | 105.3524
residential space heating | Through-the-wall Heat Pump - Heating | 2032 | INSTALLATION | REPLACEMENT | N/A | USD/space heater | us | us | 105.3524
residential space heating | Through-the-wall Heat Pump - Heating | 2033 | CAPITAL | NEW | N/A | USD/space heater | us | us | 316.0571
residential space heating | Through-the-wall Heat Pump - Heating | 2033 | CAPITAL | REPLACEMENT | N/A | USD/space heater | us | us | 316.0571
residential space heating | Through-the-wall Heat Pump - Heating | 2033 | INSTALLATION | NEW | N/A | USD/space heater | us | us | 105.3524
residential space heating | Through-the-wall Heat Pump - Heating | 2033 | INSTALLATION | REPLACEMENT | N/A | USD/space heater | us | us | 105.3524
residential space heating | Through-the-wall Heat Pump - Heating | 2034 | CAPITAL | NEW | N/A | USD/space heater | us | us | 316.0571
residential space heating | Through-the-wall Heat Pump - Heating | 2034 | CAPITAL | REPLACEMENT | N/A | USD/space heater | us | us | 316.0571
residential space heating | Through-the-wall Heat Pump - Heating | 2034 | INSTALLATION | NEW | N/A | USD/space heater | us | us | 105.3524
residential space heating | Through-the-wall Heat Pump - Heating | 2034 | INSTALLATION | REPLACEMENT | N/A | USD/space heater | us | us | 105.3524
residential space heating | Through-the-wall Heat Pump - Heating | 2035 | CAPITAL | NEW | N/A | USD/space heater | us | us | 316.0571
residential space heating | Through-the-wall Heat Pump - Heating | 2035 | CAPITAL | REPLACEMENT | N/A | USD/space heater | us | us | 316.0571
residential space heating | Through-the-wall Heat Pump - Heating | 2035 | INSTALLATION | NEW | N/A | USD/space heater | us | us | 105.3524
residential space heating | Through-the-wall Heat Pump - Heating | 2035 | INSTALLATION | REPLACEMENT | N/A | USD/space heater | us | us | 105.3524
residential space heating | Through-the-wall Heat Pump - Heating | 2036 | CAPITAL | NEW | N/A | USD/space heater | us | us | 316.0571
residential space heating | Through-the-wall Heat Pump - Heating | 2036 | CAPITAL | REPLACEMENT | N/A | USD/space heater | us | us | 316.0571
residential space heating | Through-the-wall Heat Pump - Heating | 2036 | INSTALLATION | NEW | N/A | USD/space heater | us | us | 105.3524
residential space heating | Through-the-wall Heat Pump - Heating | 2036 | INSTALLATION | REPLACEMENT | N/A | USD/space heater | us | us | 105.3524
residential space heating | Through-the-wall Heat Pump - Heating | 2037 | CAPITAL | NEW | N/A | USD/space heater | us | us | 316.0571
residential space heating | Through-the-wall Heat Pump - Heating | 2037 | CAPITAL | REPLACEMENT | N/A | USD/space heater | us | us | 316.0571
residential space heating | Through-the-wall Heat Pump - Heating | 2037 | INSTALLATION | NEW | N/A | USD/space heater | us | us | 105.3524
residential space heating | Through-the-wall Heat Pump - Heating | 2037 | INSTALLATION | REPLACEMENT | N/A | USD/space heater | us | us | 105.3524
residential space heating | Through-the-wall Heat Pump - Heating | 2038 | CAPITAL | NEW | N/A | USD/space heater | us | us | 316.0571
residential space heating | Through-the-wall Heat Pump - Heating | 2038 | CAPITAL | REPLACEMENT | N/A | USD/space heater | us | us | 316.0571
residential space heating | Through-the-wall Heat Pump - Heating | 2038 | INSTALLATION | NEW | N/A | USD/space heater | us | us | 105.3524
residential space heating | Through-the-wall Heat Pump - Heating | 2038 | INSTALLATION | REPLACEMENT | N/A | USD/space heater | us | us | 105.3524
residential space heating | Through-the-wall Heat Pump - Heating | 2039 | CAPITAL | NEW | N/A | USD/space heater | us | us | 316.0571
residential space heating | Through-the-wall Heat Pump - Heating | 2039 | CAPITAL | REPLACEMENT | N/A | USD/space heater | us | us | 316.0571
residential space heating | Through-the-wall Heat Pump - Heating | 2039 | INSTALLATION | NEW | N/A | USD/space heater | us | us | 105.3524
residential space heating | Through-the-wall Heat Pump - Heating | 2039 | INSTALLATION | REPLACEMENT | N/A | USD/space heater | us | us | 105.3524
residential space heating | Through-the-wall Heat Pump - Heating | 2040 | CAPITAL | NEW | N/A | USD/space heater | us | us | 316.0571
residential space heating | Through-the-wall Heat Pump - Heating | 2040 | CAPITAL | REPLACEMENT | N/A | USD/space heater | us | us | 316.0571
residential space heating | Through-the-wall Heat Pump - Heating | 2040 | INSTALLATION | NEW | N/A | USD/space heater | us | us | 105.3524
residential space heating | Through-the-wall Heat Pump - Heating | 2040 | INSTALLATION | REPLACEMENT | N/A | USD/space heater | us | us | 105.3524
residential space heating | Through-the-wall Heat Pump - Heating | 2041 | CAPITAL | NEW | N/A | USD/space heater | us | us | 316.0571
residential space heating | Through-the-wall Heat Pump - Heating | 2041 | CAPITAL | REPLACEMENT | N/A | USD/space heater | us | us | 316.0571
residential space heating | Through-the-wall Heat Pump - Heating | 2041 | INSTALLATION | NEW | N/A | USD/space heater | us | us | 105.3524
residential space heating | Through-the-wall Heat Pump - Heating | 2041 | INSTALLATION | REPLACEMENT | N/A | USD/space heater | us | us | 105.3524
residential space heating | Through-the-wall Heat Pump - Heating | 2042 | CAPITAL | NEW | N/A | USD/space heater | us | us | 316.0571
residential space heating | Through-the-wall Heat Pump - Heating | 2042 | CAPITAL | REPLACEMENT | N/A | USD/space heater | us | us | 316.0571
residential space heating | Through-the-wall Heat Pump - Heating | 2042 | INSTALLATION | NEW | N/A | USD/space heater | us | us | 105.3524
residential space heating | Through-the-wall Heat Pump - Heating | 2042 | INSTALLATION | REPLACEMENT | N/A | USD/space heater | us | us | 105.3524
residential space heating | Through-the-wall Heat Pump - Heating | 2043 | CAPITAL | NEW | N/A | USD/space heater | us | us | 316.0571
residential space heating | Through-the-wall Heat Pump - Heating | 2043 | CAPITAL | REPLACEMENT | N/A | USD/space heater | us | us | 316.0571
residential space heating | Through-the-wall Heat Pump - Heating | 2043 | INSTALLATION | NEW | N/A | USD/space heater | us | us | 105.3524
residential space heating | Through-the-wall Heat Pump - Heating | 2043 | INSTALLATION | REPLACEMENT | N/A | USD/space heater | us | us | 105.3524
residential space heating | Through-the-wall Heat Pump - Heating | 2044 | CAPITAL | NEW | N/A | USD/space heater | us | us | 316.0571
residential space heating | Through-the-wall Heat Pump - Heating | 2044 | CAPITAL | REPLACEMENT | N/A | USD/space heater | us | us | 316.0571
residential space heating | Through-the-wall Heat Pump - Heating | 2044 | INSTALLATION | NEW | N/A | USD/space heater | us | us | 105.3524
residential space heating | Through-the-wall Heat Pump - Heating | 2044 | INSTALLATION | REPLACEMENT | N/A | USD/space heater | us | us | 105.3524
residential space heating | Through-the-wall Heat Pump - Heating | 2045 | CAPITAL | NEW | N/A | USD/space heater | us | us | 316.0571
residential space heating | Through-the-wall Heat Pump - Heating | 2045 | CAPITAL | REPLACEMENT | N/A | USD/space heater | us | us | 316.0571
residential space heating | Through-the-wall Heat Pump - Heating | 2045 | INSTALLATION | NEW | N/A | USD/space heater | us | us | 105.3524
residential space heating | Through-the-wall Heat Pump - Heating | 2045 | INSTALLATION | REPLACEMENT | N/A | USD/space heater | us | us | 105.3524
residential space heating | Through-the-wall Heat Pump - Heating | 2046 | CAPITAL | NEW | N/A | USD/space heater | us | us | 316.0571
residential space heating | Through-the-wall Heat Pump - Heating | 2046 | CAPITAL | REPLACEMENT | N/A | USD/space heater | us | us | 316.0571
residential space heating | Through-the-wall Heat Pump - Heating | 2046 | INSTALLATION | NEW | N/A | USD/space heater | us | us | 105.3524
residential space heating | Through-the-wall Heat Pump - Heating | 2046 | INSTALLATION | REPLACEMENT | N/A | USD/space heater | us | us | 105.3524
residential space heating | Through-the-wall Heat Pump - Heating | 2047 | CAPITAL | NEW | N/A | USD/space heater | us | us | 316.0571
residential space heating | Through-the-wall Heat Pump - Heating | 2047 | CAPITAL | REPLACEMENT | N/A | USD/space heater | us | us | 316.0571
residential space heating | Through-the-wall Heat Pump - Heating | 2047 | INSTALLATION | NEW | N/A | USD/space heater | us | us | 105.3524
residential space heating | Through-the-wall Heat Pump - Heating | 2047 | INSTALLATION | REPLACEMENT | N/A | USD/space heater | us | us | 105.3524
residential space heating | Through-the-wall Heat Pump - Heating | 2048 | CAPITAL | NEW | N/A | USD/space heater | us | us | 316.0571
residential space heating | Through-the-wall Heat Pump - Heating | 2048 | CAPITAL | REPLACEMENT | N/A | USD/space heater | us | us | 316.0571
residential space heating | Through-the-wall Heat Pump - Heating | 2048 | INSTALLATION | NEW | N/A | USD/space heater | us | us | 105.3524
residential space heating | Through-the-wall Heat Pump - Heating | 2048 | INSTALLATION | REPLACEMENT | N/A | USD/space heater | us | us | 105.3524
residential space heating | Through-the-wall Heat Pump - Heating | 2049 | CAPITAL | NEW | N/A | USD/space heater | us | us | 316.0571
residential space heating | Through-the-wall Heat Pump - Heating | 2049 | CAPITAL | REPLACEMENT | N/A | USD/space heater | us | us | 316.0571
residential space heating | Through-the-wall Heat Pump - Heating | 2049 | INSTALLATION | NEW | N/A | USD/space heater | us | us | 105.3524
residential space heating | Through-the-wall Heat Pump - Heating | 2049 | INSTALLATION | REPLACEMENT | N/A | USD/space heater | us | us | 105.3524
residential space heating | Through-the-wall Heat Pump - Heating | 2050 | CAPITAL | NEW | N/A | USD/space heater | us | us | 316.0571
residential space heating | Through-the-wall Heat Pump - Heating | 2050 | CAPITAL | REPLACEMENT | N/A | USD/space heater | us | us | 316.0571
residential space heating | Through-the-wall Heat Pump - Heating | 2050 | INSTALLATION | NEW | N/A | USD/space heater | us | us | 105.3524
residential space heating | Through-the-wall Heat Pump - Heating | 2050 | INSTALLATION | REPLACEMENT | N/A | USD/space heater | us | us | 105.3524
residential water heating | High Efficiency Electric Heat Pump Water Heater | 2020 | CAPITAL | NEW | N/A | USD/water heater | us | us | 1982.9867
residential water heating | High Efficiency Electric Heat Pump Water Heater | 2020 | CAPITAL | REPLACEMENT | N/A | USD/water heater | us | us | 1982.9867
residential water heating | High Efficiency Electric Heat Pump Water Heater | 2020 | FIXED_OM | NEW | N/A | USD/water heater | us | us | 17.1502
residential water heating | High Efficiency Electric Heat Pump Water Heater | 2020 | FIXED_OM | REPLACEMENT | N/A | USD/water heater | us | us | 17.1502
residential water heating | High Efficiency Electric Heat Pump Water Heater | 2020 | FUEL_SWITCHING | NEW | N/A | USD/water heater | us | us | 0
residential water heating | High Efficiency Electric Heat Pump Water Heater | 2020 | FUEL_SWITCHING | REPLACEMENT | N/A | USD/water heater | us | us | 0
residential water heating | High Efficiency Electric Heat Pump Water Heater | 2020 | INSTALLATION | NEW | N/A | USD/water heater | us | us | 343.0031
residential water heating | High Efficiency Electric Heat Pump Water Heater | 2020 | INSTALLATION | REPLACEMENT | N/A | USD/water heater | us | us | 343.0031
residential water heating | High Efficiency Electric Heat Pump Water Heater | 2021 | CAPITAL | NEW | N/A | USD/water heater | us | us | 1982.9867
residential water heating | High Efficiency Electric Heat Pump Water Heater | 2021 | CAPITAL | REPLACEMENT | N/A | USD/water heater | us | us | 1982.9867
residential water heating | High Efficiency Electric Heat Pump Water Heater | 2021 | FIXED_OM | NEW | N/A | USD/water heater | us | us | 17.1502
residential water heating | High Efficiency Electric Heat Pump Water Heater | 2021 | FIXED_OM | REPLACEMENT | N/A | USD/water heater | us | us | 17.1502
residential water heating | High Efficiency Electric Heat Pump Water Heater | 2021 | FUEL_SWITCHING | NEW | N/A | USD/water heater | us | us | 0
residential water heating | High Efficiency Electric Heat Pump Water Heater | 2021 | FUEL_SWITCHING | REPLACEMENT | N/A | USD/water heater | us | us | 0
residential water heating | High Efficiency Electric Heat Pump Water Heater | 2021 | INSTALLATION | NEW | N/A | USD/water heater | us | us | 343.0031
residential water heating | High Efficiency Electric Heat Pump Water Heater | 2021 | INSTALLATION | REPLACEMENT | N/A | USD/water heater | us | us | 343.0031
residential water heating | High Efficiency Electric Heat Pump Water Heater | 2022 | CAPITAL | NEW | N/A | USD/water heater | us | us | 1982.9867
residential water heating | High Efficiency Electric Heat Pump Water Heater | 2022 | CAPITAL | REPLACEMENT | N/A | USD/water heater | us | us | 1982.9867
residential water heating | High Efficiency Electric Heat Pump Water Heater | 2022 | FIXED_OM | NEW | N/A | USD/water heater | us | us | 17.1502
residential water heating | High Efficiency Electric Heat Pump Water Heater | 2022 | FIXED_OM | REPLACEMENT | N/A | USD/water heater | us | us | 17.1502
residential water heating | High Efficiency Electric Heat Pump Water Heater | 2022 | FUEL_SWITCHING | NEW | N/A | USD/water heater | us | us | 0
residential water heating | High Efficiency Electric Heat Pump Water Heater | 2022 | FUEL_SWITCHING | REPLACEMENT | N/A | USD/water heater | us | us | 0
residential water heating | High Efficiency Electric Heat Pump Water Heater | 2022 | INSTALLATION | NEW | N/A | USD/water heater | us | us | 343.0031
residential water heating | High Efficiency Electric Heat Pump Water Heater | 2022 | INSTALLATION | REPLACEMENT | N/A | USD/water heater | us | us | 343.0031
residential water heating | High Efficiency Electric Heat Pump Water Heater | 2023 | CAPITAL | NEW | N/A | USD/water heater | us | us | 1982.9867
residential water heating | High Efficiency Electric Heat Pump Water Heater | 2023 | CAPITAL | REPLACEMENT | N/A | USD/water heater | us | us | 1982.9867
residential water heating | High Efficiency Electric Heat Pump Water Heater | 2023 | FIXED_OM | NEW | N/A | USD/water heater | us | us | 17.1502
residential water heating | High Efficiency Electric Heat Pump Water Heater | 2023 | FIXED_OM | REPLACEMENT | N/A | USD/water heater | us | us | 17.1502
residential water heating | High Efficiency Electric Heat Pump Water Heater | 2023 | FUEL_SWITCHING | NEW | N/A | USD/water heater | us | us | 0
residential water heating | High Efficiency Electric Heat Pump Water Heater | 2023 | FUEL_SWITCHING | REPLACEMENT | N/A | USD/water heater | us | us | 0
residential water heating | High Efficiency Electric Heat Pump Water Heater | 2023 | INSTALLATION | NEW | N/A | USD/water heater | us | us | 343.0031
residential water heating | High Efficiency Electric Heat Pump Water Heater | 2023 | INSTALLATION | REPLACEMENT | N/A | USD/water heater | us | us | 343.0031
residential water heating | High Efficiency Electric Heat Pump Water Heater | 2024 | CAPITAL | NEW | N/A | USD/water heater | us | us | 1982.9867
residential water heating | High Efficiency Electric Heat Pump Water Heater | 2024 | CAPITAL | REPLACEMENT | N/A | USD/water heater | us | us | 1982.9867
residential water heating | High Efficiency Electric Heat Pump Water Heater | 2024 | FIXED_OM | NEW | N/A | USD/water heater | us | us | 17.1502
residential water heating | High Efficiency Electric Heat Pump Water Heater | 2024 | FIXED_OM | REPLACEMENT | N/A | USD/water heater | us | us | 17.1502
residential water heating | High Efficiency Electric Heat Pump Water Heater | 2024 | FUEL_SWITCHING | NEW | N/A | USD/water heater | us | us | 0
residential water heating | High Efficiency Electric Heat Pump Water Heater | 2024 | FUEL_SWITCHING | REPLACEMENT | N/A | USD/water heater | us | us | 0
residential water heating | High Efficiency Electric Heat Pump Water Heater | 2024 | INSTALLATION | NEW | N/A | USD/water heater | us | us | 343.0031
residential water heating | High Efficiency Electric Heat Pump Water Heater | 2024 | INSTALLATION | REPLACEMENT | N/A | USD/water heater | us | us | 343.0031
residential water heating | High Efficiency Electric Heat Pump Water Heater | 2025 | CAPITAL | NEW | N/A | USD/water heater | us | us | 1982.9867
residential water heating | High Efficiency Electric Heat Pump Water Heater | 2025 | CAPITAL | REPLACEMENT | N/A | USD/water heater | us | us | 1982.9867
residential water heating | High Efficiency Electric Heat Pump Water Heater | 2025 | FIXED_OM | NEW | N/A | USD/water heater | us | us | 17.1502
residential water heating | High Efficiency Electric Heat Pump Water Heater | 2025 | FIXED_OM | REPLACEMENT | N/A | USD/water heater | us | us | 17.1502
residential water heating | High Efficiency Electric Heat Pump Water Heater | 2025 | FUEL_SWITCHING | NEW | N/A | USD/water heater | us | us | 0
residential water heating | High Efficiency Electric Heat Pump Water Heater | 2025 | FUEL_SWITCHING | REPLACEMENT | N/A | USD/water heater | us | us | 0
residential water heating | High Efficiency Electric Heat Pump Water Heater | 2025 | INSTALLATION | NEW | N/A | USD/water heater | us | us | 343.0031
residential water heating | High Efficiency Electric Heat Pump Water Heater | 2025 | INSTALLATION | REPLACEMENT | N/A | USD/water heater | us | us | 343.0031
residential water heating | High Efficiency Electric Heat Pump Water Heater | 2026 | CAPITAL | NEW | N/A | USD/water heater | us | us | 1982.9867
residential water heating | High Efficiency Electric Heat Pump Water Heater | 2026 | CAPITAL | REPLACEMENT | N/A | USD/water heater | us | us | 1982.9867
residential water heating | High Efficiency Electric Heat Pump Water Heater | 2026 | FIXED_OM | NEW | N/A | USD/water heater | us | us | 17.1502
residential water heating | High Efficiency Electric Heat Pump Water Heater | 2026 | FIXED_OM | REPLACEMENT | N/A | USD/water heater | us | us | 17.1502
residential water heating | High Efficiency Electric Heat Pump Water Heater | 2026 | FUEL_SWITCHING | NEW | N/A | USD/water heater | us | us | 0
residential water heating | High Efficiency Electric Heat Pump Water Heater | 2026 | FUEL_SWITCHING | REPLACEMENT | N/A | USD/water heater | us | us | 0
residential water heating | High Efficiency Electric Heat Pump Water Heater | 2026 | INSTALLATION | NEW | N/A | USD/water heater | us | us | 343.0031
residential water heating | High Efficiency Electric Heat Pump Water Heater | 2026 | INSTALLATION | REPLACEMENT | N/A | USD/water heater | us | us | 343.0031
residential water heating | High Efficiency Electric Heat Pump Water Heater | 2027 | CAPITAL | NEW | N/A | USD/water heater | us | us | 1982.9867
residential water heating | High Efficiency Electric Heat Pump Water Heater | 2027 | CAPITAL | REPLACEMENT | N/A | USD/water heater | us | us | 1982.9867
residential water heating | High Efficiency Electric Heat Pump Water Heater | 2027 | FIXED_OM | NEW | N/A | USD/water heater | us | us | 17.1502
residential water heating | High Efficiency Electric Heat Pump Water Heater | 2027 | FIXED_OM | REPLACEMENT | N/A | USD/water heater | us | us | 17.1502
residential water heating | High Efficiency Electric Heat Pump Water Heater | 2027 | FUEL_SWITCHING | NEW | N/A | USD/water heater | us | us | 0
residential water heating | High Efficiency Electric Heat Pump Water Heater | 2027 | FUEL_SWITCHING | REPLACEMENT | N/A | USD/water heater | us | us | 0
residential water heating | High Efficiency Electric Heat Pump Water Heater | 2027 | INSTALLATION | NEW | N/A | USD/water heater | us | us | 343.0031
residential water heating | High Efficiency Electric Heat Pump Water Heater | 2027 | INSTALLATION | REPLACEMENT | N/A | USD/water heater | us | us | 343.0031
residential water heating | High Efficiency Electric Heat Pump Water Heater | 2028 | CAPITAL | NEW | N/A | USD/water heater | us | us | 1982.9867
residential water heating | High Efficiency Electric Heat Pump Water Heater | 2028 | CAPITAL | REPLACEMENT | N/A | USD/water heater | us | us | 1982.9867
residential water heating | High Efficiency Electric Heat Pump Water Heater | 2028 | FIXED_OM | NEW | N/A | USD/water heater | us | us | 17.1502
residential water heating | High Efficiency Electric Heat Pump Water Heater | 2028 | FIXED_OM | REPLACEMENT | N/A | USD/water heater | us | us | 17.1502
residential water heating | High Efficiency Electric Heat Pump Water Heater | 2028 | FUEL_SWITCHING | NEW | N/A | USD/water heater | us | us | 0
residential water heating | High Efficiency Electric Heat Pump Water Heater | 2028 | FUEL_SWITCHING | REPLACEMENT | N/A | USD/water heater | us | us | 0
residential water heating | High Efficiency Electric Heat Pump Water Heater | 2028 | INSTALLATION | NEW | N/A | USD/water heater | us | us | 343.0031
residential water heating | High Efficiency Electric Heat Pump Water Heater | 2028 | INSTALLATION | REPLACEMENT | N/A | USD/water heater | us | us | 343.0031
residential water heating | High Efficiency Electric Heat Pump Water Heater | 2029 | CAPITAL | NEW | N/A | USD/water heater | us | us | 1982.9867
residential water heating | High Efficiency Electric Heat Pump Water Heater | 2029 | CAPITAL | REPLACEMENT | N/A | USD/water heater | us | us | 1982.9867
residential water heating | High Efficiency Electric Heat Pump Water Heater | 2029 | FIXED_OM | NEW | N/A | USD/water heater | us | us | 17.1502
residential water heating | High Efficiency Electric Heat Pump Water Heater | 2029 | FIXED_OM | REPLACEMENT | N/A | USD/water heater | us | us | 17.1502
residential water heating | High Efficiency Electric Heat Pump Water Heater | 2029 | FUEL_SWITCHING | NEW | N/A | USD/water heater | us | us | 0
residential water heating | High Efficiency Electric Heat Pump Water Heater | 2029 | FUEL_SWITCHING | REPLACEMENT | N/A | USD/water heater | us | us | 0
residential water heating | High Efficiency Electric Heat Pump Water Heater | 2029 | INSTALLATION | NEW | N/A | USD/water heater | us | us | 343.0031
residential water heating | High Efficiency Electric Heat Pump Water Heater | 2029 | INSTALLATION | REPLACEMENT | N/A | USD/water heater | us | us | 343.0031
residential water heating | High Efficiency Electric Heat Pump Water Heater | 2030 | CAPITAL | NEW | N/A | USD/water heater | us | us | 1982.9867
residential water heating | High Efficiency Electric Heat Pump Water Heater | 2030 | CAPITAL | REPLACEMENT | N/A | USD/water heater | us | us | 1982.9867
residential water heating | High Efficiency Electric Heat Pump Water Heater | 2030 | FIXED_OM | NEW | N/A | USD/water heater | us | us | 17.1502
residential water heating | High Efficiency Electric Heat Pump Water Heater | 2030 | FIXED_OM | REPLACEMENT | N/A | USD/water heater | us | us | 17.1502
residential water heating | High Efficiency Electric Heat Pump Water Heater | 2030 | FUEL_SWITCHING | NEW | N/A | USD/water heater | us | us | 0
residential water heating | High Efficiency Electric Heat Pump Water Heater | 2030 | FUEL_SWITCHING | REPLACEMENT | N/A | USD/water heater | us | us | 0
residential water heating | High Efficiency Electric Heat Pump Water Heater | 2030 | INSTALLATION | NEW | N/A | USD/water heater | us | us | 343.0031
residential water heating | High Efficiency Electric Heat Pump Water Heater | 2030 | INSTALLATION | REPLACEMENT | N/A | USD/water heater | us | us | 343.0031
residential water heating | High Efficiency Electric Heat Pump Water Heater | 2031 | CAPITAL | NEW | N/A | USD/water heater | us | us | 1982.9867
residential water heating | High Efficiency Electric Heat Pump Water Heater | 2031 | CAPITAL | REPLACEMENT | N/A | USD/water heater | us | us | 1982.9867
residential water heating | High Efficiency Electric Heat Pump Water Heater | 2031 | FIXED_OM | NEW | N/A | USD/water heater | us | us | 17.1502
residential water heating | High Efficiency Electric Heat Pump Water Heater | 2031 | FIXED_OM | REPLACEMENT | N/A | USD/water heater | us | us | 17.1502
residential water heating | High Efficiency Electric Heat Pump Water Heater | 2031 | FUEL_SWITCHING | NEW | N/A | USD/water heater | us | us | 0
residential water heating | High Efficiency Electric Heat Pump Water Heater | 2031 | FUEL_SWITCHING | REPLACEMENT | N/A | USD/water heater | us | us | 0
residential water heating | High Efficiency Electric Heat Pump Water Heater | 2031 | INSTALLATION | NEW | N/A | USD/water heater | us | us | 343.0031
residential water heating | High Efficiency Electric Heat Pump Water Heater | 2031 | INSTALLATION | REPLACEMENT | N/A | USD/water heater | us | us | 343.0031
residential water heating | High Efficiency Electric Heat Pump Water Heater | 2032 | CAPITAL | NEW | N/A | USD/water heater | us | us | 1982.9867
residential water heating | High Efficiency Electric Heat Pump Water Heater | 2032 | CAPITAL | REPLACEMENT | N/A | USD/water heater | us | us | 1982.9867
residential water heating | High Efficiency Electric Heat Pump Water Heater | 2032 | FIXED_OM | NEW | N/A | USD/water heater | us | us | 17.1502
residential water heating | High Efficiency Electric Heat Pump Water Heater | 2032 | FIXED_OM | REPLACEMENT | N/A | USD/water heater | us | us | 17.1502
residential water heating | High Efficiency Electric Heat Pump Water Heater | 2032 | FUEL_SWITCHING | NEW | N/A | USD/water heater | us | us | 0
residential water heating | High Efficiency Electric Heat Pump Water Heater | 2032 | FUEL_SWITCHING | REPLACEMENT | N/A | USD/water heater | us | us | 0
residential water heating | High Efficiency Electric Heat Pump Water Heater | 2032 | INSTALLATION | NEW | N/A | USD/water heater | us | us | 343.0031
residential water heating | High Efficiency Electric Heat Pump Water Heater | 2032 | INSTALLATION | REPLACEMENT | N/A | USD/water heater | us | us | 343.0031
residential water heating | High Efficiency Electric Heat Pump Water Heater | 2033 | CAPITAL | NEW | N/A | USD/water heater | us | us | 1982.9867
residential water heating | High Efficiency Electric Heat Pump Water Heater | 2033 | CAPITAL | REPLACEMENT | N/A | USD/water heater | us | us | 1982.9867
residential water heating | High Efficiency Electric Heat Pump Water Heater | 2033 | FIXED_OM | NEW | N/A | USD/water heater | us | us | 17.1502
residential water heating | High Efficiency Electric Heat Pump Water Heater | 2033 | FIXED_OM | REPLACEMENT | N/A | USD/water heater | us | us | 17.1502
residential water heating | High Efficiency Electric Heat Pump Water Heater | 2033 | FUEL_SWITCHING | NEW | N/A | USD/water heater | us | us | 0
residential water heating | High Efficiency Electric Heat Pump Water Heater | 2033 | FUEL_SWITCHING | REPLACEMENT | N/A | USD/water heater | us | us | 0
residential water heating | High Efficiency Electric Heat Pump Water Heater | 2033 | INSTALLATION | NEW | N/A | USD/water heater | us | us | 343.0031
residential water heating | High Efficiency Electric Heat Pump Water Heater | 2033 | INSTALLATION | REPLACEMENT | N/A | USD/water heater | us | us | 343.0031
residential water heating | High Efficiency Electric Heat Pump Water Heater | 2034 | CAPITAL | NEW | N/A | USD/water heater | us | us | 1982.9867
residential water heating | High Efficiency Electric Heat Pump Water Heater | 2034 | CAPITAL | REPLACEMENT | N/A | USD/water heater | us | us | 1982.9867
residential water heating | High Efficiency Electric Heat Pump Water Heater | 2034 | FIXED_OM | NEW | N/A | USD/water heater | us | us | 17.1502
residential water heating | High Efficiency Electric Heat Pump Water Heater | 2034 | FIXED_OM | REPLACEMENT | N/A | USD/water heater | us | us | 17.1502
residential water heating | High Efficiency Electric Heat Pump Water Heater | 2034 | FUEL_SWITCHING | NEW | N/A | USD/water heater | us | us | 0
residential water heating | High Efficiency Electric Heat Pump Water Heater | 2034 | FUEL_SWITCHING | REPLACEMENT | N/A | USD/water heater | us | us | 0
residential water heating | High Efficiency Electric Heat Pump Water Heater | 2034 | INSTALLATION | NEW | N/A | USD/water heater | us | us | 343.0031
residential water heating | High Efficiency Electric Heat Pump Water Heater | 2034 | INSTALLATION | REPLACEMENT | N/A | USD/water heater | us | us | 343.0031
residential water heating | High Efficiency Electric Heat Pump Water Heater | 2035 | CAPITAL | NEW | N/A | USD/water heater | us | us | 1982.9867
residential water heating | High Efficiency Electric Heat Pump Water Heater | 2035 | CAPITAL | REPLACEMENT | N/A | USD/water heater | us | us | 1982.9867
residential water heating | High Efficiency Electric Heat Pump Water Heater | 2035 | FIXED_OM | NEW | N/A | USD/water heater | us | us | 17.1502
residential water heating | High Efficiency Electric Heat Pump Water Heater | 2035 | FIXED_OM | REPLACEMENT | N/A | USD/water heater | us | us | 17.1502
residential water heating | High Efficiency Electric Heat Pump Water Heater | 2035 | FUEL_SWITCHING | NEW | N/A | USD/water heater | us | us | 0
residential water heating | High Efficiency Electric Heat Pump Water Heater | 2035 | FUEL_SWITCHING | REPLACEMENT | N/A | USD/water heater | us | us | 0
residential water heating | High Efficiency Electric Heat Pump Water Heater | 2035 | INSTALLATION | NEW | N/A | USD/water heater | us | us | 343.0031
residential water heating | High Efficiency Electric Heat Pump Water Heater | 2035 | INSTALLATION | REPLACEMENT | N/A | USD/water heater | us | us | 343.0031
residential water heating | High Efficiency Electric Heat Pump Water Heater | 2036 | CAPITAL | NEW | N/A | USD/water heater | us | us | 1982.9867
residential water heating | High Efficiency Electric Heat Pump Water Heater | 2036 | CAPITAL | REPLACEMENT | N/A | USD/water heater | us | us | 1982.9867
residential water heating | High Efficiency Electric Heat Pump Water Heater | 2036 | FIXED_OM | NEW | N/A | USD/water heater | us | us | 17.1502
residential water heating | High Efficiency Electric Heat Pump Water Heater | 2036 | FIXED_OM | REPLACEMENT | N/A | USD/water heater | us | us | 17.1502
residential water heating | High Efficiency Electric Heat Pump Water Heater | 2036 | FUEL_SWITCHING | NEW | N/A | USD/water heater | us | us | 0
residential water heating | High Efficiency Electric Heat Pump Water Heater | 2036 | FUEL_SWITCHING | REPLACEMENT | N/A | USD/water heater | us | us | 0
residential water heating | High Efficiency Electric Heat Pump Water Heater | 2036 | INSTALLATION | NEW | N/A | USD/water heater | us | us | 343.0031
residential water heating | High Efficiency Electric Heat Pump Water Heater | 2036 | INSTALLATION | REPLACEMENT | N/A | USD/water heater | us | us | 343.0031
residential water heating | High Efficiency Electric Heat Pump Water Heater | 2037 | CAPITAL | NEW | N/A | USD/water heater | us | us | 1982.9867
residential water heating | High Efficiency Electric Heat Pump Water Heater | 2037 | CAPITAL | REPLACEMENT | N/A | USD/water heater | us | us | 1982.9867
residential water heating | High Efficiency Electric Heat Pump Water Heater | 2037 | FIXED_OM | NEW | N/A | USD/water heater | us | us | 17.1502
residential water heating | High Efficiency Electric Heat Pump Water Heater | 2037 | FIXED_OM | REPLACEMENT | N/A | USD/water heater | us | us | 17.1502
residential water heating | High Efficiency Electric Heat Pump Water Heater | 2037 | FUEL_SWITCHING | NEW | N/A | USD/water heater | us | us | 0
residential water heating | High Efficiency Electric Heat Pump Water Heater | 2037 | FUEL_SWITCHING | REPLACEMENT | N/A | USD/water heater | us | us | 0
residential water heating | High Efficiency Electric Heat Pump Water Heater | 2037 | INSTALLATION | NEW | N/A | USD/water heater | us | us | 343.0031
residential water heating | High Efficiency Electric Heat Pump Water Heater | 2037 | INSTALLATION | REPLACEMENT | N/A | USD/water heater | us | us | 343.0031
residential water heating | High Efficiency Electric Heat Pump Water Heater | 2038 | CAPITAL | NEW | N/A | USD/water heater | us | us | 1982.9867
residential water heating | High Efficiency Electric Heat Pump Water Heater | 2038 | CAPITAL | REPLACEMENT | N/A | USD/water heater | us | us | 1982.9867
residential water heating | High Efficiency Electric Heat Pump Water Heater | 2038 | FIXED_OM | NEW | N/A | USD/water heater | us | us | 17.1502
residential water heating | High Efficiency Electric Heat Pump Water Heater | 2038 | FIXED_OM | REPLACEMENT | N/A | USD/water heater | us | us | 17.1502
residential water heating | High Efficiency Electric Heat Pump Water Heater | 2038 | FUEL_SWITCHING | NEW | N/A | USD/water heater | us | us | 0
residential water heating | High Efficiency Electric Heat Pump Water Heater | 2038 | FUEL_SWITCHING | REPLACEMENT | N/A | USD/water heater | us | us | 0
residential water heating | High Efficiency Electric Heat Pump Water Heater | 2038 | INSTALLATION | NEW | N/A | USD/water heater | us | us | 343.0031
residential water heating | High Efficiency Electric Heat Pump Water Heater | 2038 | INSTALLATION | REPLACEMENT | N/A | USD/water heater | us | us | 343.0031
residential water heating | High Efficiency Electric Heat Pump Water Heater | 2039 | CAPITAL | NEW | N/A | USD/water heater | us | us | 1982.9867
residential water heating | High Efficiency Electric Heat Pump Water Heater | 2039 | CAPITAL | REPLACEMENT | N/A | USD/water heater | us | us | 1982.9867
residential water heating | High Efficiency Electric Heat Pump Water Heater | 2039 | FIXED_OM | NEW | N/A | USD/water heater | us | us | 17.1502
residential water heating | High Efficiency Electric Heat Pump Water Heater | 2039 | FIXED_OM | REPLACEMENT | N/A | USD/water heater | us | us | 17.1502
residential water heating | High Efficiency Electric Heat Pump Water Heater | 2039 | FUEL_SWITCHING | NEW | N/A | USD/water heater | us | us | 0
residential water heating | High Efficiency Electric Heat Pump Water Heater | 2039 | FUEL_SWITCHING | REPLACEMENT | N/A | USD/water heater | us | us | 0
residential water heating | High Efficiency Electric Heat Pump Water Heater | 2039 | INSTALLATION | NEW | N/A | USD/water heater | us | us | 343.0031
residential water heating | High Efficiency Electric Heat Pump Water Heater | 2039 | INSTALLATION | REPLACEMENT | N/A | USD/water heater | us | us | 343.0031
residential water heating | High Efficiency Electric Heat Pump Water Heater | 2040 | CAPITAL | NEW | N/A | USD/water heater | us | us | 1982.9867
residential water heating | High Efficiency Electric Heat Pump Water Heater | 2040 | CAPITAL | REPLACEMENT | N/A | USD/water heater | us | us | 1982.9867
residential water heating | High Efficiency Electric Heat Pump Water Heater | 2040 | FIXED_OM | NEW | N/A | USD/water heater | us | us | 17.1502
residential water heating | High Efficiency Electric Heat Pump Water Heater | 2040 | FIXED_OM | REPLACEMENT | N/A | USD/water heater | us | us | 17.1502
residential water heating | High Efficiency Electric Heat Pump Water Heater | 2040 | FUEL_SWITCHING | NEW | N/A | USD/water heater | us | us | 0
residential water heating | High Efficiency Electric Heat Pump Water Heater | 2040 | FUEL_SWITCHING | REPLACEMENT | N/A | USD/water heater | us | us | 0
residential water heating | High Efficiency Electric Heat Pump Water Heater | 2040 | INSTALLATION | NEW | N/A | USD/water heater | us | us | 343.0031
residential water heating | High Efficiency Electric Heat Pump Water Heater | 2040 | INSTALLATION | REPLACEMENT | N/A | USD/water heater | us | us | 343.0031
residential water heating | High Efficiency Electric Heat Pump Water Heater | 2041 | CAPITAL | NEW | N/A | USD/water heater | us | us | 1982.9867
residential water heating | High Efficiency Electric Heat Pump Water Heater | 2041 | CAPITAL | REPLACEMENT | N/A | USD/water heater | us | us | 1982.9867
residential water heating | High Efficiency Electric Heat Pump Water Heater | 2041 | FIXED_OM | NEW | N/A | USD/water heater | us | us | 17.1502
residential water heating | High Efficiency Electric Heat Pump Water Heater | 2041 | FIXED_OM | REPLACEMENT | N/A | USD/water heater | us | us | 17.1502
residential water heating | High Efficiency Electric Heat Pump Water Heater | 2041 | FUEL_SWITCHING | NEW | N/A | USD/water heater | us | us | 0
residential water heating | High Efficiency Electric Heat Pump Water Heater | 2041 | FUEL_SWITCHING | REPLACEMENT | N/A | USD/water heater | us | us | 0
residential water heating | High Efficiency Electric Heat Pump Water Heater | 2041 | INSTALLATION | NEW | N/A | USD/water heater | us | us | 343.0031
residential water heating | High Efficiency Electric Heat Pump Water Heater | 2041 | INSTALLATION | REPLACEMENT | N/A | USD/water heater | us | us | 343.0031
residential water heating | High Efficiency Electric Heat Pump Water Heater | 2042 | CAPITAL | NEW | N/A | USD/water heater | us | us | 1982.9867
residential water heating | High Efficiency Electric Heat Pump Water Heater | 2042 | CAPITAL | REPLACEMENT | N/A | USD/water heater | us | us | 1982.9867
residential water heating | High Efficiency Electric Heat Pump Water Heater | 2042 | FIXED_OM | NEW | N/A | USD/water heater | us | us | 17.1502
residential water heating | High Efficiency Electric Heat Pump Water Heater | 2042 | FIXED_OM | REPLACEMENT | N/A | USD/water heater | us | us | 17.1502
residential water heating | High Efficiency Electric Heat Pump Water Heater | 2042 | FUEL_SWITCHING | NEW | N/A | USD/water heater | us | us | 0
residential water heating | High Efficiency Electric Heat Pump Water Heater | 2042 | FUEL_SWITCHING | REPLACEMENT | N/A | USD/water heater | us | us | 0
residential water heating | High Efficiency Electric Heat Pump Water Heater | 2042 | INSTALLATION | NEW | N/A | USD/water heater | us | us | 343.0031
residential water heating | High Efficiency Electric Heat Pump Water Heater | 2042 | INSTALLATION | REPLACEMENT | N/A | USD/water heater | us | us | 343.0031
residential water heating | High Efficiency Electric Heat Pump Water Heater | 2043 | CAPITAL | NEW | N/A | USD/water heater | us | us | 1982.9867
residential water heating | High Efficiency Electric Heat Pump Water Heater | 2043 | CAPITAL | REPLACEMENT | N/A | USD/water heater | us | us | 1982.9867
residential water heating | High Efficiency Electric Heat Pump Water Heater | 2043 | FIXED_OM | NEW | N/A | USD/water heater | us | us | 17.1502
residential water heating | High Efficiency Electric Heat Pump Water Heater | 2043 | FIXED_OM | REPLACEMENT | N/A | USD/water heater | us | us | 17.1502
residential water heating | High Efficiency Electric Heat Pump Water Heater | 2043 | FUEL_SWITCHING | NEW | N/A | USD/water heater | us | us | 0
residential water heating | High Efficiency Electric Heat Pump Water Heater | 2043 | FUEL_SWITCHING | REPLACEMENT | N/A | USD/water heater | us | us | 0
residential water heating | High Efficiency Electric Heat Pump Water Heater | 2043 | INSTALLATION | NEW | N/A | USD/water heater | us | us | 343.0031
residential water heating | High Efficiency Electric Heat Pump Water Heater | 2043 | INSTALLATION | REPLACEMENT | N/A | USD/water heater | us | us | 343.0031
residential water heating | High Efficiency Electric Heat Pump Water Heater | 2044 | CAPITAL | NEW | N/A | USD/water heater | us | us | 1982.9867
residential water heating | High Efficiency Electric Heat Pump Water Heater | 2044 | CAPITAL | REPLACEMENT | N/A | USD/water heater | us | us | 1982.9867
residential water heating | High Efficiency Electric Heat Pump Water Heater | 2044 | FIXED_OM | NEW | N/A | USD/water heater | us | us | 17.1502
residential water heating | High Efficiency Electric Heat Pump Water Heater | 2044 | FIXED_OM | REPLACEMENT | N/A | USD/water heater | us | us | 17.1502
residential water heating | High Efficiency Electric Heat Pump Water Heater | 2044 | FUEL_SWITCHING | NEW | N/A | USD/water heater | us | us | 0
residential water heating | High Efficiency Electric Heat Pump Water Heater | 2044 | FUEL_SWITCHING | REPLACEMENT | N/A | USD/water heater | us | us | 0
residential water heating | High Efficiency Electric Heat Pump Water Heater | 2044 | INSTALLATION | NEW | N/A | USD/water heater | us | us | 343.0031
residential water heating | High Efficiency Electric Heat Pump Water Heater | 2044 | INSTALLATION | REPLACEMENT | N/A | USD/water heater | us | us | 343.0031
residential water heating | High Efficiency Electric Heat Pump Water Heater | 2045 | CAPITAL | NEW | N/A | USD/water heater | us | us | 1982.9867
residential water heating | High Efficiency Electric Heat Pump Water Heater | 2045 | CAPITAL | REPLACEMENT | N/A | USD/water heater | us | us | 1982.9867
residential water heating | High Efficiency Electric Heat Pump Water Heater | 2045 | FIXED_OM | NEW | N/A | USD/water heater | us | us | 17.1502
residential water heating | High Efficiency Electric Heat Pump Water Heater | 2045 | FIXED_OM | REPLACEMENT | N/A | USD/water heater | us | us | 17.1502
residential water heating | High Efficiency Electric Heat Pump Water Heater | 2045 | FUEL_SWITCHING | NEW | N/A | USD/water heater | us | us | 0
residential water heating | High Efficiency Electric Heat Pump Water Heater | 2045 | FUEL_SWITCHING | REPLACEMENT | N/A | USD/water heater | us | us | 0
residential water heating | High Efficiency Electric Heat Pump Water Heater | 2045 | INSTALLATION | NEW | N/A | USD/water heater | us | us | 343.0031
residential water heating | High Efficiency Electric Heat Pump Water Heater | 2045 | INSTALLATION | REPLACEMENT | N/A | USD/water heater | us | us | 343.0031
residential water heating | High Efficiency Electric Heat Pump Water Heater | 2046 | CAPITAL | NEW | N/A | USD/water heater | us | us | 1982.9867
residential water heating | High Efficiency Electric Heat Pump Water Heater | 2046 | CAPITAL | REPLACEMENT | N/A | USD/water heater | us | us | 1982.9867
residential water heating | High Efficiency Electric Heat Pump Water Heater | 2046 | FIXED_OM | NEW | N/A | USD/water heater | us | us | 17.1502
residential water heating | High Efficiency Electric Heat Pump Water Heater | 2046 | FIXED_OM | REPLACEMENT | N/A | USD/water heater | us | us | 17.1502
residential water heating | High Efficiency Electric Heat Pump Water Heater | 2046 | FUEL_SWITCHING | NEW | N/A | USD/water heater | us | us | 0
residential water heating | High Efficiency Electric Heat Pump Water Heater | 2046 | FUEL_SWITCHING | REPLACEMENT | N/A | USD/water heater | us | us | 0
residential water heating | High Efficiency Electric Heat Pump Water Heater | 2046 | INSTALLATION | NEW | N/A | USD/water heater | us | us | 343.0031
residential water heating | High Efficiency Electric Heat Pump Water Heater | 2046 | INSTALLATION | REPLACEMENT | N/A | USD/water heater | us | us | 343.0031
residential water heating | High Efficiency Electric Heat Pump Water Heater | 2047 | CAPITAL | NEW | N/A | USD/water heater | us | us | 1982.9867
residential water heating | High Efficiency Electric Heat Pump Water Heater | 2047 | CAPITAL | REPLACEMENT | N/A | USD/water heater | us | us | 1982.9867
residential water heating | High Efficiency Electric Heat Pump Water Heater | 2047 | FIXED_OM | NEW | N/A | USD/water heater | us | us | 17.1502
residential water heating | High Efficiency Electric Heat Pump Water Heater | 2047 | FIXED_OM | REPLACEMENT | N/A | USD/water heater | us | us | 17.1502
residential water heating | High Efficiency Electric Heat Pump Water Heater | 2047 | FUEL_SWITCHING | NEW | N/A | USD/water heater | us | us | 0
residential water heating | High Efficiency Electric Heat Pump Water Heater | 2047 | FUEL_SWITCHING | REPLACEMENT | N/A | USD/water heater | us | us | 0
residential water heating | High Efficiency Electric Heat Pump Water Heater | 2047 | INSTALLATION | NEW | N/A | USD/water heater | us | us | 343.0031
residential water heating | High Efficiency Electric Heat Pump Water Heater | 2047 | INSTALLATION | REPLACEMENT | N/A | USD/water heater | us | us | 343.0031
residential water heating | High Efficiency Electric Heat Pump Water Heater | 2048 | CAPITAL | NEW | N/A | USD/water heater | us | us | 1982.9867
residential water heating | High Efficiency Electric Heat Pump Water Heater | 2048 | CAPITAL | REPLACEMENT | N/A | USD/water heater | us | us | 1982.9867
residential water heating | High Efficiency Electric Heat Pump Water Heater | 2048 | FIXED_OM | NEW | N/A | USD/water heater | us | us | 17.1502
residential water heating | High Efficiency Electric Heat Pump Water Heater | 2048 | FIXED_OM | REPLACEMENT | N/A | USD/water heater | us | us | 17.1502
residential water heating | High Efficiency Electric Heat Pump Water Heater | 2048 | FUEL_SWITCHING | NEW | N/A | USD/water heater | us | us | 0
residential water heating | High Efficiency Electric Heat Pump Water Heater | 2048 | FUEL_SWITCHING | REPLACEMENT | N/A | USD/water heater | us | us | 0
residential water heating | High Efficiency Electric Heat Pump Water Heater | 2048 | INSTALLATION | NEW | N/A | USD/water heater | us | us | 343.0031
residential water heating | High Efficiency Electric Heat Pump Water Heater | 2048 | INSTALLATION | REPLACEMENT | N/A | USD/water heater | us | us | 343.0031
residential water heating | High Efficiency Electric Heat Pump Water Heater | 2049 | CAPITAL | NEW | N/A | USD/water heater | us | us | 1982.9867
residential water heating | High Efficiency Electric Heat Pump Water Heater | 2049 | CAPITAL | REPLACEMENT | N/A | USD/water heater | us | us | 1982.9867
residential water heating | High Efficiency Electric Heat Pump Water Heater | 2049 | FIXED_OM | NEW | N/A | USD/water heater | us | us | 17.1502
residential water heating | High Efficiency Electric Heat Pump Water Heater | 2049 | FIXED_OM | REPLACEMENT | N/A | USD/water heater | us | us | 17.1502
residential water heating | High Efficiency Electric Heat Pump Water Heater | 2049 | FUEL_SWITCHING | NEW | N/A | USD/water heater | us | us | 0
residential water heating | High Efficiency Electric Heat Pump Water Heater | 2049 | FUEL_SWITCHING | REPLACEMENT | N/A | USD/water heater | us | us | 0
residential water heating | High Efficiency Electric Heat Pump Water Heater | 2049 | INSTALLATION | NEW | N/A | USD/water heater | us | us | 343.0031
residential water heating | High Efficiency Electric Heat Pump Water Heater | 2049 | INSTALLATION | REPLACEMENT | N/A | USD/water heater | us | us | 343.0031
residential water heating | High Efficiency Electric Heat Pump Water Heater | 2050 | CAPITAL | NEW | N/A | USD/water heater | us | us | 1982.9867
residential water heating | High Efficiency Electric Heat Pump Water Heater | 2050 | CAPITAL | REPLACEMENT | N/A | USD/water heater | us | us | 1982.9867
residential water heating | High Efficiency Electric Heat Pump Water Heater | 2050 | FIXED_OM | NEW | N/A | USD/water heater | us | us | 17.1502
residential water heating | High Efficiency Electric Heat Pump Water Heater | 2050 | FIXED_OM | REPLACEMENT | N/A | USD/water heater | us | us | 17.1502
residential water heating | High Efficiency Electric Heat Pump Water Heater | 2050 | FUEL_SWITCHING | NEW | N/A | USD/water heater | us | us | 0
residential water heating | High Efficiency Electric Heat Pump Water Heater | 2050 | FUEL_SWITCHING | REPLACEMENT | N/A | USD/water heater | us | us | 0
residential water heating | High Efficiency Electric Heat Pump Water Heater | 2050 | INSTALLATION | NEW | N/A | USD/water heater | us | us | 343.0031
residential water heating | High Efficiency Electric Heat Pump Water Heater | 2050 | INSTALLATION | REPLACEMENT | N/A | USD/water heater | us | us | 343.0031
residential water heating | High Efficiency Electric Resistance Water Heater | 2020 | CAPITAL | NEW | N/A | USD/water heater | us | us | 375.1596
residential water heating | High Efficiency Electric Resistance Water Heater | 2020 | CAPITAL | REPLACEMENT | N/A | USD/water heater | us | us | 375.1596
residential water heating | High Efficiency Electric Resistance Water Heater | 2020 | FIXED_OM | NEW | N/A | USD/water heater | us | us | 6.4313
residential water heating | High Efficiency Electric Resistance Water Heater | 2020 | FIXED_OM | REPLACEMENT | N/A | USD/water heater | us | us | 6.4313
residential water heating | High Efficiency Electric Resistance Water Heater | 2020 | FUEL_SWITCHING | NEW | N/A | USD/water heater | us | us | 0
residential water heating | High Efficiency Electric Resistance Water Heater | 2020 | FUEL_SWITCHING | REPLACEMENT | N/A | USD/water heater | us | us | 0
residential water heating | High Efficiency Electric Resistance Water Heater | 2020 | INSTALLATION | NEW | N/A | USD/water heater | us | us | 343.0031
residential water heating | High Efficiency Electric Resistance Water Heater | 2020 | INSTALLATION | REPLACEMENT | N/A | USD/water heater | us | us | 343.0031
residential water heating | High Efficiency Electric Resistance Water Heater | 2021 | CAPITAL | NEW | N/A | USD/water heater | us | us | 375.1596
residential water heating | High Efficiency Electric Resistance Water Heater | 2021 | CAPITAL | REPLACEMENT | N/A | USD/water heater | us | us | 375.1596
residential water heating | High Efficiency Electric Resistance Water Heater | 2021 | FIXED_OM | NEW | N/A | USD/water heater | us | us | 6.4313
residential water heating | High Efficiency Electric Resistance Water Heater | 2021 | FIXED_OM | REPLACEMENT | N/A | USD/water heater | us | us | 6.4313
residential water heating | High Efficiency Electric Resistance Water Heater | 2021 | FUEL_SWITCHING | NEW | N/A | USD/water heater | us | us | 0
residential water heating | High Efficiency Electric Resistance Water Heater | 2021 | FUEL_SWITCHING | REPLACEMENT | N/A | USD/water heater | us | us | 0
residential water heating | High Efficiency Electric Resistance Water Heater | 2021 | INSTALLATION | NEW | N/A | USD/water heater | us | us | 343.0031
residential water heating | High Efficiency Electric Resistance Water Heater | 2021 | INSTALLATION | REPLACEMENT | N/A | USD/water heater | us | us | 343.0031
residential water heating | High Efficiency Electric Resistance Water Heater | 2022 | CAPITAL | NEW | N/A | USD/water heater | us | us | 375.1596
residential water heating | High Efficiency Electric Resistance Water Heater | 2022 | CAPITAL | REPLACEMENT | N/A | USD/water heater | us | us | 375.1596
residential water heating | High Efficiency Electric Resistance Water Heater | 2022 | FIXED_OM | NEW | N/A | USD/water heater | us | us | 6.4313
residential water heating | High Efficiency Electric Resistance Water Heater | 2022 | FIXED_OM | REPLACEMENT | N/A | USD/water heater | us | us | 6.4313
residential water heating | High Efficiency Electric Resistance Water Heater | 2022 | FUEL_SWITCHING | NEW | N/A | USD/water heater | us | us | 0
residential water heating | High Efficiency Electric Resistance Water Heater | 2022 | FUEL_SWITCHING | REPLACEMENT | N/A | USD/water heater | us | us | 0
residential water heating | High Efficiency Electric Resistance Water Heater | 2022 | INSTALLATION | NEW | N/A | USD/water heater | us | us | 343.0031
residential water heating | High Efficiency Electric Resistance Water Heater | 2022 | INSTALLATION | REPLACEMENT | N/A | USD/water heater | us | us | 343.0031
residential water heating | High Efficiency Electric Resistance Water Heater | 2023 | CAPITAL | NEW | N/A | USD/water heater | us | us | 375.1596
residential water heating | High Efficiency Electric Resistance Water Heater | 2023 | CAPITAL | REPLACEMENT | N/A | USD/water heater | us | us | 375.1596
residential water heating | High Efficiency Electric Resistance Water Heater | 2023 | FIXED_OM | NEW | N/A | USD/water heater | us | us | 6.4313
residential water heating | High Efficiency Electric Resistance Water Heater | 2023 | FIXED_OM | REPLACEMENT | N/A | USD/water heater | us | us | 6.4313
residential water heating | High Efficiency Electric Resistance Water Heater | 2023 | FUEL_SWITCHING | NEW | N/A | USD/water heater | us | us | 0
residential water heating | High Efficiency Electric Resistance Water Heater | 2023 | FUEL_SWITCHING | REPLACEMENT | N/A | USD/water heater | us | us | 0
residential water heating | High Efficiency Electric Resistance Water Heater | 2023 | INSTALLATION | NEW | N/A | USD/water heater | us | us | 343.0031
residential water heating | High Efficiency Electric Resistance Water Heater | 2023 | INSTALLATION | REPLACEMENT | N/A | USD/water heater | us | us | 343.0031
residential water heating | High Efficiency Electric Resistance Water Heater | 2024 | CAPITAL | NEW | N/A | USD/water heater | us | us | 375.1596
residential water heating | High Efficiency Electric Resistance Water Heater | 2024 | CAPITAL | REPLACEMENT | N/A | USD/water heater | us | us | 375.1596
residential water heating | High Efficiency Electric Resistance Water Heater | 2024 | FIXED_OM | NEW | N/A | USD/water heater | us | us | 6.4313
residential water heating | High Efficiency Electric Resistance Water Heater | 2024 | FIXED_OM | REPLACEMENT | N/A | USD/water heater | us | us | 6.4313
residential water heating | High Efficiency Electric Resistance Water Heater | 2024 | FUEL_SWITCHING | NEW | N/A | USD/water heater | us | us | 0
residential water heating | High Efficiency Electric Resistance Water Heater | 2024 | FUEL_SWITCHING | REPLACEMENT | N/A | USD/water heater | us | us | 0
residential water heating | High Efficiency Electric Resistance Water Heater | 2024 | INSTALLATION | NEW | N/A | USD/water heater | us | us | 343.0031
residential water heating | High Efficiency Electric Resistance Water Heater | 2024 | INSTALLATION | REPLACEMENT | N/A | USD/water heater | us | us | 343.0031
residential water heating | High Efficiency Electric Resistance Water Heater | 2025 | CAPITAL | NEW | N/A | USD/water heater | us | us | 375.1596
residential water heating | High Efficiency Electric Resistance Water Heater | 2025 | CAPITAL | REPLACEMENT | N/A | USD/water heater | us | us | 375.1596
residential water heating | High Efficiency Electric Resistance Water Heater | 2025 | FIXED_OM | NEW | N/A | USD/water heater | us | us | 6.4313
residential water heating | High Efficiency Electric Resistance Water Heater | 2025 | FIXED_OM | REPLACEMENT | N/A | USD/water heater | us | us | 6.4313
residential water heating | High Efficiency Electric Resistance Water Heater | 2025 | FUEL_SWITCHING | NEW | N/A | USD/water heater | us | us | 0
residential water heating | High Efficiency Electric Resistance Water Heater | 2025 | FUEL_SWITCHING | REPLACEMENT | N/A | USD/water heater | us | us | 0
residential water heating | High Efficiency Electric Resistance Water Heater | 2025 | INSTALLATION | NEW | N/A | USD/water heater | us | us | 343.0031
residential water heating | High Efficiency Electric Resistance Water Heater | 2025 | INSTALLATION | REPLACEMENT | N/A | USD/water heater | us | us | 343.0031
residential water heating | High Efficiency Electric Resistance Water Heater | 2026 | CAPITAL | NEW | N/A | USD/water heater | us | us | 375.1596
residential water heating | High Efficiency Electric Resistance Water Heater | 2026 | CAPITAL | REPLACEMENT | N/A | USD/water heater | us | us | 375.1596
residential water heating | High Efficiency Electric Resistance Water Heater | 2026 | FIXED_OM | NEW | N/A | USD/water heater | us | us | 6.4313
residential water heating | High Efficiency Electric Resistance Water Heater | 2026 | FIXED_OM | REPLACEMENT | N/A | USD/water heater | us | us | 6.4313
residential water heating | High Efficiency Electric Resistance Water Heater | 2026 | FUEL_SWITCHING | NEW | N/A | USD/water heater | us | us | 0
residential water heating | High Efficiency Electric Resistance Water Heater | 2026 | FUEL_SWITCHING | REPLACEMENT | N/A | USD/water heater | us | us | 0
residential water heating | High Efficiency Electric Resistance Water Heater | 2026 | INSTALLATION | NEW | N/A | USD/water heater | us | us | 343.0031
residential water heating | High Efficiency Electric Resistance Water Heater | 2026 | INSTALLATION | REPLACEMENT | N/A | USD/water heater | us | us | 343.0031
residential water heating | High Efficiency Electric Resistance Water Heater | 2027 | CAPITAL | NEW | N/A | USD/water heater | us | us | 375.1596
residential water heating | High Efficiency Electric Resistance Water Heater | 2027 | CAPITAL | REPLACEMENT | N/A | USD/water heater | us | us | 375.1596
residential water heating | High Efficiency Electric Resistance Water Heater | 2027 | FIXED_OM | NEW | N/A | USD/water heater | us | us | 6.4313
residential water heating | High Efficiency Electric Resistance Water Heater | 2027 | FIXED_OM | REPLACEMENT | N/A | USD/water heater | us | us | 6.4313
residential water heating | High Efficiency Electric Resistance Water Heater | 2027 | FUEL_SWITCHING | NEW | N/A | USD/water heater | us | us | 0
residential water heating | High Efficiency Electric Resistance Water Heater | 2027 | FUEL_SWITCHING | REPLACEMENT | N/A | USD/water heater | us | us | 0
residential water heating | High Efficiency Electric Resistance Water Heater | 2027 | INSTALLATION | NEW | N/A | USD/water heater | us | us | 343.0031
residential water heating | High Efficiency Electric Resistance Water Heater | 2027 | INSTALLATION | REPLACEMENT | N/A | USD/water heater | us | us | 343.0031
residential water heating | High Efficiency Electric Resistance Water Heater | 2028 | CAPITAL | NEW | N/A | USD/water heater | us | us | 375.1596
residential water heating | High Efficiency Electric Resistance Water Heater | 2028 | CAPITAL | REPLACEMENT | N/A | USD/water heater | us | us | 375.1596
residential water heating | High Efficiency Electric Resistance Water Heater | 2028 | FIXED_OM | NEW | N/A | USD/water heater | us | us | 6.4313
residential water heating | High Efficiency Electric Resistance Water Heater | 2028 | FIXED_OM | REPLACEMENT | N/A | USD/water heater | us | us | 6.4313
residential water heating | High Efficiency Electric Resistance Water Heater | 2028 | FUEL_SWITCHING | NEW | N/A | USD/water heater | us | us | 0
residential water heating | High Efficiency Electric Resistance Water Heater | 2028 | FUEL_SWITCHING | REPLACEMENT | N/A | USD/water heater | us | us | 0
residential water heating | High Efficiency Electric Resistance Water Heater | 2028 | INSTALLATION | NEW | N/A | USD/water heater | us | us | 343.0031
residential water heating | High Efficiency Electric Resistance Water Heater | 2028 | INSTALLATION | REPLACEMENT | N/A | USD/water heater | us | us | 343.0031
residential water heating | High Efficiency Electric Resistance Water Heater | 2029 | CAPITAL | NEW | N/A | USD/water heater | us | us | 375.1596
residential water heating | High Efficiency Electric Resistance Water Heater | 2029 | CAPITAL | REPLACEMENT | N/A | USD/water heater | us | us | 375.1596
residential water heating | High Efficiency Electric Resistance Water Heater | 2029 | FIXED_OM | NEW | N/A | USD/water heater | us | us | 6.4313
residential water heating | High Efficiency Electric Resistance Water Heater | 2029 | FIXED_OM | REPLACEMENT | N/A | USD/water heater | us | us | 6.4313
residential water heating | High Efficiency Electric Resistance Water Heater | 2029 | FUEL_SWITCHING | NEW | N/A | USD/water heater | us | us | 0
residential water heating | High Efficiency Electric Resistance Water Heater | 2029 | FUEL_SWITCHING | REPLACEMENT | N/A | USD/water heater | us | us | 0
residential water heating | High Efficiency Electric Resistance Water Heater | 2029 | INSTALLATION | NEW | N/A | USD/water heater | us | us | 343.0031
residential water heating | High Efficiency Electric Resistance Water Heater | 2029 | INSTALLATION | REPLACEMENT | N/A | USD/water heater | us | us | 343.0031
residential water heating | High Efficiency Electric Resistance Water Heater | 2030 | CAPITAL | NEW | N/A | USD/water heater | us | us | 375.1596
residential water heating | High Efficiency Electric Resistance Water Heater | 2030 | CAPITAL | REPLACEMENT | N/A | USD/water heater | us | us | 375.1596
residential water heating | High Efficiency Electric Resistance Water Heater | 2030 | FIXED_OM | NEW | N/A | USD/water heater | us | us | 6.4313
residential water heating | High Efficiency Electric Resistance Water Heater | 2030 | FIXED_OM | REPLACEMENT | N/A | USD/water heater | us | us | 6.4313
residential water heating | High Efficiency Electric Resistance Water Heater | 2030 | FUEL_SWITCHING | NEW | N/A | USD/water heater | us | us | 0
residential water heating | High Efficiency Electric Resistance Water Heater | 2030 | FUEL_SWITCHING | REPLACEMENT | N/A | USD/water heater | us | us | 0
residential water heating | High Efficiency Electric Resistance Water Heater | 2030 | INSTALLATION | NEW | N/A | USD/water heater | us | us | 343.0031
residential water heating | High Efficiency Electric Resistance Water Heater | 2030 | INSTALLATION | REPLACEMENT | N/A | USD/water heater | us | us | 343.0031
residential water heating | High Efficiency Electric Resistance Water Heater | 2031 | CAPITAL | NEW | N/A | USD/water heater | us | us | 375.1596
residential water heating | High Efficiency Electric Resistance Water Heater | 2031 | CAPITAL | REPLACEMENT | N/A | USD/water heater | us | us | 375.1596
residential water heating | High Efficiency Electric Resistance Water Heater | 2031 | FIXED_OM | NEW | N/A | USD/water heater | us | us | 6.4313
residential water heating | High Efficiency Electric Resistance Water Heater | 2031 | FIXED_OM | REPLACEMENT | N/A | USD/water heater | us | us | 6.4313
residential water heating | High Efficiency Electric Resistance Water Heater | 2031 | FUEL_SWITCHING | NEW | N/A | USD/water heater | us | us | 0
residential water heating | High Efficiency Electric Resistance Water Heater | 2031 | FUEL_SWITCHING | REPLACEMENT | N/A | USD/water heater | us | us | 0
residential water heating | High Efficiency Electric Resistance Water Heater | 2031 | INSTALLATION | NEW | N/A | USD/water heater | us | us | 343.0031
residential water heating | High Efficiency Electric Resistance Water Heater | 2031 | INSTALLATION | REPLACEMENT | N/A | USD/water heater | us | us | 343.0031
residential water heating | High Efficiency Electric Resistance Water Heater | 2032 | CAPITAL | NEW | N/A | USD/water heater | us | us | 375.1596
residential water heating | High Efficiency Electric Resistance Water Heater | 2032 | CAPITAL | REPLACEMENT | N/A | USD/water heater | us | us | 375.1596
residential water heating | High Efficiency Electric Resistance Water Heater | 2032 | FIXED_OM | NEW | N/A | USD/water heater | us | us | 6.4313
residential water heating | High Efficiency Electric Resistance Water Heater | 2032 | FIXED_OM | REPLACEMENT | N/A | USD/water heater | us | us | 6.4313
residential water heating | High Efficiency Electric Resistance Water Heater | 2032 | FUEL_SWITCHING | NEW | N/A | USD/water heater | us | us | 0
residential water heating | High Efficiency Electric Resistance Water Heater | 2032 | FUEL_SWITCHING | REPLACEMENT | N/A | USD/water heater | us | us | 0
residential water heating | High Efficiency Electric Resistance Water Heater | 2032 | INSTALLATION | NEW | N/A | USD/water heater | us | us | 343.0031
residential water heating | High Efficiency Electric Resistance Water Heater | 2032 | INSTALLATION | REPLACEMENT | N/A | USD/water heater | us | us | 343.0031
residential water heating | High Efficiency Electric Resistance Water Heater | 2033 | CAPITAL | NEW | N/A | USD/water heater | us | us | 375.1596
residential water heating | High Efficiency Electric Resistance Water Heater | 2033 | CAPITAL | REPLACEMENT | N/A | USD/water heater | us | us | 375.1596
residential water heating | High Efficiency Electric Resistance Water Heater | 2033 | FIXED_OM | NEW | N/A | USD/water heater | us | us | 6.4313
residential water heating | High Efficiency Electric Resistance Water Heater | 2033 | FIXED_OM | REPLACEMENT | N/A | USD/water heater | us | us | 6.4313
residential water heating | High Efficiency Electric Resistance Water Heater | 2033 | FUEL_SWITCHING | NEW | N/A | USD/water heater | us | us | 0
residential water heating | High Efficiency Electric Resistance Water Heater | 2033 | FUEL_SWITCHING | REPLACEMENT | N/A | USD/water heater | us | us | 0
residential water heating | High Efficiency Electric Resistance Water Heater | 2033 | INSTALLATION | NEW | N/A | USD/water heater | us | us | 343.0031
residential water heating | High Efficiency Electric Resistance Water Heater | 2033 | INSTALLATION | REPLACEMENT | N/A | USD/water heater | us | us | 343.0031
residential water heating | High Efficiency Electric Resistance Water Heater | 2034 | CAPITAL | NEW | N/A | USD/water heater | us | us | 375.1596
residential water heating | High Efficiency Electric Resistance Water Heater | 2034 | CAPITAL | REPLACEMENT | N/A | USD/water heater | us | us | 375.1596
residential water heating | High Efficiency Electric Resistance Water Heater | 2034 | FIXED_OM | NEW | N/A | USD/water heater | us | us | 6.4313
residential water heating | High Efficiency Electric Resistance Water Heater | 2034 | FIXED_OM | REPLACEMENT | N/A | USD/water heater | us | us | 6.4313
residential water heating | High Efficiency Electric Resistance Water Heater | 2034 | FUEL_SWITCHING | NEW | N/A | USD/water heater | us | us | 0
residential water heating | High Efficiency Electric Resistance Water Heater | 2034 | FUEL_SWITCHING | REPLACEMENT | N/A | USD/water heater | us | us | 0
residential water heating | High Efficiency Electric Resistance Water Heater | 2034 | INSTALLATION | NEW | N/A | USD/water heater | us | us | 343.0031
residential water heating | High Efficiency Electric Resistance Water Heater | 2034 | INSTALLATION | REPLACEMENT | N/A | USD/water heater | us | us | 343.0031
residential water heating | High Efficiency Electric Resistance Water Heater | 2035 | CAPITAL | NEW | N/A | USD/water heater | us | us | 375.1596
residential water heating | High Efficiency Electric Resistance Water Heater | 2035 | CAPITAL | REPLACEMENT | N/A | USD/water heater | us | us | 375.1596
residential water heating | High Efficiency Electric Resistance Water Heater | 2035 | FIXED_OM | NEW | N/A | USD/water heater | us | us | 6.4313
residential water heating | High Efficiency Electric Resistance Water Heater | 2035 | FIXED_OM | REPLACEMENT | N/A | USD/water heater | us | us | 6.4313
residential water heating | High Efficiency Electric Resistance Water Heater | 2035 | FUEL_SWITCHING | NEW | N/A | USD/water heater | us | us | 0
residential water heating | High Efficiency Electric Resistance Water Heater | 2035 | FUEL_SWITCHING | REPLACEMENT | N/A | USD/water heater | us | us | 0
residential water heating | High Efficiency Electric Resistance Water Heater | 2035 | INSTALLATION | NEW | N/A | USD/water heater | us | us | 343.0031
residential water heating | High Efficiency Electric Resistance Water Heater | 2035 | INSTALLATION | REPLACEMENT | N/A | USD/water heater | us | us | 343.0031
residential water heating | High Efficiency Electric Resistance Water Heater | 2036 | CAPITAL | NEW | N/A | USD/water heater | us | us | 375.1596
residential water heating | High Efficiency Electric Resistance Water Heater | 2036 | CAPITAL | REPLACEMENT | N/A | USD/water heater | us | us | 375.1596
residential water heating | High Efficiency Electric Resistance Water Heater | 2036 | FIXED_OM | NEW | N/A | USD/water heater | us | us | 6.4313
residential water heating | High Efficiency Electric Resistance Water Heater | 2036 | FIXED_OM | REPLACEMENT | N/A | USD/water heater | us | us | 6.4313
residential water heating | High Efficiency Electric Resistance Water Heater | 2036 | FUEL_SWITCHING | NEW | N/A | USD/water heater | us | us | 0
residential water heating | High Efficiency Electric Resistance Water Heater | 2036 | FUEL_SWITCHING | REPLACEMENT | N/A | USD/water heater | us | us | 0
residential water heating | High Efficiency Electric Resistance Water Heater | 2036 | INSTALLATION | NEW | N/A | USD/water heater | us | us | 343.0031
residential water heating | High Efficiency Electric Resistance Water Heater | 2036 | INSTALLATION | REPLACEMENT | N/A | USD/water heater | us | us | 343.0031
residential water heating | High Efficiency Electric Resistance Water Heater | 2037 | CAPITAL | NEW | N/A | USD/water heater | us | us | 375.1596
residential water heating | High Efficiency Electric Resistance Water Heater | 2037 | CAPITAL | REPLACEMENT | N/A | USD/water heater | us | us | 375.1596
residential water heating | High Efficiency Electric Resistance Water Heater | 2037 | FIXED_OM | NEW | N/A | USD/water heater | us | us | 6.4313
residential water heating | High Efficiency Electric Resistance Water Heater | 2037 | FIXED_OM | REPLACEMENT | N/A | USD/water heater | us | us | 6.4313
residential water heating | High Efficiency Electric Resistance Water Heater | 2037 | FUEL_SWITCHING | NEW | N/A | USD/water heater | us | us | 0
residential water heating | High Efficiency Electric Resistance Water Heater | 2037 | FUEL_SWITCHING | REPLACEMENT | N/A | USD/water heater | us | us | 0
residential water heating | High Efficiency Electric Resistance Water Heater | 2037 | INSTALLATION | NEW | N/A | USD/water heater | us | us | 343.0031
residential water heating | High Efficiency Electric Resistance Water Heater | 2037 | INSTALLATION | REPLACEMENT | N/A | USD/water heater | us | us | 343.0031
residential water heating | High Efficiency Electric Resistance Water Heater | 2038 | CAPITAL | NEW | N/A | USD/water heater | us | us | 375.1596
residential water heating | High Efficiency Electric Resistance Water Heater | 2038 | CAPITAL | REPLACEMENT | N/A | USD/water heater | us | us | 375.1596
residential water heating | High Efficiency Electric Resistance Water Heater | 2038 | FIXED_OM | NEW | N/A | USD/water heater | us | us | 6.4313
residential water heating | High Efficiency Electric Resistance Water Heater | 2038 | FIXED_OM | REPLACEMENT | N/A | USD/water heater | us | us | 6.4313
residential water heating | High Efficiency Electric Resistance Water Heater | 2038 | FUEL_SWITCHING | NEW | N/A | USD/water heater | us | us | 0
residential water heating | High Efficiency Electric Resistance Water Heater | 2038 | FUEL_SWITCHING | REPLACEMENT | N/A | USD/water heater | us | us | 0
residential water heating | High Efficiency Electric Resistance Water Heater | 2038 | INSTALLATION | NEW | N/A | USD/water heater | us | us | 343.0031
residential water heating | High Efficiency Electric Resistance Water Heater | 2038 | INSTALLATION | REPLACEMENT | N/A | USD/water heater | us | us | 343.0031
residential water heating | High Efficiency Electric Resistance Water Heater | 2039 | CAPITAL | NEW | N/A | USD/water heater | us | us | 375.1596
residential water heating | High Efficiency Electric Resistance Water Heater | 2039 | CAPITAL | REPLACEMENT | N/A | USD/water heater | us | us | 375.1596
residential water heating | High Efficiency Electric Resistance Water Heater | 2039 | FIXED_OM | NEW | N/A | USD/water heater | us | us | 6.4313
residential water heating | High Efficiency Electric Resistance Water Heater | 2039 | FIXED_OM | REPLACEMENT | N/A | USD/water heater | us | us | 6.4313
residential water heating | High Efficiency Electric Resistance Water Heater | 2039 | FUEL_SWITCHING | NEW | N/A | USD/water heater | us | us | 0
residential water heating | High Efficiency Electric Resistance Water Heater | 2039 | FUEL_SWITCHING | REPLACEMENT | N/A | USD/water heater | us | us | 0
residential water heating | High Efficiency Electric Resistance Water Heater | 2039 | INSTALLATION | NEW | N/A | USD/water heater | us | us | 343.0031
residential water heating | High Efficiency Electric Resistance Water Heater | 2039 | INSTALLATION | REPLACEMENT | N/A | USD/water heater | us | us | 343.0031
residential water heating | High Efficiency Electric Resistance Water Heater | 2040 | CAPITAL | NEW | N/A | USD/water heater | us | us | 375.1596
residential water heating | High Efficiency Electric Resistance Water Heater | 2040 | CAPITAL | REPLACEMENT | N/A | USD/water heater | us | us | 375.1596
residential water heating | High Efficiency Electric Resistance Water Heater | 2040 | FIXED_OM | NEW | N/A | USD/water heater | us | us | 6.4313
residential water heating | High Efficiency Electric Resistance Water Heater | 2040 | FIXED_OM | REPLACEMENT | N/A | USD/water heater | us | us | 6.4313
residential water heating | High Efficiency Electric Resistance Water Heater | 2040 | FUEL_SWITCHING | NEW | N/A | USD/water heater | us | us | 0
residential water heating | High Efficiency Electric Resistance Water Heater | 2040 | FUEL_SWITCHING | REPLACEMENT | N/A | USD/water heater | us | us | 0
residential water heating | High Efficiency Electric Resistance Water Heater | 2040 | INSTALLATION | NEW | N/A | USD/water heater | us | us | 343.0031
residential water heating | High Efficiency Electric Resistance Water Heater | 2040 | INSTALLATION | REPLACEMENT | N/A | USD/water heater | us | us | 343.0031
residential water heating | High Efficiency Electric Resistance Water Heater | 2041 | CAPITAL | NEW | N/A | USD/water heater | us | us | 375.1596
residential water heating | High Efficiency Electric Resistance Water Heater | 2041 | CAPITAL | REPLACEMENT | N/A | USD/water heater | us | us | 375.1596
residential water heating | High Efficiency Electric Resistance Water Heater | 2041 | FIXED_OM | NEW | N/A | USD/water heater | us | us | 6.4313
residential water heating | High Efficiency Electric Resistance Water Heater | 2041 | FIXED_OM | REPLACEMENT | N/A | USD/water heater | us | us | 6.4313
residential water heating | High Efficiency Electric Resistance Water Heater | 2041 | FUEL_SWITCHING | NEW | N/A | USD/water heater | us | us | 0
residential water heating | High Efficiency Electric Resistance Water Heater | 2041 | FUEL_SWITCHING | REPLACEMENT | N/A | USD/water heater | us | us | 0
residential water heating | High Efficiency Electric Resistance Water Heater | 2041 | INSTALLATION | NEW | N/A | USD/water heater | us | us | 343.0031
residential water heating | High Efficiency Electric Resistance Water Heater | 2041 | INSTALLATION | REPLACEMENT | N/A | USD/water heater | us | us | 343.0031
residential water heating | High Efficiency Electric Resistance Water Heater | 2042 | CAPITAL | NEW | N/A | USD/water heater | us | us | 375.1596
residential water heating | High Efficiency Electric Resistance Water Heater | 2042 | CAPITAL | REPLACEMENT | N/A | USD/water heater | us | us | 375.1596
residential water heating | High Efficiency Electric Resistance Water Heater | 2042 | FIXED_OM | NEW | N/A | USD/water heater | us | us | 6.4313
residential water heating | High Efficiency Electric Resistance Water Heater | 2042 | FIXED_OM | REPLACEMENT | N/A | USD/water heater | us | us | 6.4313
residential water heating | High Efficiency Electric Resistance Water Heater | 2042 | FUEL_SWITCHING | NEW | N/A | USD/water heater | us | us | 0
residential water heating | High Efficiency Electric Resistance Water Heater | 2042 | FUEL_SWITCHING | REPLACEMENT | N/A | USD/water heater | us | us | 0
residential water heating | High Efficiency Electric Resistance Water Heater | 2042 | INSTALLATION | NEW | N/A | USD/water heater | us | us | 343.0031
residential water heating | High Efficiency Electric Resistance Water Heater | 2042 | INSTALLATION | REPLACEMENT | N/A | USD/water heater | us | us | 343.0031
residential water heating | High Efficiency Electric Resistance Water Heater | 2043 | CAPITAL | NEW | N/A | USD/water heater | us | us | 375.1596
residential water heating | High Efficiency Electric Resistance Water Heater | 2043 | CAPITAL | REPLACEMENT | N/A | USD/water heater | us | us | 375.1596
residential water heating | High Efficiency Electric Resistance Water Heater | 2043 | FIXED_OM | NEW | N/A | USD/water heater | us | us | 6.4313
residential water heating | High Efficiency Electric Resistance Water Heater | 2043 | FIXED_OM | REPLACEMENT | N/A | USD/water heater | us | us | 6.4313
residential water heating | High Efficiency Electric Resistance Water Heater | 2043 | FUEL_SWITCHING | NEW | N/A | USD/water heater | us | us | 0
residential water heating | High Efficiency Electric Resistance Water Heater | 2043 | FUEL_SWITCHING | REPLACEMENT | N/A | USD/water heater | us | us | 0
residential water heating | High Efficiency Electric Resistance Water Heater | 2043 | INSTALLATION | NEW | N/A | USD/water heater | us | us | 343.0031
residential water heating | High Efficiency Electric Resistance Water Heater | 2043 | INSTALLATION | REPLACEMENT | N/A | USD/water heater | us | us | 343.0031
residential water heating | High Efficiency Electric Resistance Water Heater | 2044 | CAPITAL | NEW | N/A | USD/water heater | us | us | 375.1596
residential water heating | High Efficiency Electric Resistance Water Heater | 2044 | CAPITAL | REPLACEMENT | N/A | USD/water heater | us | us | 375.1596
residential water heating | High Efficiency Electric Resistance Water Heater | 2044 | FIXED_OM | NEW | N/A | USD/water heater | us | us | 6.4313
residential water heating | High Efficiency Electric Resistance Water Heater | 2044 | FIXED_OM | REPLACEMENT | N/A | USD/water heater | us | us | 6.4313
residential water heating | High Efficiency Electric Resistance Water Heater | 2044 | FUEL_SWITCHING | NEW | N/A | USD/water heater | us | us | 0
residential water heating | High Efficiency Electric Resistance Water Heater | 2044 | FUEL_SWITCHING | REPLACEMENT | N/A | USD/water heater | us | us | 0
residential water heating | High Efficiency Electric Resistance Water Heater | 2044 | INSTALLATION | NEW | N/A | USD/water heater | us | us | 343.0031
residential water heating | High Efficiency Electric Resistance Water Heater | 2044 | INSTALLATION | REPLACEMENT | N/A | USD/water heater | us | us | 343.0031
residential water heating | High Efficiency Electric Resistance Water Heater | 2045 | CAPITAL | NEW | N/A | USD/water heater | us | us | 375.1596
residential water heating | High Efficiency Electric Resistance Water Heater | 2045 | CAPITAL | REPLACEMENT | N/A | USD/water heater | us | us | 375.1596
residential water heating | High Efficiency Electric Resistance Water Heater | 2045 | FIXED_OM | NEW | N/A | USD/water heater | us | us | 6.4313
residential water heating | High Efficiency Electric Resistance Water Heater | 2045 | FIXED_OM | REPLACEMENT | N/A | USD/water heater | us | us | 6.4313
residential water heating | High Efficiency Electric Resistance Water Heater | 2045 | FUEL_SWITCHING | NEW | N/A | USD/water heater | us | us | 0
residential water heating | High Efficiency Electric Resistance Water Heater | 2045 | FUEL_SWITCHING | REPLACEMENT | N/A | USD/water heater | us | us | 0
residential water heating | High Efficiency Electric Resistance Water Heater | 2045 | INSTALLATION | NEW | N/A | USD/water heater | us | us | 343.0031
residential water heating | High Efficiency Electric Resistance Water Heater | 2045 | INSTALLATION | REPLACEMENT | N/A | USD/water heater | us | us | 343.0031
residential water heating | High Efficiency Electric Resistance Water Heater | 2046 | CAPITAL | NEW | N/A | USD/water heater | us | us | 375.1596
residential water heating | High Efficiency Electric Resistance Water Heater | 2046 | CAPITAL | REPLACEMENT | N/A | USD/water heater | us | us | 375.1596
residential water heating | High Efficiency Electric Resistance Water Heater | 2046 | FIXED_OM | NEW | N/A | USD/water heater | us | us | 6.4313
residential water heating | High Efficiency Electric Resistance Water Heater | 2046 | FIXED_OM | REPLACEMENT | N/A | USD/water heater | us | us | 6.4313
residential water heating | High Efficiency Electric Resistance Water Heater | 2046 | FUEL_SWITCHING | NEW | N/A | USD/water heater | us | us | 0
residential water heating | High Efficiency Electric Resistance Water Heater | 2046 | FUEL_SWITCHING | REPLACEMENT | N/A | USD/water heater | us | us | 0
residential water heating | High Efficiency Electric Resistance Water Heater | 2046 | INSTALLATION | NEW | N/A | USD/water heater | us | us | 343.0031
residential water heating | High Efficiency Electric Resistance Water Heater | 2046 | INSTALLATION | REPLACEMENT | N/A | USD/water heater | us | us | 343.0031
residential water heating | High Efficiency Electric Resistance Water Heater | 2047 | CAPITAL | NEW | N/A | USD/water heater | us | us | 375.1596
residential water heating | High Efficiency Electric Resistance Water Heater | 2047 | CAPITAL | REPLACEMENT | N/A | USD/water heater | us | us | 375.1596
residential water heating | High Efficiency Electric Resistance Water Heater | 2047 | FIXED_OM | NEW | N/A | USD/water heater | us | us | 6.4313
residential water heating | High Efficiency Electric Resistance Water Heater | 2047 | FIXED_OM | REPLACEMENT | N/A | USD/water heater | us | us | 6.4313
residential water heating | High Efficiency Electric Resistance Water Heater | 2047 | FUEL_SWITCHING | NEW | N/A | USD/water heater | us | us | 0
residential water heating | High Efficiency Electric Resistance Water Heater | 2047 | FUEL_SWITCHING | REPLACEMENT | N/A | USD/water heater | us | us | 0
residential water heating | High Efficiency Electric Resistance Water Heater | 2047 | INSTALLATION | NEW | N/A | USD/water heater | us | us | 343.0031
residential water heating | High Efficiency Electric Resistance Water Heater | 2047 | INSTALLATION | REPLACEMENT | N/A | USD/water heater | us | us | 343.0031
residential water heating | High Efficiency Electric Resistance Water Heater | 2048 | CAPITAL | NEW | N/A | USD/water heater | us | us | 375.1596
residential water heating | High Efficiency Electric Resistance Water Heater | 2048 | CAPITAL | REPLACEMENT | N/A | USD/water heater | us | us | 375.1596
residential water heating | High Efficiency Electric Resistance Water Heater | 2048 | FIXED_OM | NEW | N/A | USD/water heater | us | us | 6.4313
residential water heating | High Efficiency Electric Resistance Water Heater | 2048 | FIXED_OM | REPLACEMENT | N/A | USD/water heater | us | us | 6.4313
residential water heating | High Efficiency Electric Resistance Water Heater | 2048 | FUEL_SWITCHING | NEW | N/A | USD/water heater | us | us | 0
residential water heating | High Efficiency Electric Resistance Water Heater | 2048 | FUEL_SWITCHING | REPLACEMENT | N/A | USD/water heater | us | us | 0
residential water heating | High Efficiency Electric Resistance Water Heater | 2048 | INSTALLATION | NEW | N/A | USD/water heater | us | us | 343.0031
residential water heating | High Efficiency Electric Resistance Water Heater | 2048 | INSTALLATION | REPLACEMENT | N/A | USD/water heater | us | us | 343.0031
residential water heating | High Efficiency Electric Resistance Water Heater | 2049 | CAPITAL | NEW | N/A | USD/water heater | us | us | 375.1596
residential water heating | High Efficiency Electric Resistance Water Heater | 2049 | CAPITAL | REPLACEMENT | N/A | USD/water heater | us | us | 375.1596
residential water heating | High Efficiency Electric Resistance Water Heater | 2049 | FIXED_OM | NEW | N/A | USD/water heater | us | us | 6.4313
residential water heating | High Efficiency Electric Resistance Water Heater | 2049 | FIXED_OM | REPLACEMENT | N/A | USD/water heater | us | us | 6.4313
residential water heating | High Efficiency Electric Resistance Water Heater | 2049 | FUEL_SWITCHING | NEW | N/A | USD/water heater | us | us | 0
residential water heating | High Efficiency Electric Resistance Water Heater | 2049 | FUEL_SWITCHING | REPLACEMENT | N/A | USD/water heater | us | us | 0
residential water heating | High Efficiency Electric Resistance Water Heater | 2049 | INSTALLATION | NEW | N/A | USD/water heater | us | us | 343.0031
residential water heating | High Efficiency Electric Resistance Water Heater | 2049 | INSTALLATION | REPLACEMENT | N/A | USD/water heater | us | us | 343.0031
residential water heating | High Efficiency Electric Resistance Water Heater | 2050 | CAPITAL | NEW | N/A | USD/water heater | us | us | 375.1596
residential water heating | High Efficiency Electric Resistance Water Heater | 2050 | CAPITAL | REPLACEMENT | N/A | USD/water heater | us | us | 375.1596
residential water heating | High Efficiency Electric Resistance Water Heater | 2050 | FIXED_OM | NEW | N/A | USD/water heater | us | us | 6.4313
residential water heating | High Efficiency Electric Resistance Water Heater | 2050 | FIXED_OM | REPLACEMENT | N/A | USD/water heater | us | us | 6.4313
residential water heating | High Efficiency Electric Resistance Water Heater | 2050 | FUEL_SWITCHING | NEW | N/A | USD/water heater | us | us | 0
residential water heating | High Efficiency Electric Resistance Water Heater | 2050 | FUEL_SWITCHING | REPLACEMENT | N/A | USD/water heater | us | us | 0
residential water heating | High Efficiency Electric Resistance Water Heater | 2050 | INSTALLATION | NEW | N/A | USD/water heater | us | us | 343.0031
residential water heating | High Efficiency Electric Resistance Water Heater | 2050 | INSTALLATION | REPLACEMENT | N/A | USD/water heater | us | us | 343.0031
residential water heating | Reference Distillate Water Heater | 2020 | CAPITAL | NEW | N/A | USD/water heater | us | us | 1698.9372
residential water heating | Reference Distillate Water Heater | 2020 | CAPITAL | REPLACEMENT | N/A | USD/water heater | us | us | 1698.9372
residential water heating | Reference Distillate Water Heater | 2020 | FIXED_OM | NEW | N/A | USD/water heater | us | us | 179.0047
residential water heating | Reference Distillate Water Heater | 2020 | FIXED_OM | REPLACEMENT | N/A | USD/water heater | us | us | 179.0047
residential water heating | Reference Distillate Water Heater | 2020 | INSTALLATION | NEW | N/A | USD/water heater | us | us | 686.0062
residential water heating | Reference Distillate Water Heater | 2020 | INSTALLATION | REPLACEMENT | N/A | USD/water heater | us | us | 686.0062
residential water heating | Reference Distillate Water Heater | 2021 | CAPITAL | NEW | N/A | USD/water heater | us | us | 1697.8654
residential water heating | Reference Distillate Water Heater | 2021 | CAPITAL | REPLACEMENT | N/A | USD/water heater | us | us | 1697.8654
residential water heating | Reference Distillate Water Heater | 2021 | FIXED_OM | NEW | N/A | USD/water heater | us | us | 179.0047
residential water heating | Reference Distillate Water Heater | 2021 | FIXED_OM | REPLACEMENT | N/A | USD/water heater | us | us | 179.0047
residential water heating | Reference Distillate Water Heater | 2021 | INSTALLATION | NEW | N/A | USD/water heater | us | us | 686.0062
residential water heating | Reference Distillate Water Heater | 2021 | INSTALLATION | REPLACEMENT | N/A | USD/water heater | us | us | 686.0062
residential water heating | Reference Distillate Water Heater | 2022 | CAPITAL | NEW | N/A | USD/water heater | us | us | 1696.7935
residential water heating | Reference Distillate Water Heater | 2022 | CAPITAL | REPLACEMENT | N/A | USD/water heater | us | us | 1696.7935
residential water heating | Reference Distillate Water Heater | 2022 | FIXED_OM | NEW | N/A | USD/water heater | us | us | 179.0047
residential water heating | Reference Distillate Water Heater | 2022 | FIXED_OM | REPLACEMENT | N/A | USD/water heater | us | us | 179.0047
residential water heating | Reference Distillate Water Heater | 2022 | INSTALLATION | NEW | N/A | USD/water heater | us | us | 686.0062
residential water heating | Reference Distillate Water Heater | 2022 | INSTALLATION | REPLACEMENT | N/A | USD/water heater | us | us | 686.0062
residential water heating | Reference Distillate Water Heater | 2023 | CAPITAL | NEW | N/A | USD/water heater | us | us | 1695.7216
residential water heating | Reference Distillate Water Heater | 2023 | CAPITAL | REPLACEMENT | N/A | USD/water heater | us | us | 1695.7216
residential water heating | Reference Distillate Water Heater | 2023 | FIXED_OM | NEW | N/A | USD/water heater | us | us | 179.0047
residential water heating | Reference Distillate Water Heater | 2023 | FIXED_OM | REPLACEMENT | N/A | USD/water heater | us | us | 179.0047
residential water heating | Reference Distillate Water Heater | 2023 | INSTALLATION | NEW | N/A | USD/water heater | us | us | 686.0062
residential water heating | Reference Distillate Water Heater | 2023 | INSTALLATION | REPLACEMENT | N/A | USD/water heater | us | us | 686.0062
residential water heating | Reference Distillate Water Heater | 2024 | CAPITAL | NEW | N/A | USD/water heater | us | us | 1694.6497
residential water heating | Reference Distillate Water Heater | 2024 | CAPITAL | REPLACEMENT | N/A | USD/water heater | us | us | 1694.6497
residential water heating | Reference Distillate Water Heater | 2024 | FIXED_OM | NEW | N/A | USD/water heater | us | us | 179.0047
residential water heating | Reference Distillate Water Heater | 2024 | FIXED_OM | REPLACEMENT | N/A | USD/water heater | us | us | 179.0047
residential water heating | Reference Distillate Water Heater | 2024 | INSTALLATION | NEW | N/A | USD/water heater | us | us | 686.0062
residential water heating | Reference Distillate Water Heater | 2024 | INSTALLATION | REPLACEMENT | N/A | USD/water heater | us | us | 686.0062
residential water heating | Reference Distillate Water Heater | 2025 | CAPITAL | NEW | N/A | USD/water heater | us | us | 1693.5778
residential water heating | Reference Distillate Water Heater | 2025 | CAPITAL | REPLACEMENT | N/A | USD/water heater | us | us | 1693.5778
residential water heating | Reference Distillate Water Heater | 2025 | FIXED_OM | NEW | N/A | USD/water heater | us | us | 179.0047
residential water heating | Reference Distillate Water Heater | 2025 | FIXED_OM | REPLACEMENT | N/A | USD/water heater | us | us | 179.0047
residential water heating | Reference Distillate Water Heater | 2025 | INSTALLATION | NEW | N/A | USD/water heater | us | us | 686.0062
residential water heating | Reference Distillate Water Heater | 2025 | INSTALLATION | REPLACEMENT | N/A | USD/water heater | us | us | 686.0062
residential water heating | Reference Distillate Water Heater | 2026 | CAPITAL | NEW | N/A | USD/water heater | us | us | 1692.5059
residential water heating | Reference Distillate Water Heater | 2026 | CAPITAL | REPLACEMENT | N/A | USD/water heater | us | us | 1692.5059
residential water heating | Reference Distillate Water Heater | 2026 | FIXED_OM | NEW | N/A | USD/water heater | us | us | 179.0047
residential water heating | Reference Distillate Water Heater | 2026 | FIXED_OM | REPLACEMENT | N/A | USD/water heater | us | us | 179.0047
residential water heating | Reference Distillate Water Heater | 2026 | INSTALLATION | NEW | N/A | USD/water heater | us | us | 686.0062
residential water heating | Reference Distillate Water Heater | 2026 | INSTALLATION | REPLACEMENT | N/A | USD/water heater | us | us | 686.0062
residential water heating | Reference Distillate Water Heater | 2027 | CAPITAL | NEW | N/A | USD/water heater | us | us | 1691.434
residential water heating | Reference Distillate Water Heater | 2027 | CAPITAL | REPLACEMENT | N/A | USD/water heater | us | us | 1691.434
residential water heating | Reference Distillate Water Heater | 2027 | FIXED_OM | NEW | N/A | USD/water heater | us | us | 179.0047
residential water heating | Reference Distillate Water Heater | 2027 | FIXED_OM | REPLACEMENT | N/A | USD/water heater | us | us | 179.0047
residential water heating | Reference Distillate Water Heater | 2027 | INSTALLATION | NEW | N/A | USD/water heater | us | us | 686.0062
residential water heating | Reference Distillate Water Heater | 2027 | INSTALLATION | REPLACEMENT | N/A | USD/water heater | us | us | 686.0062
residential water heating | Reference Distillate Water Heater | 2028 | CAPITAL | NEW | N/A | USD/water heater | us | us | 1690.3622
residential water heating | Reference Distillate Water Heater | 2028 | CAPITAL | REPLACEMENT | N/A | USD/water heater | us | us | 1690.3622
residential water heating | Reference Distillate Water Heater | 2028 | FIXED_OM | NEW | N/A | USD/water heater | us | us | 179.0047
residential water heating | Reference Distillate Water Heater | 2028 | FIXED_OM | REPLACEMENT | N/A | USD/water heater | us | us | 179.0047
residential water heating | Reference Distillate Water Heater | 2028 | INSTALLATION | NEW | N/A | USD/water heater | us | us | 686.0062
residential water heating | Reference Distillate Water Heater | 2028 | INSTALLATION | REPLACEMENT | N/A | USD/water heater | us | us | 686.0062
residential water heating | Reference Distillate Water Heater | 2029 | CAPITAL | NEW | N/A | USD/water heater | us | us | 1689.2903
residential water heating | Reference Distillate Water Heater | 2029 | CAPITAL | REPLACEMENT | N/A | USD/water heater | us | us | 1689.2903
residential water heating | Reference Distillate Water Heater | 2029 | FIXED_OM | NEW | N/A | USD/water heater | us | us | 179.0047
residential water heating | Reference Distillate Water Heater | 2029 | FIXED_OM | REPLACEMENT | N/A | USD/water heater | us | us | 179.0047
residential water heating | Reference Distillate Water Heater | 2029 | INSTALLATION | NEW | N/A | USD/water heater | us | us | 686.0062
residential water heating | Reference Distillate Water Heater | 2029 | INSTALLATION | REPLACEMENT | N/A | USD/water heater | us | us | 686.0062
residential water heating | Reference Distillate Water Heater | 2030 | CAPITAL | NEW | N/A | USD/water heater | us | us | 1688.2184
residential water heating | Reference Distillate Water Heater | 2030 | CAPITAL | REPLACEMENT | N/A | USD/water heater | us | us | 1688.2184
residential water heating | Reference Distillate Water Heater | 2030 | FIXED_OM | NEW | N/A | USD/water heater | us | us | 179.0047
residential water heating | Reference Distillate Water Heater | 2030 | FIXED_OM | REPLACEMENT | N/A | USD/water heater | us | us | 179.0047
residential water heating | Reference Distillate Water Heater | 2030 | INSTALLATION | NEW | N/A | USD/water heater | us | us | 686.0062
residential water heating | Reference Distillate Water Heater | 2030 | INSTALLATION | REPLACEMENT | N/A | USD/water heater | us | us | 686.0062
residential water heating | Reference Distillate Water Heater | 2031 | CAPITAL | NEW | N/A | USD/water heater | us | us | 1688.2184
residential water heating | Reference Distillate Water Heater | 2031 | CAPITAL | REPLACEMENT | N/A | USD/water heater | us | us | 1688.2184
residential water heating | Reference Distillate Water Heater | 2031 | FIXED_OM | NEW | N/A | USD/water heater | us | us | 179.0047
residential water heating | Reference Distillate Water Heater | 2031 | FIXED_OM | REPLACEMENT | N/A | USD/water heater | us | us | 179.0047
residential water heating | Reference Distillate Water Heater | 2031 | INSTALLATION | NEW | N/A | USD/water heater | us | us | 686.0062
residential water heating | Reference Distillate Water Heater | 2031 | INSTALLATION | REPLACEMENT | N/A | USD/water heater | us | us | 686.0062
residential water heating | Reference Distillate Water Heater | 2032 | CAPITAL | NEW | N/A | USD/water heater | us | us | 1688.2184
residential water heating | Reference Distillate Water Heater | 2032 | CAPITAL | REPLACEMENT | N/A | USD/water heater | us | us | 1688.2184
residential water heating | Reference Distillate Water Heater | 2032 | FIXED_OM | NEW | N/A | USD/water heater | us | us | 179.0047
residential water heating | Reference Distillate Water Heater | 2032 | FIXED_OM | REPLACEMENT | N/A | USD/water heater | us | us | 179.0047
residential water heating | Reference Distillate Water Heater | 2032 | INSTALLATION | NEW | N/A | USD/water heater | us | us | 686.0062
residential water heating | Reference Distillate Water Heater | 2032 | INSTALLATION | REPLACEMENT | N/A | USD/water heater | us | us | 686.0062
residential water heating | Reference Distillate Water Heater | 2033 | CAPITAL | NEW | N/A | USD/water heater | us | us | 1688.2184
residential water heating | Reference Distillate Water Heater | 2033 | CAPITAL | REPLACEMENT | N/A | USD/water heater | us | us | 1688.2184
residential water heating | Reference Distillate Water Heater | 2033 | FIXED_OM | NEW | N/A | USD/water heater | us | us | 179.0047
residential water heating | Reference Distillate Water Heater | 2033 | FIXED_OM | REPLACEMENT | N/A | USD/water heater | us | us | 179.0047
residential water heating | Reference Distillate Water Heater | 2033 | INSTALLATION | NEW | N/A | USD/water heater | us | us | 686.0062
residential water heating | Reference Distillate Water Heater | 2033 | INSTALLATION | REPLACEMENT | N/A | USD/water heater | us | us | 686.0062
residential water heating | Reference Distillate Water Heater | 2034 | CAPITAL | NEW | N/A | USD/water heater | us | us | 1688.2184
residential water heating | Reference Distillate Water Heater | 2034 | CAPITAL | REPLACEMENT | N/A | USD/water heater | us | us | 1688.2184
residential water heating | Reference Distillate Water Heater | 2034 | FIXED_OM | NEW | N/A | USD/water heater | us | us | 179.0047
residential water heating | Reference Distillate Water Heater | 2034 | FIXED_OM | REPLACEMENT | N/A | USD/water heater | us | us | 179.0047
residential water heating | Reference Distillate Water Heater | 2034 | INSTALLATION | NEW | N/A | USD/water heater | us | us | 686.0062
residential water heating | Reference Distillate Water Heater | 2034 | INSTALLATION | REPLACEMENT | N/A | USD/water heater | us | us | 686.0062
residential water heating | Reference Distillate Water Heater | 2035 | CAPITAL | NEW | N/A | USD/water heater | us | us | 1688.2184
residential water heating | Reference Distillate Water Heater | 2035 | CAPITAL | REPLACEMENT | N/A | USD/water heater | us | us | 1688.2184
residential water heating | Reference Distillate Water Heater | 2035 | FIXED_OM | NEW | N/A | USD/water heater | us | us | 179.0047
residential water heating | Reference Distillate Water Heater | 2035 | FIXED_OM | REPLACEMENT | N/A | USD/water heater | us | us | 179.0047
residential water heating | Reference Distillate Water Heater | 2035 | INSTALLATION | NEW | N/A | USD/water heater | us | us | 686.0062
residential water heating | Reference Distillate Water Heater | 2035 | INSTALLATION | REPLACEMENT | N/A | USD/water heater | us | us | 686.0062
residential water heating | Reference Distillate Water Heater | 2036 | CAPITAL | NEW | N/A | USD/water heater | us | us | 1688.2184
residential water heating | Reference Distillate Water Heater | 2036 | CAPITAL | REPLACEMENT | N/A | USD/water heater | us | us | 1688.2184
residential water heating | Reference Distillate Water Heater | 2036 | FIXED_OM | NEW | N/A | USD/water heater | us | us | 179.0047
residential water heating | Reference Distillate Water Heater | 2036 | FIXED_OM | REPLACEMENT | N/A | USD/water heater | us | us | 179.0047
residential water heating | Reference Distillate Water Heater | 2036 | INSTALLATION | NEW | N/A | USD/water heater | us | us | 686.0062
residential water heating | Reference Distillate Water Heater | 2036 | INSTALLATION | REPLACEMENT | N/A | USD/water heater | us | us | 686.0062
residential water heating | Reference Distillate Water Heater | 2037 | CAPITAL | NEW | N/A | USD/water heater | us | us | 1688.2184
residential water heating | Reference Distillate Water Heater | 2037 | CAPITAL | REPLACEMENT | N/A | USD/water heater | us | us | 1688.2184
residential water heating | Reference Distillate Water Heater | 2037 | FIXED_OM | NEW | N/A | USD/water heater | us | us | 179.0047
residential water heating | Reference Distillate Water Heater | 2037 | FIXED_OM | REPLACEMENT | N/A | USD/water heater | us | us | 179.0047
residential water heating | Reference Distillate Water Heater | 2037 | INSTALLATION | NEW | N/A | USD/water heater | us | us | 686.0062
residential water heating | Reference Distillate Water Heater | 2037 | INSTALLATION | REPLACEMENT | N/A | USD/water heater | us | us | 686.0062
residential water heating | Reference Distillate Water Heater | 2038 | CAPITAL | NEW | N/A | USD/water heater | us | us | 1688.2184
residential water heating | Reference Distillate Water Heater | 2038 | CAPITAL | REPLACEMENT | N/A | USD/water heater | us | us | 1688.2184
residential water heating | Reference Distillate Water Heater | 2038 | FIXED_OM | NEW | N/A | USD/water heater | us | us | 179.0047
residential water heating | Reference Distillate Water Heater | 2038 | FIXED_OM | REPLACEMENT | N/A | USD/water heater | us | us | 179.0047
residential water heating | Reference Distillate Water Heater | 2038 | INSTALLATION | NEW | N/A | USD/water heater | us | us | 686.0062
residential water heating | Reference Distillate Water Heater | 2038 | INSTALLATION | REPLACEMENT | N/A | USD/water heater | us | us | 686.0062
residential water heating | Reference Distillate Water Heater | 2039 | CAPITAL | NEW | N/A | USD/water heater | us | us | 1688.2184
residential water heating | Reference Distillate Water Heater | 2039 | CAPITAL | REPLACEMENT | N/A | USD/water heater | us | us | 1688.2184
residential water heating | Reference Distillate Water Heater | 2039 | FIXED_OM | NEW | N/A | USD/water heater | us | us | 179.0047
residential water heating | Reference Distillate Water Heater | 2039 | FIXED_OM | REPLACEMENT | N/A | USD/water heater | us | us | 179.0047
residential water heating | Reference Distillate Water Heater | 2039 | INSTALLATION | NEW | N/A | USD/water heater | us | us | 686.0062
residential water heating | Reference Distillate Water Heater | 2039 | INSTALLATION | REPLACEMENT | N/A | USD/water heater | us | us | 686.0062
residential water heating | Reference Distillate Water Heater | 2040 | CAPITAL | NEW | N/A | USD/water heater | us | us | 1688.2184
residential water heating | Reference Distillate Water Heater | 2040 | CAPITAL | REPLACEMENT | N/A | USD/water heater | us | us | 1688.2184
residential water heating | Reference Distillate Water Heater | 2040 | FIXED_OM | NEW | N/A | USD/water heater | us | us | 179.0047
residential water heating | Reference Distillate Water Heater | 2040 | FIXED_OM | REPLACEMENT | N/A | USD/water heater | us | us | 179.0047
residential water heating | Reference Distillate Water Heater | 2040 | INSTALLATION | NEW | N/A | USD/water heater | us | us | 686.0062
residential water heating | Reference Distillate Water Heater | 2040 | INSTALLATION | REPLACEMENT | N/A | USD/water heater | us | us | 686.0062
residential water heating | Reference Distillate Water Heater | 2041 | CAPITAL | NEW | N/A | USD/water heater | us | us | 1688.2184
residential water heating | Reference Distillate Water Heater | 2041 | CAPITAL | REPLACEMENT | N/A | USD/water heater | us | us | 1688.2184
residential water heating | Reference Distillate Water Heater | 2041 | FIXED_OM | NEW | N/A | USD/water heater | us | us | 179.0047
residential water heating | Reference Distillate Water Heater | 2041 | FIXED_OM | REPLACEMENT | N/A | USD/water heater | us | us | 179.0047
residential water heating | Reference Distillate Water Heater | 2041 | INSTALLATION | NEW | N/A | USD/water heater | us | us | 686.0062
residential water heating | Reference Distillate Water Heater | 2041 | INSTALLATION | REPLACEMENT | N/A | USD/water heater | us | us | 686.0062
residential water heating | Reference Distillate Water Heater | 2042 | CAPITAL | NEW | N/A | USD/water heater | us | us | 1688.2184
residential water heating | Reference Distillate Water Heater | 2042 | CAPITAL | REPLACEMENT | N/A | USD/water heater | us | us | 1688.2184
residential water heating | Reference Distillate Water Heater | 2042 | FIXED_OM | NEW | N/A | USD/water heater | us | us | 179.0047
residential water heating | Reference Distillate Water Heater | 2042 | FIXED_OM | REPLACEMENT | N/A | USD/water heater | us | us | 179.0047
residential water heating | Reference Distillate Water Heater | 2042 | INSTALLATION | NEW | N/A | USD/water heater | us | us | 686.0062
residential water heating | Reference Distillate Water Heater | 2042 | INSTALLATION | REPLACEMENT | N/A | USD/water heater | us | us | 686.0062
residential water heating | Reference Distillate Water Heater | 2043 | CAPITAL | NEW | N/A | USD/water heater | us | us | 1688.2184
residential water heating | Reference Distillate Water Heater | 2043 | CAPITAL | REPLACEMENT | N/A | USD/water heater | us | us | 1688.2184
residential water heating | Reference Distillate Water Heater | 2043 | FIXED_OM | NEW | N/A | USD/water heater | us | us | 179.0047
residential water heating | Reference Distillate Water Heater | 2043 | FIXED_OM | REPLACEMENT | N/A | USD/water heater | us | us | 179.0047
residential water heating | Reference Distillate Water Heater | 2043 | INSTALLATION | NEW | N/A | USD/water heater | us | us | 686.0062
residential water heating | Reference Distillate Water Heater | 2043 | INSTALLATION | REPLACEMENT | N/A | USD/water heater | us | us | 686.0062
residential water heating | Reference Distillate Water Heater | 2044 | CAPITAL | NEW | N/A | USD/water heater | us | us | 1688.2184
residential water heating | Reference Distillate Water Heater | 2044 | CAPITAL | REPLACEMENT | N/A | USD/water heater | us | us | 1688.2184
residential water heating | Reference Distillate Water Heater | 2044 | FIXED_OM | NEW | N/A | USD/water heater | us | us | 179.0047
residential water heating | Reference Distillate Water Heater | 2044 | FIXED_OM | REPLACEMENT | N/A | USD/water heater | us | us | 179.0047
residential water heating | Reference Distillate Water Heater | 2044 | INSTALLATION | NEW | N/A | USD/water heater | us | us | 686.0062
residential water heating | Reference Distillate Water Heater | 2044 | INSTALLATION | REPLACEMENT | N/A | USD/water heater | us | us | 686.0062
residential water heating | Reference Distillate Water Heater | 2045 | CAPITAL | NEW | N/A | USD/water heater | us | us | 1688.2184
residential water heating | Reference Distillate Water Heater | 2045 | CAPITAL | REPLACEMENT | N/A | USD/water heater | us | us | 1688.2184
residential water heating | Reference Distillate Water Heater | 2045 | FIXED_OM | NEW | N/A | USD/water heater | us | us | 179.0047
residential water heating | Reference Distillate Water Heater | 2045 | FIXED_OM | REPLACEMENT | N/A | USD/water heater | us | us | 179.0047
residential water heating | Reference Distillate Water Heater | 2045 | INSTALLATION | NEW | N/A | USD/water heater | us | us | 686.0062
residential water heating | Reference Distillate Water Heater | 2045 | INSTALLATION | REPLACEMENT | N/A | USD/water heater | us | us | 686.0062
residential water heating | Reference Distillate Water Heater | 2046 | CAPITAL | NEW | N/A | USD/water heater | us | us | 1688.2184
residential water heating | Reference Distillate Water Heater | 2046 | CAPITAL | REPLACEMENT | N/A | USD/water heater | us | us | 1688.2184
residential water heating | Reference Distillate Water Heater | 2046 | FIXED_OM | NEW | N/A | USD/water heater | us | us | 179.0047
residential water heating | Reference Distillate Water Heater | 2046 | FIXED_OM | REPLACEMENT | N/A | USD/water heater | us | us | 179.0047
residential water heating | Reference Distillate Water Heater | 2046 | INSTALLATION | NEW | N/A | USD/water heater | us | us | 686.0062
residential water heating | Reference Distillate Water Heater | 2046 | INSTALLATION | REPLACEMENT | N/A | USD/water heater | us | us | 686.0062
residential water heating | Reference Distillate Water Heater | 2047 | CAPITAL | NEW | N/A | USD/water heater | us | us | 1688.2184
residential water heating | Reference Distillate Water Heater | 2047 | CAPITAL | REPLACEMENT | N/A | USD/water heater | us | us | 1688.2184
residential water heating | Reference Distillate Water Heater | 2047 | FIXED_OM | NEW | N/A | USD/water heater | us | us | 179.0047
residential water heating | Reference Distillate Water Heater | 2047 | FIXED_OM | REPLACEMENT | N/A | USD/water heater | us | us | 179.0047
residential water heating | Reference Distillate Water Heater | 2047 | INSTALLATION | NEW | N/A | USD/water heater | us | us | 686.0062
residential water heating | Reference Distillate Water Heater | 2047 | INSTALLATION | REPLACEMENT | N/A | USD/water heater | us | us | 686.0062
residential water heating | Reference Distillate Water Heater | 2048 | CAPITAL | NEW | N/A | USD/water heater | us | us | 1688.2184
residential water heating | Reference Distillate Water Heater | 2048 | CAPITAL | REPLACEMENT | N/A | USD/water heater | us | us | 1688.2184
residential water heating | Reference Distillate Water Heater | 2048 | FIXED_OM | NEW | N/A | USD/water heater | us | us | 179.0047
residential water heating | Reference Distillate Water Heater | 2048 | FIXED_OM | REPLACEMENT | N/A | USD/water heater | us | us | 179.0047
residential water heating | Reference Distillate Water Heater | 2048 | INSTALLATION | NEW | N/A | USD/water heater | us | us | 686.0062
residential water heating | Reference Distillate Water Heater | 2048 | INSTALLATION | REPLACEMENT | N/A | USD/water heater | us | us | 686.0062
residential water heating | Reference Distillate Water Heater | 2049 | CAPITAL | NEW | N/A | USD/water heater | us | us | 1688.2184
residential water heating | Reference Distillate Water Heater | 2049 | CAPITAL | REPLACEMENT | N/A | USD/water heater | us | us | 1688.2184
residential water heating | Reference Distillate Water Heater | 2049 | FIXED_OM | NEW | N/A | USD/water heater | us | us | 179.0047
residential water heating | Reference Distillate Water Heater | 2049 | FIXED_OM | REPLACEMENT | N/A | USD/water heater | us | us | 179.0047
residential water heating | Reference Distillate Water Heater | 2049 | INSTALLATION | NEW | N/A | USD/water heater | us | us | 686.0062
residential water heating | Reference Distillate Water Heater | 2049 | INSTALLATION | REPLACEMENT | N/A | USD/water heater | us | us | 686.0062
residential water heating | Reference Distillate Water Heater | 2050 | CAPITAL | NEW | N/A | USD/water heater | us | us | 1688.2184
residential water heating | Reference Distillate Water Heater | 2050 | CAPITAL | REPLACEMENT | N/A | USD/water heater | us | us | 1688.2184
residential water heating | Reference Distillate Water Heater | 2050 | FIXED_OM | NEW | N/A | USD/water heater | us | us | 179.0047
residential water heating | Reference Distillate Water Heater | 2050 | FIXED_OM | REPLACEMENT | N/A | USD/water heater | us | us | 179.0047
residential water heating | Reference Distillate Water Heater | 2050 | INSTALLATION | NEW | N/A | USD/water heater | us | us | 686.0062
residential water heating | Reference Distillate Water Heater | 2050 | INSTALLATION | REPLACEMENT | N/A | USD/water heater | us | us | 686.0062
residential water heating | Reference Electric Heat Pump Water Heater | 2020 | CAPITAL | NEW | N/A | USD/water heater | us | us | 1661.4213
residential water heating | Reference Electric Heat Pump Water Heater | 2020 | CAPITAL | REPLACEMENT | N/A | USD/water heater | us | us | 1661.4213
residential water heating | Reference Electric Heat Pump Water Heater | 2020 | FIXED_OM | NEW | N/A | USD/water heater | us | us | 17.1502
residential water heating | Reference Electric Heat Pump Water Heater | 2020 | FIXED_OM | REPLACEMENT | N/A | USD/water heater | us | us | 17.1502
residential water heating | Reference Electric Heat Pump Water Heater | 2020 | FUEL_SWITCHING | NEW | N/A | USD/water heater | us | us | 0
residential water heating | Reference Electric Heat Pump Water Heater | 2020 | FUEL_SWITCHING | REPLACEMENT | N/A | USD/water heater | us | us | 0
residential water heating | Reference Electric Heat Pump Water Heater | 2020 | INSTALLATION | NEW | N/A | USD/water heater | us | us | 343.0031
residential water heating | Reference Electric Heat Pump Water Heater | 2020 | INSTALLATION | REPLACEMENT | N/A | USD/water heater | us | us | 343.0031
residential water heating | Reference Electric Heat Pump Water Heater | 2021 | CAPITAL | NEW | N/A | USD/water heater | us | us | 1661.4213
residential water heating | Reference Electric Heat Pump Water Heater | 2021 | CAPITAL | REPLACEMENT | N/A | USD/water heater | us | us | 1661.4213
residential water heating | Reference Electric Heat Pump Water Heater | 2021 | FIXED_OM | NEW | N/A | USD/water heater | us | us | 17.1502
residential water heating | Reference Electric Heat Pump Water Heater | 2021 | FIXED_OM | REPLACEMENT | N/A | USD/water heater | us | us | 17.1502
residential water heating | Reference Electric Heat Pump Water Heater | 2021 | FUEL_SWITCHING | NEW | N/A | USD/water heater | us | us | 0
residential water heating | Reference Electric Heat Pump Water Heater | 2021 | FUEL_SWITCHING | REPLACEMENT | N/A | USD/water heater | us | us | 0
residential water heating | Reference Electric Heat Pump Water Heater | 2021 | INSTALLATION | NEW | N/A | USD/water heater | us | us | 343.0031
residential water heating | Reference Electric Heat Pump Water Heater | 2021 | INSTALLATION | REPLACEMENT | N/A | USD/water heater | us | us | 343.0031
residential water heating | Reference Electric Heat Pump Water Heater | 2022 | CAPITAL | NEW | N/A | USD/water heater | us | us | 1661.4213
residential water heating | Reference Electric Heat Pump Water Heater | 2022 | CAPITAL | REPLACEMENT | N/A | USD/water heater | us | us | 1661.4213
residential water heating | Reference Electric Heat Pump Water Heater | 2022 | FIXED_OM | NEW | N/A | USD/water heater | us | us | 17.1502
residential water heating | Reference Electric Heat Pump Water Heater | 2022 | FIXED_OM | REPLACEMENT | N/A | USD/water heater | us | us | 17.1502
residential water heating | Reference Electric Heat Pump Water Heater | 2022 | FUEL_SWITCHING | NEW | N/A | USD/water heater | us | us | 0
residential water heating | Reference Electric Heat Pump Water Heater | 2022 | FUEL_SWITCHING | REPLACEMENT | N/A | USD/water heater | us | us | 0
residential water heating | Reference Electric Heat Pump Water Heater | 2022 | INSTALLATION | NEW | N/A | USD/water heater | us | us | 343.0031
residential water heating | Reference Electric Heat Pump Water Heater | 2022 | INSTALLATION | REPLACEMENT | N/A | USD/water heater | us | us | 343.0031
residential water heating | Reference Electric Heat Pump Water Heater | 2023 | CAPITAL | NEW | N/A | USD/water heater | us | us | 1661.4213
residential water heating | Reference Electric Heat Pump Water Heater | 2023 | CAPITAL | REPLACEMENT | N/A | USD/water heater | us | us | 1661.4213
residential water heating | Reference Electric Heat Pump Water Heater | 2023 | FIXED_OM | NEW | N/A | USD/water heater | us | us | 17.1502
residential water heating | Reference Electric Heat Pump Water Heater | 2023 | FIXED_OM | REPLACEMENT | N/A | USD/water heater | us | us | 17.1502
residential water heating | Reference Electric Heat Pump Water Heater | 2023 | FUEL_SWITCHING | NEW | N/A | USD/water heater | us | us | 0
residential water heating | Reference Electric Heat Pump Water Heater | 2023 | FUEL_SWITCHING | REPLACEMENT | N/A | USD/water heater | us | us | 0
residential water heating | Reference Electric Heat Pump Water Heater | 2023 | INSTALLATION | NEW | N/A | USD/water heater | us | us | 343.0031
residential water heating | Reference Electric Heat Pump Water Heater | 2023 | INSTALLATION | REPLACEMENT | N/A | USD/water heater | us | us | 343.0031
residential water heating | Reference Electric Heat Pump Water Heater | 2024 | CAPITAL | NEW | N/A | USD/water heater | us | us | 1661.4213
residential water heating | Reference Electric Heat Pump Water Heater | 2024 | CAPITAL | REPLACEMENT | N/A | USD/water heater | us | us | 1661.4213
residential water heating | Reference Electric Heat Pump Water Heater | 2024 | FIXED_OM | NEW | N/A | USD/water heater | us | us | 17.1502
residential water heating | Reference Electric Heat Pump Water Heater | 2024 | FIXED_OM | REPLACEMENT | N/A | USD/water heater | us | us | 17.1502
residential water heating | Reference Electric Heat Pump Water Heater | 2024 | FUEL_SWITCHING | NEW | N/A | USD/water heater | us | us | 0
residential water heating | Reference Electric Heat Pump Water Heater | 2024 | FUEL_SWITCHING | REPLACEMENT | N/A | USD/water heater | us | us | 0
residential water heating | Reference Electric Heat Pump Water Heater | 2024 | INSTALLATION | NEW | N/A | USD/water heater | us | us | 343.0031
residential water heating | Reference Electric Heat Pump Water Heater | 2024 | INSTALLATION | REPLACEMENT | N/A | USD/water heater | us | us | 343.0031
residential water heating | Reference Electric Heat Pump Water Heater | 2025 | CAPITAL | NEW | N/A | USD/water heater | us | us | 1661.4213
residential water heating | Reference Electric Heat Pump Water Heater | 2025 | CAPITAL | REPLACEMENT | N/A | USD/water heater | us | us | 1661.4213
residential water heating | Reference Electric Heat Pump Water Heater | 2025 | FIXED_OM | NEW | N/A | USD/water heater | us | us | 17.1502
residential water heating | Reference Electric Heat Pump Water Heater | 2025 | FIXED_OM | REPLACEMENT | N/A | USD/water heater | us | us | 17.1502
residential water heating | Reference Electric Heat Pump Water Heater | 2025 | FUEL_SWITCHING | NEW | N/A | USD/water heater | us | us | 0
residential water heating | Reference Electric Heat Pump Water Heater | 2025 | FUEL_SWITCHING | REPLACEMENT | N/A | USD/water heater | us | us | 0
residential water heating | Reference Electric Heat Pump Water Heater | 2025 | INSTALLATION | NEW | N/A | USD/water heater | us | us | 343.0031
residential water heating | Reference Electric Heat Pump Water Heater | 2025 | INSTALLATION | REPLACEMENT | N/A | USD/water heater | us | us | 343.0031
residential water heating | Reference Electric Heat Pump Water Heater | 2026 | CAPITAL | NEW | N/A | USD/water heater | us | us | 1661.4213
residential water heating | Reference Electric Heat Pump Water Heater | 2026 | CAPITAL | REPLACEMENT | N/A | USD/water heater | us | us | 1661.4213
residential water heating | Reference Electric Heat Pump Water Heater | 2026 | FIXED_OM | NEW | N/A | USD/water heater | us | us | 17.1502
residential water heating | Reference Electric Heat Pump Water Heater | 2026 | FIXED_OM | REPLACEMENT | N/A | USD/water heater | us | us | 17.1502
residential water heating | Reference Electric Heat Pump Water Heater | 2026 | FUEL_SWITCHING | NEW | N/A | USD/water heater | us | us | 0
residential water heating | Reference Electric Heat Pump Water Heater | 2026 | FUEL_SWITCHING | REPLACEMENT | N/A | USD/water heater | us | us | 0
residential water heating | Reference Electric Heat Pump Water Heater | 2026 | INSTALLATION | NEW | N/A | USD/water heater | us | us | 343.0031
residential water heating | Reference Electric Heat Pump Water Heater | 2026 | INSTALLATION | REPLACEMENT | N/A | USD/water heater | us | us | 343.0031
residential water heating | Reference Electric Heat Pump Water Heater | 2027 | CAPITAL | NEW | N/A | USD/water heater | us | us | 1661.4213
residential water heating | Reference Electric Heat Pump Water Heater | 2027 | CAPITAL | REPLACEMENT | N/A | USD/water heater | us | us | 1661.4213
residential water heating | Reference Electric Heat Pump Water Heater | 2027 | FIXED_OM | NEW | N/A | USD/water heater | us | us | 17.1502
residential water heating | Reference Electric Heat Pump Water Heater | 2027 | FIXED_OM | REPLACEMENT | N/A | USD/water heater | us | us | 17.1502
residential water heating | Reference Electric Heat Pump Water Heater | 2027 | FUEL_SWITCHING | NEW | N/A | USD/water heater | us | us | 0
residential water heating | Reference Electric Heat Pump Water Heater | 2027 | FUEL_SWITCHING | REPLACEMENT | N/A | USD/water heater | us | us | 0
residential water heating | Reference Electric Heat Pump Water Heater | 2027 | INSTALLATION | NEW | N/A | USD/water heater | us | us | 343.0031
residential water heating | Reference Electric Heat Pump Water Heater | 2027 | INSTALLATION | REPLACEMENT | N/A | USD/water heater | us | us | 343.0031
residential water heating | Reference Electric Heat Pump Water Heater | 2028 | CAPITAL | NEW | N/A | USD/water heater | us | us | 1661.4213
residential water heating | Reference Electric Heat Pump Water Heater | 2028 | CAPITAL | REPLACEMENT | N/A | USD/water heater | us | us | 1661.4213
residential water heating | Reference Electric Heat Pump Water Heater | 2028 | FIXED_OM | NEW | N/A | USD/water heater | us | us | 17.1502
residential water heating | Reference Electric Heat Pump Water Heater | 2028 | FIXED_OM | REPLACEMENT | N/A | USD/water heater | us | us | 17.1502
residential water heating | Reference Electric Heat Pump Water Heater | 2028 | FUEL_SWITCHING | NEW | N/A | USD/water heater | us | us | 0
residential water heating | Reference Electric Heat Pump Water Heater | 2028 | FUEL_SWITCHING | REPLACEMENT | N/A | USD/water heater | us | us | 0
residential water heating | Reference Electric Heat Pump Water Heater | 2028 | INSTALLATION | NEW | N/A | USD/water heater | us | us | 343.0031
residential water heating | Reference Electric Heat Pump Water Heater | 2028 | INSTALLATION | REPLACEMENT | N/A | USD/water heater | us | us | 343.0031
residential water heating | Reference Electric Heat Pump Water Heater | 2029 | CAPITAL | NEW | N/A | USD/water heater | us | us | 1661.4213
residential water heating | Reference Electric Heat Pump Water Heater | 2029 | CAPITAL | REPLACEMENT | N/A | USD/water heater | us | us | 1661.4213
residential water heating | Reference Electric Heat Pump Water Heater | 2029 | FIXED_OM | NEW | N/A | USD/water heater | us | us | 17.1502
residential water heating | Reference Electric Heat Pump Water Heater | 2029 | FIXED_OM | REPLACEMENT | N/A | USD/water heater | us | us | 17.1502
residential water heating | Reference Electric Heat Pump Water Heater | 2029 | FUEL_SWITCHING | NEW | N/A | USD/water heater | us | us | 0
residential water heating | Reference Electric Heat Pump Water Heater | 2029 | FUEL_SWITCHING | REPLACEMENT | N/A | USD/water heater | us | us | 0
residential water heating | Reference Electric Heat Pump Water Heater | 2029 | INSTALLATION | NEW | N/A | USD/water heater | us | us | 343.0031
residential water heating | Reference Electric Heat Pump Water Heater | 2029 | INSTALLATION | REPLACEMENT | N/A | USD/water heater | us | us | 343.0031
residential water heating | Reference Electric Heat Pump Water Heater | 2030 | CAPITAL | NEW | N/A | USD/water heater | us | us | 1661.4213
residential water heating | Reference Electric Heat Pump Water Heater | 2030 | CAPITAL | REPLACEMENT | N/A | USD/water heater | us | us | 1661.4213
residential water heating | Reference Electric Heat Pump Water Heater | 2030 | FIXED_OM | NEW | N/A | USD/water heater | us | us | 17.1502
residential water heating | Reference Electric Heat Pump Water Heater | 2030 | FIXED_OM | REPLACEMENT | N/A | USD/water heater | us | us | 17.1502
residential water heating | Reference Electric Heat Pump Water Heater | 2030 | FUEL_SWITCHING | NEW | N/A | USD/water heater | us | us | 0
residential water heating | Reference Electric Heat Pump Water Heater | 2030 | FUEL_SWITCHING | REPLACEMENT | N/A | USD/water heater | us | us | 0
residential water heating | Reference Electric Heat Pump Water Heater | 2030 | INSTALLATION | NEW | N/A | USD/water heater | us | us | 343.0031
residential water heating | Reference Electric Heat Pump Water Heater | 2030 | INSTALLATION | REPLACEMENT | N/A | USD/water heater | us | us | 343.0031
residential water heating | Reference Electric Heat Pump Water Heater | 2031 | CAPITAL | NEW | N/A | USD/water heater | us | us | 1661.4213
residential water heating | Reference Electric Heat Pump Water Heater | 2031 | CAPITAL | REPLACEMENT | N/A | USD/water heater | us | us | 1661.4213
residential water heating | Reference Electric Heat Pump Water Heater | 2031 | FIXED_OM | NEW | N/A | USD/water heater | us | us | 17.1502
residential water heating | Reference Electric Heat Pump Water Heater | 2031 | FIXED_OM | REPLACEMENT | N/A | USD/water heater | us | us | 17.1502
residential water heating | Reference Electric Heat Pump Water Heater | 2031 | FUEL_SWITCHING | NEW | N/A | USD/water heater | us | us | 0
residential water heating | Reference Electric Heat Pump Water Heater | 2031 | FUEL_SWITCHING | REPLACEMENT | N/A | USD/water heater | us | us | 0
residential water heating | Reference Electric Heat Pump Water Heater | 2031 | INSTALLATION | NEW | N/A | USD/water heater | us | us | 343.0031
residential water heating | Reference Electric Heat Pump Water Heater | 2031 | INSTALLATION | REPLACEMENT | N/A | USD/water heater | us | us | 343.0031
residential water heating | Reference Electric Heat Pump Water Heater | 2032 | CAPITAL | NEW | N/A | USD/water heater | us | us | 1661.4213
residential water heating | Reference Electric Heat Pump Water Heater | 2032 | CAPITAL | REPLACEMENT | N/A | USD/water heater | us | us | 1661.4213
residential water heating | Reference Electric Heat Pump Water Heater | 2032 | FIXED_OM | NEW | N/A | USD/water heater | us | us | 17.1502
residential water heating | Reference Electric Heat Pump Water Heater | 2032 | FIXED_OM | REPLACEMENT | N/A | USD/water heater | us | us | 17.1502
residential water heating | Reference Electric Heat Pump Water Heater | 2032 | FUEL_SWITCHING | NEW | N/A | USD/water heater | us | us | 0
residential water heating | Reference Electric Heat Pump Water Heater | 2032 | FUEL_SWITCHING | REPLACEMENT | N/A | USD/water heater | us | us | 0
residential water heating | Reference Electric Heat Pump Water Heater | 2032 | INSTALLATION | NEW | N/A | USD/water heater | us | us | 343.0031
residential water heating | Reference Electric Heat Pump Water Heater | 2032 | INSTALLATION | REPLACEMENT | N/A | USD/water heater | us | us | 343.0031
residential water heating | Reference Electric Heat Pump Water Heater | 2033 | CAPITAL | NEW | N/A | USD/water heater | us | us | 1661.4213
residential water heating | Reference Electric Heat Pump Water Heater | 2033 | CAPITAL | REPLACEMENT | N/A | USD/water heater | us | us | 1661.4213
residential water heating | Reference Electric Heat Pump Water Heater | 2033 | FIXED_OM | NEW | N/A | USD/water heater | us | us | 17.1502
residential water heating | Reference Electric Heat Pump Water Heater | 2033 | FIXED_OM | REPLACEMENT | N/A | USD/water heater | us | us | 17.1502
residential water heating | Reference Electric Heat Pump Water Heater | 2033 | FUEL_SWITCHING | NEW | N/A | USD/water heater | us | us | 0
residential water heating | Reference Electric Heat Pump Water Heater | 2033 | FUEL_SWITCHING | REPLACEMENT | N/A | USD/water heater | us | us | 0
residential water heating | Reference Electric Heat Pump Water Heater | 2033 | INSTALLATION | NEW | N/A | USD/water heater | us | us | 343.0031
residential water heating | Reference Electric Heat Pump Water Heater | 2033 | INSTALLATION | REPLACEMENT | N/A | USD/water heater | us | us | 343.0031
residential water heating | Reference Electric Heat Pump Water Heater | 2034 | CAPITAL | NEW | N/A | USD/water heater | us | us | 1661.4213
residential water heating | Reference Electric Heat Pump Water Heater | 2034 | CAPITAL | REPLACEMENT | N/A | USD/water heater | us | us | 1661.4213
residential water heating | Reference Electric Heat Pump Water Heater | 2034 | FIXED_OM | NEW | N/A | USD/water heater | us | us | 17.1502
residential water heating | Reference Electric Heat Pump Water Heater | 2034 | FIXED_OM | REPLACEMENT | N/A | USD/water heater | us | us | 17.1502
residential water heating | Reference Electric Heat Pump Water Heater | 2034 | FUEL_SWITCHING | NEW | N/A | USD/water heater | us | us | 0
residential water heating | Reference Electric Heat Pump Water Heater | 2034 | FUEL_SWITCHING | REPLACEMENT | N/A | USD/water heater | us | us | 0
residential water heating | Reference Electric Heat Pump Water Heater | 2034 | INSTALLATION | NEW | N/A | USD/water heater | us | us | 343.0031
residential water heating | Reference Electric Heat Pump Water Heater | 2034 | INSTALLATION | REPLACEMENT | N/A | USD/water heater | us | us | 343.0031
residential water heating | Reference Electric Heat Pump Water Heater | 2035 | CAPITAL | NEW | N/A | USD/water heater | us | us | 1661.4213
residential water heating | Reference Electric Heat Pump Water Heater | 2035 | CAPITAL | REPLACEMENT | N/A | USD/water heater | us | us | 1661.4213
residential water heating | Reference Electric Heat Pump Water Heater | 2035 | FIXED_OM | NEW | N/A | USD/water heater | us | us | 17.1502
residential water heating | Reference Electric Heat Pump Water Heater | 2035 | FIXED_OM | REPLACEMENT | N/A | USD/water heater | us | us | 17.1502
residential water heating | Reference Electric Heat Pump Water Heater | 2035 | FUEL_SWITCHING | NEW | N/A | USD/water heater | us | us | 0
residential water heating | Reference Electric Heat Pump Water Heater | 2035 | FUEL_SWITCHING | REPLACEMENT | N/A | USD/water heater | us | us | 0
residential water heating | Reference Electric Heat Pump Water Heater | 2035 | INSTALLATION | NEW | N/A | USD/water heater | us | us | 343.0031
residential water heating | Reference Electric Heat Pump Water Heater | 2035 | INSTALLATION | REPLACEMENT | N/A | USD/water heater | us | us | 343.0031
residential water heating | Reference Electric Heat Pump Water Heater | 2036 | CAPITAL | NEW | N/A | USD/water heater | us | us | 1661.4213
residential water heating | Reference Electric Heat Pump Water Heater | 2036 | CAPITAL | REPLACEMENT | N/A | USD/water heater | us | us | 1661.4213
residential water heating | Reference Electric Heat Pump Water Heater | 2036 | FIXED_OM | NEW | N/A | USD/water heater | us | us | 17.1502
residential water heating | Reference Electric Heat Pump Water Heater | 2036 | FIXED_OM | REPLACEMENT | N/A | USD/water heater | us | us | 17.1502
residential water heating | Reference Electric Heat Pump Water Heater | 2036 | FUEL_SWITCHING | NEW | N/A | USD/water heater | us | us | 0
residential water heating | Reference Electric Heat Pump Water Heater | 2036 | FUEL_SWITCHING | REPLACEMENT | N/A | USD/water heater | us | us | 0
residential water heating | Reference Electric Heat Pump Water Heater | 2036 | INSTALLATION | NEW | N/A | USD/water heater | us | us | 343.0031
residential water heating | Reference Electric Heat Pump Water Heater | 2036 | INSTALLATION | REPLACEMENT | N/A | USD/water heater | us | us | 343.0031
residential water heating | Reference Electric Heat Pump Water Heater | 2037 | CAPITAL | NEW | N/A | USD/water heater | us | us | 1661.4213
residential water heating | Reference Electric Heat Pump Water Heater | 2037 | CAPITAL | REPLACEMENT | N/A | USD/water heater | us | us | 1661.4213
residential water heating | Reference Electric Heat Pump Water Heater | 2037 | FIXED_OM | NEW | N/A | USD/water heater | us | us | 17.1502
residential water heating | Reference Electric Heat Pump Water Heater | 2037 | FIXED_OM | REPLACEMENT | N/A | USD/water heater | us | us | 17.1502
residential water heating | Reference Electric Heat Pump Water Heater | 2037 | FUEL_SWITCHING | NEW | N/A | USD/water heater | us | us | 0
residential water heating | Reference Electric Heat Pump Water Heater | 2037 | FUEL_SWITCHING | REPLACEMENT | N/A | USD/water heater | us | us | 0
residential water heating | Reference Electric Heat Pump Water Heater | 2037 | INSTALLATION | NEW | N/A | USD/water heater | us | us | 343.0031
residential water heating | Reference Electric Heat Pump Water Heater | 2037 | INSTALLATION | REPLACEMENT | N/A | USD/water heater | us | us | 343.0031
residential water heating | Reference Electric Heat Pump Water Heater | 2038 | CAPITAL | NEW | N/A | USD/water heater | us | us | 1661.4213
residential water heating | Reference Electric Heat Pump Water Heater | 2038 | CAPITAL | REPLACEMENT | N/A | USD/water heater | us | us | 1661.4213
residential water heating | Reference Electric Heat Pump Water Heater | 2038 | FIXED_OM | NEW | N/A | USD/water heater | us | us | 17.1502
residential water heating | Reference Electric Heat Pump Water Heater | 2038 | FIXED_OM | REPLACEMENT | N/A | USD/water heater | us | us | 17.1502
residential water heating | Reference Electric Heat Pump Water Heater | 2038 | FUEL_SWITCHING | NEW | N/A | USD/water heater | us | us | 0
residential water heating | Reference Electric Heat Pump Water Heater | 2038 | FUEL_SWITCHING | REPLACEMENT | N/A | USD/water heater | us | us | 0
residential water heating | Reference Electric Heat Pump Water Heater | 2038 | INSTALLATION | NEW | N/A | USD/water heater | us | us | 343.0031
residential water heating | Reference Electric Heat Pump Water Heater | 2038 | INSTALLATION | REPLACEMENT | N/A | USD/water heater | us | us | 343.0031
residential water heating | Reference Electric Heat Pump Water Heater | 2039 | CAPITAL | NEW | N/A | USD/water heater | us | us | 1661.4213
residential water heating | Reference Electric Heat Pump Water Heater | 2039 | CAPITAL | REPLACEMENT | N/A | USD/water heater | us | us | 1661.4213
residential water heating | Reference Electric Heat Pump Water Heater | 2039 | FIXED_OM | NEW | N/A | USD/water heater | us | us | 17.1502
residential water heating | Reference Electric Heat Pump Water Heater | 2039 | FIXED_OM | REPLACEMENT | N/A | USD/water heater | us | us | 17.1502
residential water heating | Reference Electric Heat Pump Water Heater | 2039 | FUEL_SWITCHING | NEW | N/A | USD/water heater | us | us | 0
residential water heating | Reference Electric Heat Pump Water Heater | 2039 | FUEL_SWITCHING | REPLACEMENT | N/A | USD/water heater | us | us | 0
residential water heating | Reference Electric Heat Pump Water Heater | 2039 | INSTALLATION | NEW | N/A | USD/water heater | us | us | 343.0031
residential water heating | Reference Electric Heat Pump Water Heater | 2039 | INSTALLATION | REPLACEMENT | N/A | USD/water heater | us | us | 343.0031
residential water heating | Reference Electric Heat Pump Water Heater | 2040 | CAPITAL | NEW | N/A | USD/water heater | us | us | 1661.4213
residential water heating | Reference Electric Heat Pump Water Heater | 2040 | CAPITAL | REPLACEMENT | N/A | USD/water heater | us | us | 1661.4213
residential water heating | Reference Electric Heat Pump Water Heater | 2040 | FIXED_OM | NEW | N/A | USD/water heater | us | us | 17.1502
residential water heating | Reference Electric Heat Pump Water Heater | 2040 | FIXED_OM | REPLACEMENT | N/A | USD/water heater | us | us | 17.1502
residential water heating | Reference Electric Heat Pump Water Heater | 2040 | FUEL_SWITCHING | NEW | N/A | USD/water heater | us | us | 0
residential water heating | Reference Electric Heat Pump Water Heater | 2040 | FUEL_SWITCHING | REPLACEMENT | N/A | USD/water heater | us | us | 0
residential water heating | Reference Electric Heat Pump Water Heater | 2040 | INSTALLATION | NEW | N/A | USD/water heater | us | us | 343.0031
residential water heating | Reference Electric Heat Pump Water Heater | 2040 | INSTALLATION | REPLACEMENT | N/A | USD/water heater | us | us | 343.0031
residential water heating | Reference Electric Heat Pump Water Heater | 2041 | CAPITAL | NEW | N/A | USD/water heater | us | us | 1661.4213
residential water heating | Reference Electric Heat Pump Water Heater | 2041 | CAPITAL | REPLACEMENT | N/A | USD/water heater | us | us | 1661.4213
residential water heating | Reference Electric Heat Pump Water Heater | 2041 | FIXED_OM | NEW | N/A | USD/water heater | us | us | 17.1502
residential water heating | Reference Electric Heat Pump Water Heater | 2041 | FIXED_OM | REPLACEMENT | N/A | USD/water heater | us | us | 17.1502
residential water heating | Reference Electric Heat Pump Water Heater | 2041 | FUEL_SWITCHING | NEW | N/A | USD/water heater | us | us | 0
residential water heating | Reference Electric Heat Pump Water Heater | 2041 | FUEL_SWITCHING | REPLACEMENT | N/A | USD/water heater | us | us | 0
residential water heating | Reference Electric Heat Pump Water Heater | 2041 | INSTALLATION | NEW | N/A | USD/water heater | us | us | 343.0031
residential water heating | Reference Electric Heat Pump Water Heater | 2041 | INSTALLATION | REPLACEMENT | N/A | USD/water heater | us | us | 343.0031
residential water heating | Reference Electric Heat Pump Water Heater | 2042 | CAPITAL | NEW | N/A | USD/water heater | us | us | 1661.4213
residential water heating | Reference Electric Heat Pump Water Heater | 2042 | CAPITAL | REPLACEMENT | N/A | USD/water heater | us | us | 1661.4213
residential water heating | Reference Electric Heat Pump Water Heater | 2042 | FIXED_OM | NEW | N/A | USD/water heater | us | us | 17.1502
residential water heating | Reference Electric Heat Pump Water Heater | 2042 | FIXED_OM | REPLACEMENT | N/A | USD/water heater | us | us | 17.1502
residential water heating | Reference Electric Heat Pump Water Heater | 2042 | FUEL_SWITCHING | NEW | N/A | USD/water heater | us | us | 0
residential water heating | Reference Electric Heat Pump Water Heater | 2042 | FUEL_SWITCHING | REPLACEMENT | N/A | USD/water heater | us | us | 0
residential water heating | Reference Electric Heat Pump Water Heater | 2042 | INSTALLATION | NEW | N/A | USD/water heater | us | us | 343.0031
residential water heating | Reference Electric Heat Pump Water Heater | 2042 | INSTALLATION | REPLACEMENT | N/A | USD/water heater | us | us | 343.0031
residential water heating | Reference Electric Heat Pump Water Heater | 2043 | CAPITAL | NEW | N/A | USD/water heater | us | us | 1661.4213
residential water heating | Reference Electric Heat Pump Water Heater | 2043 | CAPITAL | REPLACEMENT | N/A | USD/water heater | us | us | 1661.4213
residential water heating | Reference Electric Heat Pump Water Heater | 2043 | FIXED_OM | NEW | N/A | USD/water heater | us | us | 17.1502
residential water heating | Reference Electric Heat Pump Water Heater | 2043 | FIXED_OM | REPLACEMENT | N/A | USD/water heater | us | us | 17.1502
residential water heating | Reference Electric Heat Pump Water Heater | 2043 | FUEL_SWITCHING | NEW | N/A | USD/water heater | us | us | 0
residential water heating | Reference Electric Heat Pump Water Heater | 2043 | FUEL_SWITCHING | REPLACEMENT | N/A | USD/water heater | us | us | 0
residential water heating | Reference Electric Heat Pump Water Heater | 2043 | INSTALLATION | NEW | N/A | USD/water heater | us | us | 343.0031
residential water heating | Reference Electric Heat Pump Water Heater | 2043 | INSTALLATION | REPLACEMENT | N/A | USD/water heater | us | us | 343.0031
residential water heating | Reference Electric Heat Pump Water Heater | 2044 | CAPITAL | NEW | N/A | USD/water heater | us | us | 1661.4213
residential water heating | Reference Electric Heat Pump Water Heater | 2044 | CAPITAL | REPLACEMENT | N/A | USD/water heater | us | us | 1661.4213
residential water heating | Reference Electric Heat Pump Water Heater | 2044 | FIXED_OM | NEW | N/A | USD/water heater | us | us | 17.1502
residential water heating | Reference Electric Heat Pump Water Heater | 2044 | FIXED_OM | REPLACEMENT | N/A | USD/water heater | us | us | 17.1502
residential water heating | Reference Electric Heat Pump Water Heater | 2044 | FUEL_SWITCHING | NEW | N/A | USD/water heater | us | us | 0
residential water heating | Reference Electric Heat Pump Water Heater | 2044 | FUEL_SWITCHING | REPLACEMENT | N/A | USD/water heater | us | us | 0
residential water heating | Reference Electric Heat Pump Water Heater | 2044 | INSTALLATION | NEW | N/A | USD/water heater | us | us | 343.0031
residential water heating | Reference Electric Heat Pump Water Heater | 2044 | INSTALLATION | REPLACEMENT | N/A | USD/water heater | us | us | 343.0031
residential water heating | Reference Electric Heat Pump Water Heater | 2045 | CAPITAL | NEW | N/A | USD/water heater | us | us | 1661.4213
residential water heating | Reference Electric Heat Pump Water Heater | 2045 | CAPITAL | REPLACEMENT | N/A | USD/water heater | us | us | 1661.4213
residential water heating | Reference Electric Heat Pump Water Heater | 2045 | FIXED_OM | NEW | N/A | USD/water heater | us | us | 17.1502
residential water heating | Reference Electric Heat Pump Water Heater | 2045 | FIXED_OM | REPLACEMENT | N/A | USD/water heater | us | us | 17.1502
residential water heating | Reference Electric Heat Pump Water Heater | 2045 | FUEL_SWITCHING | NEW | N/A | USD/water heater | us | us | 0
residential water heating | Reference Electric Heat Pump Water Heater | 2045 | FUEL_SWITCHING | REPLACEMENT | N/A | USD/water heater | us | us | 0
residential water heating | Reference Electric Heat Pump Water Heater | 2045 | INSTALLATION | NEW | N/A | USD/water heater | us | us | 343.0031
residential water heating | Reference Electric Heat Pump Water Heater | 2045 | INSTALLATION | REPLACEMENT | N/A | USD/water heater | us | us | 343.0031
residential water heating | Reference Electric Heat Pump Water Heater | 2046 | CAPITAL | NEW | N/A | USD/water heater | us | us | 1661.4213
residential water heating | Reference Electric Heat Pump Water Heater | 2046 | CAPITAL | REPLACEMENT | N/A | USD/water heater | us | us | 1661.4213
residential water heating | Reference Electric Heat Pump Water Heater | 2046 | FIXED_OM | NEW | N/A | USD/water heater | us | us | 17.1502
residential water heating | Reference Electric Heat Pump Water Heater | 2046 | FIXED_OM | REPLACEMENT | N/A | USD/water heater | us | us | 17.1502
residential water heating | Reference Electric Heat Pump Water Heater | 2046 | FUEL_SWITCHING | NEW | N/A | USD/water heater | us | us | 0
residential water heating | Reference Electric Heat Pump Water Heater | 2046 | FUEL_SWITCHING | REPLACEMENT | N/A | USD/water heater | us | us | 0
residential water heating | Reference Electric Heat Pump Water Heater | 2046 | INSTALLATION | NEW | N/A | USD/water heater | us | us | 343.0031
residential water heating | Reference Electric Heat Pump Water Heater | 2046 | INSTALLATION | REPLACEMENT | N/A | USD/water heater | us | us | 343.0031
residential water heating | Reference Electric Heat Pump Water Heater | 2047 | CAPITAL | NEW | N/A | USD/water heater | us | us | 1661.4213
residential water heating | Reference Electric Heat Pump Water Heater | 2047 | CAPITAL | REPLACEMENT | N/A | USD/water heater | us | us | 1661.4213
residential water heating | Reference Electric Heat Pump Water Heater | 2047 | FIXED_OM | NEW | N/A | USD/water heater | us | us | 17.1502
residential water heating | Reference Electric Heat Pump Water Heater | 2047 | FIXED_OM | REPLACEMENT | N/A | USD/water heater | us | us | 17.1502
residential water heating | Reference Electric Heat Pump Water Heater | 2047 | FUEL_SWITCHING | NEW | N/A | USD/water heater | us | us | 0
residential water heating | Reference Electric Heat Pump Water Heater | 2047 | FUEL_SWITCHING | REPLACEMENT | N/A | USD/water heater | us | us | 0
residential water heating | Reference Electric Heat Pump Water Heater | 2047 | INSTALLATION | NEW | N/A | USD/water heater | us | us | 343.0031
residential water heating | Reference Electric Heat Pump Water Heater | 2047 | INSTALLATION | REPLACEMENT | N/A | USD/water heater | us | us | 343.0031
residential water heating | Reference Electric Heat Pump Water Heater | 2048 | CAPITAL | NEW | N/A | USD/water heater | us | us | 1661.4213
residential water heating | Reference Electric Heat Pump Water Heater | 2048 | CAPITAL | REPLACEMENT | N/A | USD/water heater | us | us | 1661.4213
residential water heating | Reference Electric Heat Pump Water Heater | 2048 | FIXED_OM | NEW | N/A | USD/water heater | us | us | 17.1502
residential water heating | Reference Electric Heat Pump Water Heater | 2048 | FIXED_OM | REPLACEMENT | N/A | USD/water heater | us | us | 17.1502
residential water heating | Reference Electric Heat Pump Water Heater | 2048 | FUEL_SWITCHING | NEW | N/A | USD/water heater | us | us | 0
residential water heating | Reference Electric Heat Pump Water Heater | 2048 | FUEL_SWITCHING | REPLACEMENT | N/A | USD/water heater | us | us | 0
residential water heating | Reference Electric Heat Pump Water Heater | 2048 | INSTALLATION | NEW | N/A | USD/water heater | us | us | 343.0031
residential water heating | Reference Electric Heat Pump Water Heater | 2048 | INSTALLATION | REPLACEMENT | N/A | USD/water heater | us | us | 343.0031
residential water heating | Reference Electric Heat Pump Water Heater | 2049 | CAPITAL | NEW | N/A | USD/water heater | us | us | 1661.4213
residential water heating | Reference Electric Heat Pump Water Heater | 2049 | CAPITAL | REPLACEMENT | N/A | USD/water heater | us | us | 1661.4213
residential water heating | Reference Electric Heat Pump Water Heater | 2049 | FIXED_OM | NEW | N/A | USD/water heater | us | us | 17.1502
residential water heating | Reference Electric Heat Pump Water Heater | 2049 | FIXED_OM | REPLACEMENT | N/A | USD/water heater | us | us | 17.1502
residential water heating | Reference Electric Heat Pump Water Heater | 2049 | FUEL_SWITCHING | NEW | N/A | USD/water heater | us | us | 0
residential water heating | Reference Electric Heat Pump Water Heater | 2049 | FUEL_SWITCHING | REPLACEMENT | N/A | USD/water heater | us | us | 0
residential water heating | Reference Electric Heat Pump Water Heater | 2049 | INSTALLATION | NEW | N/A | USD/water heater | us | us | 343.0031
residential water heating | Reference Electric Heat Pump Water Heater | 2049 | INSTALLATION | REPLACEMENT | N/A | USD/water heater | us | us | 343.0031
residential water heating | Reference Electric Heat Pump Water Heater | 2050 | CAPITAL | NEW | N/A | USD/water heater | us | us | 1661.4213
residential water heating | Reference Electric Heat Pump Water Heater | 2050 | CAPITAL | REPLACEMENT | N/A | USD/water heater | us | us | 1661.4213
residential water heating | Reference Electric Heat Pump Water Heater | 2050 | FIXED_OM | NEW | N/A | USD/water heater | us | us | 17.1502
residential water heating | Reference Electric Heat Pump Water Heater | 2050 | FIXED_OM | REPLACEMENT | N/A | USD/water heater | us | us | 17.1502
residential water heating | Reference Electric Heat Pump Water Heater | 2050 | FUEL_SWITCHING | NEW | N/A | USD/water heater | us | us | 0
residential water heating | Reference Electric Heat Pump Water Heater | 2050 | FUEL_SWITCHING | REPLACEMENT | N/A | USD/water heater | us | us | 0
residential water heating | Reference Electric Heat Pump Water Heater | 2050 | INSTALLATION | NEW | N/A | USD/water heater | us | us | 343.0031
residential water heating | Reference Electric Heat Pump Water Heater | 2050 | INSTALLATION | REPLACEMENT | N/A | USD/water heater | us | us | 343.0031
residential water heating | Reference Electric Resistance Water Heater | 2020 | CAPITAL | NEW | N/A | USD/water heater | us | us | 310.8466
residential water heating | Reference Electric Resistance Water Heater | 2020 | CAPITAL | REPLACEMENT | N/A | USD/water heater | us | us | 310.8466
residential water heating | Reference Electric Resistance Water Heater | 2020 | FIXED_OM | NEW | N/A | USD/water heater | us | us | 6.4313
residential water heating | Reference Electric Resistance Water Heater | 2020 | FIXED_OM | REPLACEMENT | N/A | USD/water heater | us | us | 6.4313
residential water heating | Reference Electric Resistance Water Heater | 2020 | FUEL_SWITCHING | NEW | N/A | USD/water heater | us | us | 0
residential water heating | Reference Electric Resistance Water Heater | 2020 | FUEL_SWITCHING | REPLACEMENT | N/A | USD/water heater | us | us | 0
residential water heating | Reference Electric Resistance Water Heater | 2020 | INSTALLATION | NEW | N/A | USD/water heater | us | us | 343.0031
residential water heating | Reference Electric Resistance Water Heater | 2020 | INSTALLATION | REPLACEMENT | N/A | USD/water heater | us | us | 343.0031
residential water heating | Reference Electric Resistance Water Heater | 2021 | CAPITAL | NEW | N/A | USD/water heater | us | us | 310.8466
residential water heating | Reference Electric Resistance Water Heater | 2021 | CAPITAL | REPLACEMENT | N/A | USD/water heater | us | us | 310.8466
residential water heating | Reference Electric Resistance Water Heater | 2021 | FIXED_OM | NEW | N/A | USD/water heater | us | us | 6.4313
residential water heating | Reference Electric Resistance Water Heater | 2021 | FIXED_OM | REPLACEMENT | N/A | USD/water heater | us | us | 6.4313
residential water heating | Reference Electric Resistance Water Heater | 2021 | FUEL_SWITCHING | NEW | N/A | USD/water heater | us | us | 0
residential water heating | Reference Electric Resistance Water Heater | 2021 | FUEL_SWITCHING | REPLACEMENT | N/A | USD/water heater | us | us | 0
residential water heating | Reference Electric Resistance Water Heater | 2021 | INSTALLATION | NEW | N/A | USD/water heater | us | us | 343.0031
residential water heating | Reference Electric Resistance Water Heater | 2021 | INSTALLATION | REPLACEMENT | N/A | USD/water heater | us | us | 343.0031
residential water heating | Reference Electric Resistance Water Heater | 2022 | CAPITAL | NEW | N/A | USD/water heater | us | us | 310.8466
residential water heating | Reference Electric Resistance Water Heater | 2022 | CAPITAL | REPLACEMENT | N/A | USD/water heater | us | us | 310.8466
residential water heating | Reference Electric Resistance Water Heater | 2022 | FIXED_OM | NEW | N/A | USD/water heater | us | us | 6.4313
residential water heating | Reference Electric Resistance Water Heater | 2022 | FIXED_OM | REPLACEMENT | N/A | USD/water heater | us | us | 6.4313
residential water heating | Reference Electric Resistance Water Heater | 2022 | FUEL_SWITCHING | NEW | N/A | USD/water heater | us | us | 0
residential water heating | Reference Electric Resistance Water Heater | 2022 | FUEL_SWITCHING | REPLACEMENT | N/A | USD/water heater | us | us | 0
residential water heating | Reference Electric Resistance Water Heater | 2022 | INSTALLATION | NEW | N/A | USD/water heater | us | us | 343.0031
residential water heating | Reference Electric Resistance Water Heater | 2022 | INSTALLATION | REPLACEMENT | N/A | USD/water heater | us | us | 343.0031
residential water heating | Reference Electric Resistance Water Heater | 2023 | CAPITAL | NEW | N/A | USD/water heater | us | us | 310.8466
residential water heating | Reference Electric Resistance Water Heater | 2023 | CAPITAL | REPLACEMENT | N/A | USD/water heater | us | us | 310.8466
residential water heating | Reference Electric Resistance Water Heater | 2023 | FIXED_OM | NEW | N/A | USD/water heater | us | us | 6.4313
residential water heating | Reference Electric Resistance Water Heater | 2023 | FIXED_OM | REPLACEMENT | N/A | USD/water heater | us | us | 6.4313
residential water heating | Reference Electric Resistance Water Heater | 2023 | FUEL_SWITCHING | NEW | N/A | USD/water heater | us | us | 0
residential water heating | Reference Electric Resistance Water Heater | 2023 | FUEL_SWITCHING | REPLACEMENT | N/A | USD/water heater | us | us | 0
residential water heating | Reference Electric Resistance Water Heater | 2023 | INSTALLATION | NEW | N/A | USD/water heater | us | us | 343.0031
residential water heating | Reference Electric Resistance Water Heater | 2023 | INSTALLATION | REPLACEMENT | N/A | USD/water heater | us | us | 343.0031
residential water heating | Reference Electric Resistance Water Heater | 2024 | CAPITAL | NEW | N/A | USD/water heater | us | us | 310.8466
residential water heating | Reference Electric Resistance Water Heater | 2024 | CAPITAL | REPLACEMENT | N/A | USD/water heater | us | us | 310.8466
residential water heating | Reference Electric Resistance Water Heater | 2024 | FIXED_OM | NEW | N/A | USD/water heater | us | us | 6.4313
residential water heating | Reference Electric Resistance Water Heater | 2024 | FIXED_OM | REPLACEMENT | N/A | USD/water heater | us | us | 6.4313
residential water heating | Reference Electric Resistance Water Heater | 2024 | FUEL_SWITCHING | NEW | N/A | USD/water heater | us | us | 0
residential water heating | Reference Electric Resistance Water Heater | 2024 | FUEL_SWITCHING | REPLACEMENT | N/A | USD/water heater | us | us | 0
residential water heating | Reference Electric Resistance Water Heater | 2024 | INSTALLATION | NEW | N/A | USD/water heater | us | us | 343.0031
residential water heating | Reference Electric Resistance Water Heater | 2024 | INSTALLATION | REPLACEMENT | N/A | USD/water heater | us | us | 343.0031
residential water heating | Reference Electric Resistance Water Heater | 2025 | CAPITAL | NEW | N/A | USD/water heater | us | us | 310.8466
residential water heating | Reference Electric Resistance Water Heater | 2025 | CAPITAL | REPLACEMENT | N/A | USD/water heater | us | us | 310.8466
residential water heating | Reference Electric Resistance Water Heater | 2025 | FIXED_OM | NEW | N/A | USD/water heater | us | us | 6.4313
residential water heating | Reference Electric Resistance Water Heater | 2025 | FIXED_OM | REPLACEMENT | N/A | USD/water heater | us | us | 6.4313
residential water heating | Reference Electric Resistance Water Heater | 2025 | FUEL_SWITCHING | NEW | N/A | USD/water heater | us | us | 0
residential water heating | Reference Electric Resistance Water Heater | 2025 | FUEL_SWITCHING | REPLACEMENT | N/A | USD/water heater | us | us | 0
residential water heating | Reference Electric Resistance Water Heater | 2025 | INSTALLATION | NEW | N/A | USD/water heater | us | us | 343.0031
residential water heating | Reference Electric Resistance Water Heater | 2025 | INSTALLATION | REPLACEMENT | N/A | USD/water heater | us | us | 343.0031
residential water heating | Reference Electric Resistance Water Heater | 2026 | CAPITAL | NEW | N/A | USD/water heater | us | us | 310.8466
residential water heating | Reference Electric Resistance Water Heater | 2026 | CAPITAL | REPLACEMENT | N/A | USD/water heater | us | us | 310.8466
residential water heating | Reference Electric Resistance Water Heater | 2026 | FIXED_OM | NEW | N/A | USD/water heater | us | us | 6.4313
residential water heating | Reference Electric Resistance Water Heater | 2026 | FIXED_OM | REPLACEMENT | N/A | USD/water heater | us | us | 6.4313
residential water heating | Reference Electric Resistance Water Heater | 2026 | FUEL_SWITCHING | NEW | N/A | USD/water heater | us | us | 0
residential water heating | Reference Electric Resistance Water Heater | 2026 | FUEL_SWITCHING | REPLACEMENT | N/A | USD/water heater | us | us | 0
residential water heating | Reference Electric Resistance Water Heater | 2026 | INSTALLATION | NEW | N/A | USD/water heater | us | us | 343.0031
residential water heating | Reference Electric Resistance Water Heater | 2026 | INSTALLATION | REPLACEMENT | N/A | USD/water heater | us | us | 343.0031
residential water heating | Reference Electric Resistance Water Heater | 2027 | CAPITAL | NEW | N/A | USD/water heater | us | us | 310.8466
residential water heating | Reference Electric Resistance Water Heater | 2027 | CAPITAL | REPLACEMENT | N/A | USD/water heater | us | us | 310.8466
residential water heating | Reference Electric Resistance Water Heater | 2027 | FIXED_OM | NEW | N/A | USD/water heater | us | us | 6.4313
residential water heating | Reference Electric Resistance Water Heater | 2027 | FIXED_OM | REPLACEMENT | N/A | USD/water heater | us | us | 6.4313
residential water heating | Reference Electric Resistance Water Heater | 2027 | FUEL_SWITCHING | NEW | N/A | USD/water heater | us | us | 0
residential water heating | Reference Electric Resistance Water Heater | 2027 | FUEL_SWITCHING | REPLACEMENT | N/A | USD/water heater | us | us | 0
residential water heating | Reference Electric Resistance Water Heater | 2027 | INSTALLATION | NEW | N/A | USD/water heater | us | us | 343.0031
residential water heating | Reference Electric Resistance Water Heater | 2027 | INSTALLATION | REPLACEMENT | N/A | USD/water heater | us | us | 343.0031
residential water heating | Reference Electric Resistance Water Heater | 2028 | CAPITAL | NEW | N/A | USD/water heater | us | us | 310.8466
residential water heating | Reference Electric Resistance Water Heater | 2028 | CAPITAL | REPLACEMENT | N/A | USD/water heater | us | us | 310.8466
residential water heating | Reference Electric Resistance Water Heater | 2028 | FIXED_OM | NEW | N/A | USD/water heater | us | us | 6.4313
residential water heating | Reference Electric Resistance Water Heater | 2028 | FIXED_OM | REPLACEMENT | N/A | USD/water heater | us | us | 6.4313
residential water heating | Reference Electric Resistance Water Heater | 2028 | FUEL_SWITCHING | NEW | N/A | USD/water heater | us | us | 0
residential water heating | Reference Electric Resistance Water Heater | 2028 | FUEL_SWITCHING | REPLACEMENT | N/A | USD/water heater | us | us | 0
residential water heating | Reference Electric Resistance Water Heater | 2028 | INSTALLATION | NEW | N/A | USD/water heater | us | us | 343.0031
residential water heating | Reference Electric Resistance Water Heater | 2028 | INSTALLATION | REPLACEMENT | N/A | USD/water heater | us | us | 343.0031
residential water heating | Reference Electric Resistance Water Heater | 2029 | CAPITAL | NEW | N/A | USD/water heater | us | us | 310.8466
residential water heating | Reference Electric Resistance Water Heater | 2029 | CAPITAL | REPLACEMENT | N/A | USD/water heater | us | us | 310.8466
residential water heating | Reference Electric Resistance Water Heater | 2029 | FIXED_OM | NEW | N/A | USD/water heater | us | us | 6.4313
residential water heating | Reference Electric Resistance Water Heater | 2029 | FIXED_OM | REPLACEMENT | N/A | USD/water heater | us | us | 6.4313
residential water heating | Reference Electric Resistance Water Heater | 2029 | FUEL_SWITCHING | NEW | N/A | USD/water heater | us | us | 0
residential water heating | Reference Electric Resistance Water Heater | 2029 | FUEL_SWITCHING | REPLACEMENT | N/A | USD/water heater | us | us | 0
residential water heating | Reference Electric Resistance Water Heater | 2029 | INSTALLATION | NEW | N/A | USD/water heater | us | us | 343.0031
residential water heating | Reference Electric Resistance Water Heater | 2029 | INSTALLATION | REPLACEMENT | N/A | USD/water heater | us | us | 343.0031
residential water heating | Reference Electric Resistance Water Heater | 2030 | CAPITAL | NEW | N/A | USD/water heater | us | us | 310.8466
residential water heating | Reference Electric Resistance Water Heater | 2030 | CAPITAL | REPLACEMENT | N/A | USD/water heater | us | us | 310.8466
residential water heating | Reference Electric Resistance Water Heater | 2030 | FIXED_OM | NEW | N/A | USD/water heater | us | us | 6.4313
residential water heating | Reference Electric Resistance Water Heater | 2030 | FIXED_OM | REPLACEMENT | N/A | USD/water heater | us | us | 6.4313
residential water heating | Reference Electric Resistance Water Heater | 2030 | FUEL_SWITCHING | NEW | N/A | USD/water heater | us | us | 0
residential water heating | Reference Electric Resistance Water Heater | 2030 | FUEL_SWITCHING | REPLACEMENT | N/A | USD/water heater | us | us | 0
residential water heating | Reference Electric Resistance Water Heater | 2030 | INSTALLATION | NEW | N/A | USD/water heater | us | us | 343.0031
residential water heating | Reference Electric Resistance Water Heater | 2030 | INSTALLATION | REPLACEMENT | N/A | USD/water heater | us | us | 343.0031
residential water heating | Reference Electric Resistance Water Heater | 2031 | CAPITAL | NEW | N/A | USD/water heater | us | us | 310.8466
residential water heating | Reference Electric Resistance Water Heater | 2031 | CAPITAL | REPLACEMENT | N/A | USD/water heater | us | us | 310.8466
residential water heating | Reference Electric Resistance Water Heater | 2031 | FIXED_OM | NEW | N/A | USD/water heater | us | us | 6.4313
residential water heating | Reference Electric Resistance Water Heater | 2031 | FIXED_OM | REPLACEMENT | N/A | USD/water heater | us | us | 6.4313
residential water heating | Reference Electric Resistance Water Heater | 2031 | FUEL_SWITCHING | NEW | N/A | USD/water heater | us | us | 0
residential water heating | Reference Electric Resistance Water Heater | 2031 | FUEL_SWITCHING | REPLACEMENT | N/A | USD/water heater | us | us | 0
residential water heating | Reference Electric Resistance Water Heater | 2031 | INSTALLATION | NEW | N/A | USD/water heater | us | us | 343.0031
residential water heating | Reference Electric Resistance Water Heater | 2031 | INSTALLATION | REPLACEMENT | N/A | USD/water heater | us | us | 343.0031
residential water heating | Reference Electric Resistance Water Heater | 2032 | CAPITAL | NEW | N/A | USD/water heater | us | us | 310.8466
residential water heating | Reference Electric Resistance Water Heater | 2032 | CAPITAL | REPLACEMENT | N/A | USD/water heater | us | us | 310.8466
residential water heating | Reference Electric Resistance Water Heater | 2032 | FIXED_OM | NEW | N/A | USD/water heater | us | us | 6.4313
residential water heating | Reference Electric Resistance Water Heater | 2032 | FIXED_OM | REPLACEMENT | N/A | USD/water heater | us | us | 6.4313
residential water heating | Reference Electric Resistance Water Heater | 2032 | FUEL_SWITCHING | NEW | N/A | USD/water heater | us | us | 0
residential water heating | Reference Electric Resistance Water Heater | 2032 | FUEL_SWITCHING | REPLACEMENT | N/A | USD/water heater | us | us | 0
residential water heating | Reference Electric Resistance Water Heater | 2032 | INSTALLATION | NEW | N/A | USD/water heater | us | us | 343.0031
residential water heating | Reference Electric Resistance Water Heater | 2032 | INSTALLATION | REPLACEMENT | N/A | USD/water heater | us | us | 343.0031
residential water heating | Reference Electric Resistance Water Heater | 2033 | CAPITAL | NEW | N/A | USD/water heater | us | us | 310.8466
residential water heating | Reference Electric Resistance Water Heater | 2033 | CAPITAL | REPLACEMENT | N/A | USD/water heater | us | us | 310.8466
residential water heating | Reference Electric Resistance Water Heater | 2033 | FIXED_OM | NEW | N/A | USD/water heater | us | us | 6.4313
residential water heating | Reference Electric Resistance Water Heater | 2033 | FIXED_OM | REPLACEMENT | N/A | USD/water heater | us | us | 6.4313
residential water heating | Reference Electric Resistance Water Heater | 2033 | FUEL_SWITCHING | NEW | N/A | USD/water heater | us | us | 0
residential water heating | Reference Electric Resistance Water Heater | 2033 | FUEL_SWITCHING | REPLACEMENT | N/A | USD/water heater | us | us | 0
residential water heating | Reference Electric Resistance Water Heater | 2033 | INSTALLATION | NEW | N/A | USD/water heater | us | us | 343.0031
residential water heating | Reference Electric Resistance Water Heater | 2033 | INSTALLATION | REPLACEMENT | N/A | USD/water heater | us | us | 343.0031
residential water heating | Reference Electric Resistance Water Heater | 2034 | CAPITAL | NEW | N/A | USD/water heater | us | us | 310.8466
residential water heating | Reference Electric Resistance Water Heater | 2034 | CAPITAL | REPLACEMENT | N/A | USD/water heater | us | us | 310.8466
residential water heating | Reference Electric Resistance Water Heater | 2034 | FIXED_OM | NEW | N/A | USD/water heater | us | us | 6.4313
residential water heating | Reference Electric Resistance Water Heater | 2034 | FIXED_OM | REPLACEMENT | N/A | USD/water heater | us | us | 6.4313
residential water heating | Reference Electric Resistance Water Heater | 2034 | FUEL_SWITCHING | NEW | N/A | USD/water heater | us | us | 0
residential water heating | Reference Electric Resistance Water Heater | 2034 | FUEL_SWITCHING | REPLACEMENT | N/A | USD/water heater | us | us | 0
residential water heating | Reference Electric Resistance Water Heater | 2034 | INSTALLATION | NEW | N/A | USD/water heater | us | us | 343.0031
residential water heating | Reference Electric Resistance Water Heater | 2034 | INSTALLATION | REPLACEMENT | N/A | USD/water heater | us | us | 343.0031
residential water heating | Reference Electric Resistance Water Heater | 2035 | CAPITAL | NEW | N/A | USD/water heater | us | us | 310.8466
residential water heating | Reference Electric Resistance Water Heater | 2035 | CAPITAL | REPLACEMENT | N/A | USD/water heater | us | us | 310.8466
residential water heating | Reference Electric Resistance Water Heater | 2035 | FIXED_OM | NEW | N/A | USD/water heater | us | us | 6.4313
residential water heating | Reference Electric Resistance Water Heater | 2035 | FIXED_OM | REPLACEMENT | N/A | USD/water heater | us | us | 6.4313
residential water heating | Reference Electric Resistance Water Heater | 2035 | FUEL_SWITCHING | NEW | N/A | USD/water heater | us | us | 0
residential water heating | Reference Electric Resistance Water Heater | 2035 | FUEL_SWITCHING | REPLACEMENT | N/A | USD/water heater | us | us | 0
residential water heating | Reference Electric Resistance Water Heater | 2035 | INSTALLATION | NEW | N/A | USD/water heater | us | us | 343.0031
residential water heating | Reference Electric Resistance Water Heater | 2035 | INSTALLATION | REPLACEMENT | N/A | USD/water heater | us | us | 343.0031
residential water heating | Reference Electric Resistance Water Heater | 2036 | CAPITAL | NEW | N/A | USD/water heater | us | us | 310.8466
residential water heating | Reference Electric Resistance Water Heater | 2036 | CAPITAL | REPLACEMENT | N/A | USD/water heater | us | us | 310.8466
residential water heating | Reference Electric Resistance Water Heater | 2036 | FIXED_OM | NEW | N/A | USD/water heater | us | us | 6.4313
residential water heating | Reference Electric Resistance Water Heater | 2036 | FIXED_OM | REPLACEMENT | N/A | USD/water heater | us | us | 6.4313
residential water heating | Reference Electric Resistance Water Heater | 2036 | FUEL_SWITCHING | NEW | N/A | USD/water heater | us | us | 0
residential water heating | Reference Electric Resistance Water Heater | 2036 | FUEL_SWITCHING | REPLACEMENT | N/A | USD/water heater | us | us | 0
residential water heating | Reference Electric Resistance Water Heater | 2036 | INSTALLATION | NEW | N/A | USD/water heater | us | us | 343.0031
residential water heating | Reference Electric Resistance Water Heater | 2036 | INSTALLATION | REPLACEMENT | N/A | USD/water heater | us | us | 343.0031
residential water heating | Reference Electric Resistance Water Heater | 2037 | CAPITAL | NEW | N/A | USD/water heater | us | us | 310.8466
residential water heating | Reference Electric Resistance Water Heater | 2037 | CAPITAL | REPLACEMENT | N/A | USD/water heater | us | us | 310.8466
residential water heating | Reference Electric Resistance Water Heater | 2037 | FIXED_OM | NEW | N/A | USD/water heater | us | us | 6.4313
residential water heating | Reference Electric Resistance Water Heater | 2037 | FIXED_OM | REPLACEMENT | N/A | USD/water heater | us | us | 6.4313
residential water heating | Reference Electric Resistance Water Heater | 2037 | FUEL_SWITCHING | NEW | N/A | USD/water heater | us | us | 0
residential water heating | Reference Electric Resistance Water Heater | 2037 | FUEL_SWITCHING | REPLACEMENT | N/A | USD/water heater | us | us | 0
residential water heating | Reference Electric Resistance Water Heater | 2037 | INSTALLATION | NEW | N/A | USD/water heater | us | us | 343.0031
residential water heating | Reference Electric Resistance Water Heater | 2037 | INSTALLATION | REPLACEMENT | N/A | USD/water heater | us | us | 343.0031
residential water heating | Reference Electric Resistance Water Heater | 2038 | CAPITAL | NEW | N/A | USD/water heater | us | us | 310.8466
residential water heating | Reference Electric Resistance Water Heater | 2038 | CAPITAL | REPLACEMENT | N/A | USD/water heater | us | us | 310.8466
residential water heating | Reference Electric Resistance Water Heater | 2038 | FIXED_OM | NEW | N/A | USD/water heater | us | us | 6.4313
residential water heating | Reference Electric Resistance Water Heater | 2038 | FIXED_OM | REPLACEMENT | N/A | USD/water heater | us | us | 6.4313
residential water heating | Reference Electric Resistance Water Heater | 2038 | FUEL_SWITCHING | NEW | N/A | USD/water heater | us | us | 0
residential water heating | Reference Electric Resistance Water Heater | 2038 | FUEL_SWITCHING | REPLACEMENT | N/A | USD/water heater | us | us | 0
residential water heating | Reference Electric Resistance Water Heater | 2038 | INSTALLATION | NEW | N/A | USD/water heater | us | us | 343.0031
residential water heating | Reference Electric Resistance Water Heater | 2038 | INSTALLATION | REPLACEMENT | N/A | USD/water heater | us | us | 343.0031
residential water heating | Reference Electric Resistance Water Heater | 2039 | CAPITAL | NEW | N/A | USD/water heater | us | us | 310.8466
residential water heating | Reference Electric Resistance Water Heater | 2039 | CAPITAL | REPLACEMENT | N/A | USD/water heater | us | us | 310.8466
residential water heating | Reference Electric Resistance Water Heater | 2039 | FIXED_OM | NEW | N/A | USD/water heater | us | us | 6.4313
residential water heating | Reference Electric Resistance Water Heater | 2039 | FIXED_OM | REPLACEMENT | N/A | USD/water heater | us | us | 6.4313
residential water heating | Reference Electric Resistance Water Heater | 2039 | FUEL_SWITCHING | NEW | N/A | USD/water heater | us | us | 0
residential water heating | Reference Electric Resistance Water Heater | 2039 | FUEL_SWITCHING | REPLACEMENT | N/A | USD/water heater | us | us | 0
residential water heating | Reference Electric Resistance Water Heater | 2039 | INSTALLATION | NEW | N/A | USD/water heater | us | us | 343.0031
residential water heating | Reference Electric Resistance Water Heater | 2039 | INSTALLATION | REPLACEMENT | N/A | USD/water heater | us | us | 343.0031
residential water heating | Reference Electric Resistance Water Heater | 2040 | CAPITAL | NEW | N/A | USD/water heater | us | us | 310.8466
residential water heating | Reference Electric Resistance Water Heater | 2040 | CAPITAL | REPLACEMENT | N/A | USD/water heater | us | us | 310.8466
residential water heating | Reference Electric Resistance Water Heater | 2040 | FIXED_OM | NEW | N/A | USD/water heater | us | us | 6.4313
residential water heating | Reference Electric Resistance Water Heater | 2040 | FIXED_OM | REPLACEMENT | N/A | USD/water heater | us | us | 6.4313
residential water heating | Reference Electric Resistance Water Heater | 2040 | FUEL_SWITCHING | NEW | N/A | USD/water heater | us | us | 0
residential water heating | Reference Electric Resistance Water Heater | 2040 | FUEL_SWITCHING | REPLACEMENT | N/A | USD/water heater | us | us | 0
residential water heating | Reference Electric Resistance Water Heater | 2040 | INSTALLATION | NEW | N/A | USD/water heater | us | us | 343.0031
residential water heating | Reference Electric Resistance Water Heater | 2040 | INSTALLATION | REPLACEMENT | N/A | USD/water heater | us | us | 343.0031
residential water heating | Reference Electric Resistance Water Heater | 2041 | CAPITAL | NEW | N/A | USD/water heater | us | us | 310.8466
residential water heating | Reference Electric Resistance Water Heater | 2041 | CAPITAL | REPLACEMENT | N/A | USD/water heater | us | us | 310.8466
residential water heating | Reference Electric Resistance Water Heater | 2041 | FIXED_OM | NEW | N/A | USD/water heater | us | us | 6.4313
residential water heating | Reference Electric Resistance Water Heater | 2041 | FIXED_OM | REPLACEMENT | N/A | USD/water heater | us | us | 6.4313
residential water heating | Reference Electric Resistance Water Heater | 2041 | FUEL_SWITCHING | NEW | N/A | USD/water heater | us | us | 0
residential water heating | Reference Electric Resistance Water Heater | 2041 | FUEL_SWITCHING | REPLACEMENT | N/A | USD/water heater | us | us | 0
residential water heating | Reference Electric Resistance Water Heater | 2041 | INSTALLATION | NEW | N/A | USD/water heater | us | us | 343.0031
residential water heating | Reference Electric Resistance Water Heater | 2041 | INSTALLATION | REPLACEMENT | N/A | USD/water heater | us | us | 343.0031
residential water heating | Reference Electric Resistance Water Heater | 2042 | CAPITAL | NEW | N/A | USD/water heater | us | us | 310.8466
residential water heating | Reference Electric Resistance Water Heater | 2042 | CAPITAL | REPLACEMENT | N/A | USD/water heater | us | us | 310.8466
residential water heating | Reference Electric Resistance Water Heater | 2042 | FIXED_OM | NEW | N/A | USD/water heater | us | us | 6.4313
residential water heating | Reference Electric Resistance Water Heater | 2042 | FIXED_OM | REPLACEMENT | N/A | USD/water heater | us | us | 6.4313
residential water heating | Reference Electric Resistance Water Heater | 2042 | FUEL_SWITCHING | NEW | N/A | USD/water heater | us | us | 0
residential water heating | Reference Electric Resistance Water Heater | 2042 | FUEL_SWITCHING | REPLACEMENT | N/A | USD/water heater | us | us | 0
residential water heating | Reference Electric Resistance Water Heater | 2042 | INSTALLATION | NEW | N/A | USD/water heater | us | us | 343.0031
residential water heating | Reference Electric Resistance Water Heater | 2042 | INSTALLATION | REPLACEMENT | N/A | USD/water heater | us | us | 343.0031
residential water heating | Reference Electric Resistance Water Heater | 2043 | CAPITAL | NEW | N/A | USD/water heater | us | us | 310.8466
residential water heating | Reference Electric Resistance Water Heater | 2043 | CAPITAL | REPLACEMENT | N/A | USD/water heater | us | us | 310.8466
residential water heating | Reference Electric Resistance Water Heater | 2043 | FIXED_OM | NEW | N/A | USD/water heater | us | us | 6.4313
residential water heating | Reference Electric Resistance Water Heater | 2043 | FIXED_OM | REPLACEMENT | N/A | USD/water heater | us | us | 6.4313
residential water heating | Reference Electric Resistance Water Heater | 2043 | FUEL_SWITCHING | NEW | N/A | USD/water heater | us | us | 0
residential water heating | Reference Electric Resistance Water Heater | 2043 | FUEL_SWITCHING | REPLACEMENT | N/A | USD/water heater | us | us | 0
residential water heating | Reference Electric Resistance Water Heater | 2043 | INSTALLATION | NEW | N/A | USD/water heater | us | us | 343.0031
residential water heating | Reference Electric Resistance Water Heater | 2043 | INSTALLATION | REPLACEMENT | N/A | USD/water heater | us | us | 343.0031
residential water heating | Reference Electric Resistance Water Heater | 2044 | CAPITAL | NEW | N/A | USD/water heater | us | us | 310.8466
residential water heating | Reference Electric Resistance Water Heater | 2044 | CAPITAL | REPLACEMENT | N/A | USD/water heater | us | us | 310.8466
residential water heating | Reference Electric Resistance Water Heater | 2044 | FIXED_OM | NEW | N/A | USD/water heater | us | us | 6.4313
residential water heating | Reference Electric Resistance Water Heater | 2044 | FIXED_OM | REPLACEMENT | N/A | USD/water heater | us | us | 6.4313
residential water heating | Reference Electric Resistance Water Heater | 2044 | FUEL_SWITCHING | NEW | N/A | USD/water heater | us | us | 0
residential water heating | Reference Electric Resistance Water Heater | 2044 | FUEL_SWITCHING | REPLACEMENT | N/A | USD/water heater | us | us | 0
residential water heating | Reference Electric Resistance Water Heater | 2044 | INSTALLATION | NEW | N/A | USD/water heater | us | us | 343.0031
residential water heating | Reference Electric Resistance Water Heater | 2044 | INSTALLATION | REPLACEMENT | N/A | USD/water heater | us | us | 343.0031
residential water heating | Reference Electric Resistance Water Heater | 2045 | CAPITAL | NEW | N/A | USD/water heater | us | us | 310.8466
residential water heating | Reference Electric Resistance Water Heater | 2045 | CAPITAL | REPLACEMENT | N/A | USD/water heater | us | us | 310.8466
residential water heating | Reference Electric Resistance Water Heater | 2045 | FIXED_OM | NEW | N/A | USD/water heater | us | us | 6.4313
residential water heating | Reference Electric Resistance Water Heater | 2045 | FIXED_OM | REPLACEMENT | N/A | USD/water heater | us | us | 6.4313
residential water heating | Reference Electric Resistance Water Heater | 2045 | FUEL_SWITCHING | NEW | N/A | USD/water heater | us | us | 0
residential water heating | Reference Electric Resistance Water Heater | 2045 | FUEL_SWITCHING | REPLACEMENT | N/A | USD/water heater | us | us | 0
residential water heating | Reference Electric Resistance Water Heater | 2045 | INSTALLATION | NEW | N/A | USD/water heater | us | us | 343.0031
residential water heating | Reference Electric Resistance Water Heater | 2045 | INSTALLATION | REPLACEMENT | N/A | USD/water heater | us | us | 343.0031
residential water heating | Reference Electric Resistance Water Heater | 2046 | CAPITAL | NEW | N/A | USD/water heater | us | us | 310.8466
residential water heating | Reference Electric Resistance Water Heater | 2046 | CAPITAL | REPLACEMENT | N/A | USD/water heater | us | us | 310.8466
residential water heating | Reference Electric Resistance Water Heater | 2046 | FIXED_OM | NEW | N/A | USD/water heater | us | us | 6.4313
residential water heating | Reference Electric Resistance Water Heater | 2046 | FIXED_OM | REPLACEMENT | N/A | USD/water heater | us | us | 6.4313
residential water heating | Reference Electric Resistance Water Heater | 2046 | FUEL_SWITCHING | NEW | N/A | USD/water heater | us | us | 0
residential water heating | Reference Electric Resistance Water Heater | 2046 | FUEL_SWITCHING | REPLACEMENT | N/A | USD/water heater | us | us | 0
residential water heating | Reference Electric Resistance Water Heater | 2046 | INSTALLATION | NEW | N/A | USD/water heater | us | us | 343.0031
residential water heating | Reference Electric Resistance Water Heater | 2046 | INSTALLATION | REPLACEMENT | N/A | USD/water heater | us | us | 343.0031
residential water heating | Reference Electric Resistance Water Heater | 2047 | CAPITAL | NEW | N/A | USD/water heater | us | us | 310.8466
residential water heating | Reference Electric Resistance Water Heater | 2047 | CAPITAL | REPLACEMENT | N/A | USD/water heater | us | us | 310.8466
residential water heating | Reference Electric Resistance Water Heater | 2047 | FIXED_OM | NEW | N/A | USD/water heater | us | us | 6.4313
residential water heating | Reference Electric Resistance Water Heater | 2047 | FIXED_OM | REPLACEMENT | N/A | USD/water heater | us | us | 6.4313
residential water heating | Reference Electric Resistance Water Heater | 2047 | FUEL_SWITCHING | NEW | N/A | USD/water heater | us | us | 0
residential water heating | Reference Electric Resistance Water Heater | 2047 | FUEL_SWITCHING | REPLACEMENT | N/A | USD/water heater | us | us | 0
residential water heating | Reference Electric Resistance Water Heater | 2047 | INSTALLATION | NEW | N/A | USD/water heater | us | us | 343.0031
residential water heating | Reference Electric Resistance Water Heater | 2047 | INSTALLATION | REPLACEMENT | N/A | USD/water heater | us | us | 343.0031
residential water heating | Reference Electric Resistance Water Heater | 2048 | CAPITAL | NEW | N/A | USD/water heater | us | us | 310.8466
residential water heating | Reference Electric Resistance Water Heater | 2048 | CAPITAL | REPLACEMENT | N/A | USD/water heater | us | us | 310.8466
residential water heating | Reference Electric Resistance Water Heater | 2048 | FIXED_OM | NEW | N/A | USD/water heater | us | us | 6.4313
residential water heating | Reference Electric Resistance Water Heater | 2048 | FIXED_OM | REPLACEMENT | N/A | USD/water heater | us | us | 6.4313
residential water heating | Reference Electric Resistance Water Heater | 2048 | FUEL_SWITCHING | NEW | N/A | USD/water heater | us | us | 0
residential water heating | Reference Electric Resistance Water Heater | 2048 | FUEL_SWITCHING | REPLACEMENT | N/A | USD/water heater | us | us | 0
residential water heating | Reference Electric Resistance Water Heater | 2048 | INSTALLATION | NEW | N/A | USD/water heater | us | us | 343.0031
residential water heating | Reference Electric Resistance Water Heater | 2048 | INSTALLATION | REPLACEMENT | N/A | USD/water heater | us | us | 343.0031
residential water heating | Reference Electric Resistance Water Heater | 2049 | CAPITAL | NEW | N/A | USD/water heater | us | us | 310.8466
residential water heating | Reference Electric Resistance Water Heater | 2049 | CAPITAL | REPLACEMENT | N/A | USD/water heater | us | us | 310.8466
residential water heating | Reference Electric Resistance Water Heater | 2049 | FIXED_OM | NEW | N/A | USD/water heater | us | us | 6.4313
residential water heating | Reference Electric Resistance Water Heater | 2049 | FIXED_OM | REPLACEMENT | N/A | USD/water heater | us | us | 6.4313
residential water heating | Reference Electric Resistance Water Heater | 2049 | FUEL_SWITCHING | NEW | N/A | USD/water heater | us | us | 0
residential water heating | Reference Electric Resistance Water Heater | 2049 | FUEL_SWITCHING | REPLACEMENT | N/A | USD/water heater | us | us | 0
residential water heating | Reference Electric Resistance Water Heater | 2049 | INSTALLATION | NEW | N/A | USD/water heater | us | us | 343.0031
residential water heating | Reference Electric Resistance Water Heater | 2049 | INSTALLATION | REPLACEMENT | N/A | USD/water heater | us | us | 343.0031
residential water heating | Reference Electric Resistance Water Heater | 2050 | CAPITAL | NEW | N/A | USD/water heater | us | us | 310.8466
residential water heating | Reference Electric Resistance Water Heater | 2050 | CAPITAL | REPLACEMENT | N/A | USD/water heater | us | us | 310.8466
residential water heating | Reference Electric Resistance Water Heater | 2050 | FIXED_OM | NEW | N/A | USD/water heater | us | us | 6.4313
residential water heating | Reference Electric Resistance Water Heater | 2050 | FIXED_OM | REPLACEMENT | N/A | USD/water heater | us | us | 6.4313
residential water heating | Reference Electric Resistance Water Heater | 2050 | FUEL_SWITCHING | NEW | N/A | USD/water heater | us | us | 0
residential water heating | Reference Electric Resistance Water Heater | 2050 | FUEL_SWITCHING | REPLACEMENT | N/A | USD/water heater | us | us | 0
residential water heating | Reference Electric Resistance Water Heater | 2050 | INSTALLATION | NEW | N/A | USD/water heater | us | us | 343.0031
residential water heating | Reference Electric Resistance Water Heater | 2050 | INSTALLATION | REPLACEMENT | N/A | USD/water heater | us | us | 343.0031
residential water heating | Reference Gas Water Heater | 2020 | CAPITAL | NEW | N/A | USD/water heater | us | us | 546.6612
residential water heating | Reference Gas Water Heater | 2020 | CAPITAL | REPLACEMENT | N/A | USD/water heater | us | us | 546.6612
residential water heating | Reference Gas Water Heater | 2020 | FIXED_OM | NEW | N/A | USD/water heater | us | us | 15.0064
residential water heating | Reference Gas Water Heater | 2020 | FIXED_OM | REPLACEMENT | N/A | USD/water heater | us | us | 15.0064
residential water heating | Reference Gas Water Heater | 2020 | INSTALLATION | NEW | N/A | USD/water heater | us | us | 514.5047
residential water heating | Reference Gas Water Heater | 2020 | INSTALLATION | REPLACEMENT | N/A | USD/water heater | us | us | 514.5047
residential water heating | Reference Gas Water Heater | 2021 | CAPITAL | NEW | N/A | USD/water heater | us | us | 546.6612
residential water heating | Reference Gas Water Heater | 2021 | CAPITAL | REPLACEMENT | N/A | USD/water heater | us | us | 546.6612
residential water heating | Reference Gas Water Heater | 2021 | FIXED_OM | NEW | N/A | USD/water heater | us | us | 15.0064
residential water heating | Reference Gas Water Heater | 2021 | FIXED_OM | REPLACEMENT | N/A | USD/water heater | us | us | 15.0064
residential water heating | Reference Gas Water Heater | 2021 | INSTALLATION | NEW | N/A | USD/water heater | us | us | 514.5047
residential water heating | Reference Gas Water Heater | 2021 | INSTALLATION | REPLACEMENT | N/A | USD/water heater | us | us | 514.5047
residential water heating | Reference Gas Water Heater | 2022 | CAPITAL | NEW | N/A | USD/water heater | us | us | 546.6612
residential water heating | Reference Gas Water Heater | 2022 | CAPITAL | REPLACEMENT | N/A | USD/water heater | us | us | 546.6612
residential water heating | Reference Gas Water Heater | 2022 | FIXED_OM | NEW | N/A | USD/water heater | us | us | 15.0064
residential water heating | Reference Gas Water Heater | 2022 | FIXED_OM | REPLACEMENT | N/A | USD/water heater | us | us | 15.0064
residential water heating | Reference Gas Water Heater | 2022 | INSTALLATION | NEW | N/A | USD/water heater | us | us | 514.5047
residential water heating | Reference Gas Water Heater | 2022 | INSTALLATION | REPLACEMENT | N/A | USD/water heater | us | us | 514.5047
residential water heating | Reference Gas Water Heater | 2023 | CAPITAL | NEW | N/A | USD/water heater | us | us | 546.6612
residential water heating | Reference Gas Water Heater | 2023 | CAPITAL | REPLACEMENT | N/A | USD/water heater | us | us | 546.6612
residential water heating | Reference Gas Water Heater | 2023 | FIXED_OM | NEW | N/A | USD/water heater | us | us | 15.0064
residential water heating | Reference Gas Water Heater | 2023 | FIXED_OM | REPLACEMENT | N/A | USD/water heater | us | us | 15.0064
residential water heating | Reference Gas Water Heater | 2023 | INSTALLATION | NEW | N/A | USD/water heater | us | us | 514.5047
residential water heating | Reference Gas Water Heater | 2023 | INSTALLATION | REPLACEMENT | N/A | USD/water heater | us | us | 514.5047
residential water heating | Reference Gas Water Heater | 2024 | CAPITAL | NEW | N/A | USD/water heater | us | us | 546.6612
residential water heating | Reference Gas Water Heater | 2024 | CAPITAL | REPLACEMENT | N/A | USD/water heater | us | us | 546.6612
residential water heating | Reference Gas Water Heater | 2024 | FIXED_OM | NEW | N/A | USD/water heater | us | us | 15.0064
residential water heating | Reference Gas Water Heater | 2024 | FIXED_OM | REPLACEMENT | N/A | USD/water heater | us | us | 15.0064
residential water heating | Reference Gas Water Heater | 2024 | INSTALLATION | NEW | N/A | USD/water heater | us | us | 514.5047
residential water heating | Reference Gas Water Heater | 2024 | INSTALLATION | REPLACEMENT | N/A | USD/water heater | us | us | 514.5047
residential water heating | Reference Gas Water Heater | 2025 | CAPITAL | NEW | N/A | USD/water heater | us | us | 546.6612
residential water heating | Reference Gas Water Heater | 2025 | CAPITAL | REPLACEMENT | N/A | USD/water heater | us | us | 546.6612
residential water heating | Reference Gas Water Heater | 2025 | FIXED_OM | NEW | N/A | USD/water heater | us | us | 15.0064
residential water heating | Reference Gas Water Heater | 2025 | FIXED_OM | REPLACEMENT | N/A | USD/water heater | us | us | 15.0064
residential water heating | Reference Gas Water Heater | 2025 | INSTALLATION | NEW | N/A | USD/water heater | us | us | 514.5047
residential water heating | Reference Gas Water Heater | 2025 | INSTALLATION | REPLACEMENT | N/A | USD/water heater | us | us | 514.5047
residential water heating | Reference Gas Water Heater | 2026 | CAPITAL | NEW | N/A | USD/water heater | us | us | 546.6612
residential water heating | Reference Gas Water Heater | 2026 | CAPITAL | REPLACEMENT | N/A | USD/water heater | us | us | 546.6612
residential water heating | Reference Gas Water Heater | 2026 | FIXED_OM | NEW | N/A | USD/water heater | us | us | 15.0064
residential water heating | Reference Gas Water Heater | 2026 | FIXED_OM | REPLACEMENT | N/A | USD/water heater | us | us | 15.0064
residential water heating | Reference Gas Water Heater | 2026 | INSTALLATION | NEW | N/A | USD/water heater | us | us | 514.5047
residential water heating | Reference Gas Water Heater | 2026 | INSTALLATION | REPLACEMENT | N/A | USD/water heater | us | us | 514.5047
residential water heating | Reference Gas Water Heater | 2027 | CAPITAL | NEW | N/A | USD/water heater | us | us | 546.6612
residential water heating | Reference Gas Water Heater | 2027 | CAPITAL | REPLACEMENT | N/A | USD/water heater | us | us | 546.6612
residential water heating | Reference Gas Water Heater | 2027 | FIXED_OM | NEW | N/A | USD/water heater | us | us | 15.0064
residential water heating | Reference Gas Water Heater | 2027 | FIXED_OM | REPLACEMENT | N/A | USD/water heater | us | us | 15.0064
residential water heating | Reference Gas Water Heater | 2027 | INSTALLATION | NEW | N/A | USD/water heater | us | us | 514.5047
residential water heating | Reference Gas Water Heater | 2027 | INSTALLATION | REPLACEMENT | N/A | USD/water heater | us | us | 514.5047
residential water heating | Reference Gas Water Heater | 2028 | CAPITAL | NEW | N/A | USD/water heater | us | us | 546.6612
residential water heating | Reference Gas Water Heater | 2028 | CAPITAL | REPLACEMENT | N/A | USD/water heater | us | us | 546.6612
residential water heating | Reference Gas Water Heater | 2028 | FIXED_OM | NEW | N/A | USD/water heater | us | us | 15.0064
residential water heating | Reference Gas Water Heater | 2028 | FIXED_OM | REPLACEMENT | N/A | USD/water heater | us | us | 15.0064
residential water heating | Reference Gas Water Heater | 2028 | INSTALLATION | NEW | N/A | USD/water heater | us | us | 514.5047
residential water heating | Reference Gas Water Heater | 2028 | INSTALLATION | REPLACEMENT | N/A | USD/water heater | us | us | 514.5047
residential water heating | Reference Gas Water Heater | 2029 | CAPITAL | NEW | N/A | USD/water heater | us | us | 546.6612
residential water heating | Reference Gas Water Heater | 2029 | CAPITAL | REPLACEMENT | N/A | USD/water heater | us | us | 546.6612
residential water heating | Reference Gas Water Heater | 2029 | FIXED_OM | NEW | N/A | USD/water heater | us | us | 15.0064
residential water heating | Reference Gas Water Heater | 2029 | FIXED_OM | REPLACEMENT | N/A | USD/water heater | us | us | 15.0064
residential water heating | Reference Gas Water Heater | 2029 | INSTALLATION | NEW | N/A | USD/water heater | us | us | 514.5047
residential water heating | Reference Gas Water Heater | 2029 | INSTALLATION | REPLACEMENT | N/A | USD/water heater | us | us | 514.5047
residential water heating | Reference Gas Water Heater | 2030 | CAPITAL | NEW | N/A | USD/water heater | us | us | 546.6612
residential water heating | Reference Gas Water Heater | 2030 | CAPITAL | REPLACEMENT | N/A | USD/water heater | us | us | 546.6612
residential water heating | Reference Gas Water Heater | 2030 | FIXED_OM | NEW | N/A | USD/water heater | us | us | 15.0064
residential water heating | Reference Gas Water Heater | 2030 | FIXED_OM | REPLACEMENT | N/A | USD/water heater | us | us | 15.0064
residential water heating | Reference Gas Water Heater | 2030 | INSTALLATION | NEW | N/A | USD/water heater | us | us | 514.5047
residential water heating | Reference Gas Water Heater | 2030 | INSTALLATION | REPLACEMENT | N/A | USD/water heater | us | us | 514.5047
residential water heating | Reference Gas Water Heater | 2031 | CAPITAL | NEW | N/A | USD/water heater | us | us | 546.6612
residential water heating | Reference Gas Water Heater | 2031 | CAPITAL | REPLACEMENT | N/A | USD/water heater | us | us | 546.6612
residential water heating | Reference Gas Water Heater | 2031 | FIXED_OM | NEW | N/A | USD/water heater | us | us | 15.0064
residential water heating | Reference Gas Water Heater | 2031 | FIXED_OM | REPLACEMENT | N/A | USD/water heater | us | us | 15.0064
residential water heating | Reference Gas Water Heater | 2031 | INSTALLATION | NEW | N/A | USD/water heater | us | us | 514.5047
residential water heating | Reference Gas Water Heater | 2031 | INSTALLATION | REPLACEMENT | N/A | USD/water heater | us | us | 514.5047
residential water heating | Reference Gas Water Heater | 2032 | CAPITAL | NEW | N/A | USD/water heater | us | us | 546.6612
residential water heating | Reference Gas Water Heater | 2032 | CAPITAL | REPLACEMENT | N/A | USD/water heater | us | us | 546.6612
residential water heating | Reference Gas Water Heater | 2032 | FIXED_OM | NEW | N/A | USD/water heater | us | us | 15.0064
residential water heating | Reference Gas Water Heater | 2032 | FIXED_OM | REPLACEMENT | N/A | USD/water heater | us | us | 15.0064
residential water heating | Reference Gas Water Heater | 2032 | INSTALLATION | NEW | N/A | USD/water heater | us | us | 514.5047
residential water heating | Reference Gas Water Heater | 2032 | INSTALLATION | REPLACEMENT | N/A | USD/water heater | us | us | 514.5047
residential water heating | Reference Gas Water Heater | 2033 | CAPITAL | NEW | N/A | USD/water heater | us | us | 546.6612
residential water heating | Reference Gas Water Heater | 2033 | CAPITAL | REPLACEMENT | N/A | USD/water heater | us | us | 546.6612
residential water heating | Reference Gas Water Heater | 2033 | FIXED_OM | NEW | N/A | USD/water heater | us | us | 15.0064
residential water heating | Reference Gas Water Heater | 2033 | FIXED_OM | REPLACEMENT | N/A | USD/water heater | us | us | 15.0064
residential water heating | Reference Gas Water Heater | 2033 | INSTALLATION | NEW | N/A | USD/water heater | us | us | 514.5047
residential water heating | Reference Gas Water Heater | 2033 | INSTALLATION | REPLACEMENT | N/A | USD/water heater | us | us | 514.5047
residential water heating | Reference Gas Water Heater | 2034 | CAPITAL | NEW | N/A | USD/water heater | us | us | 546.6612
residential water heating | Reference Gas Water Heater | 2034 | CAPITAL | REPLACEMENT | N/A | USD/water heater | us | us | 546.6612
residential water heating | Reference Gas Water Heater | 2034 | FIXED_OM | NEW | N/A | USD/water heater | us | us | 15.0064
residential water heating | Reference Gas Water Heater | 2034 | FIXED_OM | REPLACEMENT | N/A | USD/water heater | us | us | 15.0064
residential water heating | Reference Gas Water Heater | 2034 | INSTALLATION | NEW | N/A | USD/water heater | us | us | 514.5047
residential water heating | Reference Gas Water Heater | 2034 | INSTALLATION | REPLACEMENT | N/A | USD/water heater | us | us | 514.5047
residential water heating | Reference Gas Water Heater | 2035 | CAPITAL | NEW | N/A | USD/water heater | us | us | 546.6612
residential water heating | Reference Gas Water Heater | 2035 | CAPITAL | REPLACEMENT | N/A | USD/water heater | us | us | 546.6612
residential water heating | Reference Gas Water Heater | 2035 | FIXED_OM | NEW | N/A | USD/water heater | us | us | 15.0064
residential water heating | Reference Gas Water Heater | 2035 | FIXED_OM | REPLACEMENT | N/A | USD/water heater | us | us | 15.0064
residential water heating | Reference Gas Water Heater | 2035 | INSTALLATION | NEW | N/A | USD/water heater | us | us | 514.5047
residential water heating | Reference Gas Water Heater | 2035 | INSTALLATION | REPLACEMENT | N/A | USD/water heater | us | us | 514.5047
residential water heating | Reference Gas Water Heater | 2036 | CAPITAL | NEW | N/A | USD/water heater | us | us | 546.6612
residential water heating | Reference Gas Water Heater | 2036 | CAPITAL | REPLACEMENT | N/A | USD/water heater | us | us | 546.6612
residential water heating | Reference Gas Water Heater | 2036 | FIXED_OM | NEW | N/A | USD/water heater | us | us | 15.0064
residential water heating | Reference Gas Water Heater | 2036 | FIXED_OM | REPLACEMENT | N/A | USD/water heater | us | us | 15.0064
residential water heating | Reference Gas Water Heater | 2036 | INSTALLATION | NEW | N/A | USD/water heater | us | us | 514.5047
residential water heating | Reference Gas Water Heater | 2036 | INSTALLATION | REPLACEMENT | N/A | USD/water heater | us | us | 514.5047
residential water heating | Reference Gas Water Heater | 2037 | CAPITAL | NEW | N/A | USD/water heater | us | us | 546.6612
residential water heating | Reference Gas Water Heater | 2037 | CAPITAL | REPLACEMENT | N/A | USD/water heater | us | us | 546.6612
residential water heating | Reference Gas Water Heater | 2037 | FIXED_OM | NEW | N/A | USD/water heater | us | us | 15.0064
residential water heating | Reference Gas Water Heater | 2037 | FIXED_OM | REPLACEMENT | N/A | USD/water heater | us | us | 15.0064
residential water heating | Reference Gas Water Heater | 2037 | INSTALLATION | NEW | N/A | USD/water heater | us | us | 514.5047
residential water heating | Reference Gas Water Heater | 2037 | INSTALLATION | REPLACEMENT | N/A | USD/water heater | us | us | 514.5047
residential water heating | Reference Gas Water Heater | 2038 | CAPITAL | NEW | N/A | USD/water heater | us | us | 546.6612
residential water heating | Reference Gas Water Heater | 2038 | CAPITAL | REPLACEMENT | N/A | USD/water heater | us | us | 546.6612
residential water heating | Reference Gas Water Heater | 2038 | FIXED_OM | NEW | N/A | USD/water heater | us | us | 15.0064
residential water heating | Reference Gas Water Heater | 2038 | FIXED_OM | REPLACEMENT | N/A | USD/water heater | us | us | 15.0064
residential water heating | Reference Gas Water Heater | 2038 | INSTALLATION | NEW | N/A | USD/water heater | us | us | 514.5047
residential water heating | Reference Gas Water Heater | 2038 | INSTALLATION | REPLACEMENT | N/A | USD/water heater | us | us | 514.5047
residential water heating | Reference Gas Water Heater | 2039 | CAPITAL | NEW | N/A | USD/water heater | us | us | 546.6612
residential water heating | Reference Gas Water Heater | 2039 | CAPITAL | REPLACEMENT | N/A | USD/water heater | us | us | 546.6612
residential water heating | Reference Gas Water Heater | 2039 | FIXED_OM | NEW | N/A | USD/water heater | us | us | 15.0064
residential water heating | Reference Gas Water Heater | 2039 | FIXED_OM | REPLACEMENT | N/A | USD/water heater | us | us | 15.0064
residential water heating | Reference Gas Water Heater | 2039 | INSTALLATION | NEW | N/A | USD/water heater | us | us | 514.5047
residential water heating | Reference Gas Water Heater | 2039 | INSTALLATION | REPLACEMENT | N/A | USD/water heater | us | us | 514.5047
residential water heating | Reference Gas Water Heater | 2040 | CAPITAL | NEW | N/A | USD/water heater | us | us | 546.6612
residential water heating | Reference Gas Water Heater | 2040 | CAPITAL | REPLACEMENT | N/A | USD/water heater | us | us | 546.6612
residential water heating | Reference Gas Water Heater | 2040 | FIXED_OM | NEW | N/A | USD/water heater | us | us | 15.0064
residential water heating | Reference Gas Water Heater | 2040 | FIXED_OM | REPLACEMENT | N/A | USD/water heater | us | us | 15.0064
residential water heating | Reference Gas Water Heater | 2040 | INSTALLATION | NEW | N/A | USD/water heater | us | us | 514.5047
residential water heating | Reference Gas Water Heater | 2040 | INSTALLATION | REPLACEMENT | N/A | USD/water heater | us | us | 514.5047
residential water heating | Reference Gas Water Heater | 2041 | CAPITAL | NEW | N/A | USD/water heater | us | us | 546.6612
residential water heating | Reference Gas Water Heater | 2041 | CAPITAL | REPLACEMENT | N/A | USD/water heater | us | us | 546.6612
residential water heating | Reference Gas Water Heater | 2041 | FIXED_OM | NEW | N/A | USD/water heater | us | us | 15.0064
residential water heating | Reference Gas Water Heater | 2041 | FIXED_OM | REPLACEMENT | N/A | USD/water heater | us | us | 15.0064
residential water heating | Reference Gas Water Heater | 2041 | INSTALLATION | NEW | N/A | USD/water heater | us | us | 514.5047
residential water heating | Reference Gas Water Heater | 2041 | INSTALLATION | REPLACEMENT | N/A | USD/water heater | us | us | 514.5047
residential water heating | Reference Gas Water Heater | 2042 | CAPITAL | NEW | N/A | USD/water heater | us | us | 546.6612
residential water heating | Reference Gas Water Heater | 2042 | CAPITAL | REPLACEMENT | N/A | USD/water heater | us | us | 546.6612
residential water heating | Reference Gas Water Heater | 2042 | FIXED_OM | NEW | N/A | USD/water heater | us | us | 15.0064
residential water heating | Reference Gas Water Heater | 2042 | FIXED_OM | REPLACEMENT | N/A | USD/water heater | us | us | 15.0064
residential water heating | Reference Gas Water Heater | 2042 | INSTALLATION | NEW | N/A | USD/water heater | us | us | 514.5047
residential water heating | Reference Gas Water Heater | 2042 | INSTALLATION | REPLACEMENT | N/A | USD/water heater | us | us | 514.5047
residential water heating | Reference Gas Water Heater | 2043 | CAPITAL | NEW | N/A | USD/water heater | us | us | 546.6612
residential water heating | Reference Gas Water Heater | 2043 | CAPITAL | REPLACEMENT | N/A | USD/water heater | us | us | 546.6612
residential water heating | Reference Gas Water Heater | 2043 | FIXED_OM | NEW | N/A | USD/water heater | us | us | 15.0064
residential water heating | Reference Gas Water Heater | 2043 | FIXED_OM | REPLACEMENT | N/A | USD/water heater | us | us | 15.0064
residential water heating | Reference Gas Water Heater | 2043 | INSTALLATION | NEW | N/A | USD/water heater | us | us | 514.5047
residential water heating | Reference Gas Water Heater | 2043 | INSTALLATION | REPLACEMENT | N/A | USD/water heater | us | us | 514.5047
residential water heating | Reference Gas Water Heater | 2044 | CAPITAL | NEW | N/A | USD/water heater | us | us | 546.6612
residential water heating | Reference Gas Water Heater | 2044 | CAPITAL | REPLACEMENT | N/A | USD/water heater | us | us | 546.6612
residential water heating | Reference Gas Water Heater | 2044 | FIXED_OM | NEW | N/A | USD/water heater | us | us | 15.0064
residential water heating | Reference Gas Water Heater | 2044 | FIXED_OM | REPLACEMENT | N/A | USD/water heater | us | us | 15.0064
residential water heating | Reference Gas Water Heater | 2044 | INSTALLATION | NEW | N/A | USD/water heater | us | us | 514.5047
residential water heating | Reference Gas Water Heater | 2044 | INSTALLATION | REPLACEMENT | N/A | USD/water heater | us | us | 514.5047
residential water heating | Reference Gas Water Heater | 2045 | CAPITAL | NEW | N/A | USD/water heater | us | us | 546.6612
residential water heating | Reference Gas Water Heater | 2045 | CAPITAL | REPLACEMENT | N/A | USD/water heater | us | us | 546.6612
residential water heating | Reference Gas Water Heater | 2045 | FIXED_OM | NEW | N/A | USD/water heater | us | us | 15.0064
residential water heating | Reference Gas Water Heater | 2045 | FIXED_OM | REPLACEMENT | N/A | USD/water heater | us | us | 15.0064
residential water heating | Reference Gas Water Heater | 2045 | INSTALLATION | NEW | N/A | USD/water heater | us | us | 514.5047
residential water heating | Reference Gas Water Heater | 2045 | INSTALLATION | REPLACEMENT | N/A | USD/water heater | us | us | 514.5047
residential water heating | Reference Gas Water Heater | 2046 | CAPITAL | NEW | N/A | USD/water heater | us | us | 546.6612
residential water heating | Reference Gas Water Heater | 2046 | CAPITAL | REPLACEMENT | N/A | USD/water heater | us | us | 546.6612
residential water heating | Reference Gas Water Heater | 2046 | FIXED_OM | NEW | N/A | USD/water heater | us | us | 15.0064
residential water heating | Reference Gas Water Heater | 2046 | FIXED_OM | REPLACEMENT | N/A | USD/water heater | us | us | 15.0064
residential water heating | Reference Gas Water Heater | 2046 | INSTALLATION | NEW | N/A | USD/water heater | us | us | 514.5047
residential water heating | Reference Gas Water Heater | 2046 | INSTALLATION | REPLACEMENT | N/A | USD/water heater | us | us | 514.5047
residential water heating | Reference Gas Water Heater | 2047 | CAPITAL | NEW | N/A | USD/water heater | us | us | 546.6612
residential water heating | Reference Gas Water Heater | 2047 | CAPITAL | REPLACEMENT | N/A | USD/water heater | us | us | 546.6612
residential water heating | Reference Gas Water Heater | 2047 | FIXED_OM | NEW | N/A | USD/water heater | us | us | 15.0064
residential water heating | Reference Gas Water Heater | 2047 | FIXED_OM | REPLACEMENT | N/A | USD/water heater | us | us | 15.0064
residential water heating | Reference Gas Water Heater | 2047 | INSTALLATION | NEW | N/A | USD/water heater | us | us | 514.5047
residential water heating | Reference Gas Water Heater | 2047 | INSTALLATION | REPLACEMENT | N/A | USD/water heater | us | us | 514.5047
residential water heating | Reference Gas Water Heater | 2048 | CAPITAL | NEW | N/A | USD/water heater | us | us | 546.6612
residential water heating | Reference Gas Water Heater | 2048 | CAPITAL | REPLACEMENT | N/A | USD/water heater | us | us | 546.6612
residential water heating | Reference Gas Water Heater | 2048 | FIXED_OM | NEW | N/A | USD/water heater | us | us | 15.0064
residential water heating | Reference Gas Water Heater | 2048 | FIXED_OM | REPLACEMENT | N/A | USD/water heater | us | us | 15.0064
residential water heating | Reference Gas Water Heater | 2048 | INSTALLATION | NEW | N/A | USD/water heater | us | us | 514.5047
residential water heating | Reference Gas Water Heater | 2048 | INSTALLATION | REPLACEMENT | N/A | USD/water heater | us | us | 514.5047
residential water heating | Reference Gas Water Heater | 2049 | CAPITAL | NEW | N/A | USD/water heater | us | us | 546.6612
residential water heating | Reference Gas Water Heater | 2049 | CAPITAL | REPLACEMENT | N/A | USD/water heater | us | us | 546.6612
residential water heating | Reference Gas Water Heater | 2049 | FIXED_OM | NEW | N/A | USD/water heater | us | us | 15.0064
residential water heating | Reference Gas Water Heater | 2049 | FIXED_OM | REPLACEMENT | N/A | USD/water heater | us | us | 15.0064
residential water heating | Reference Gas Water Heater | 2049 | INSTALLATION | NEW | N/A | USD/water heater | us | us | 514.5047
residential water heating | Reference Gas Water Heater | 2049 | INSTALLATION | REPLACEMENT | N/A | USD/water heater | us | us | 514.5047
residential water heating | Reference Gas Water Heater | 2050 | CAPITAL | NEW | N/A | USD/water heater | us | us | 546.6612
residential water heating | Reference Gas Water Heater | 2050 | CAPITAL | REPLACEMENT | N/A | USD/water heater | us | us | 546.6612
residential water heating | Reference Gas Water Heater | 2050 | FIXED_OM | NEW | N/A | USD/water heater | us | us | 15.0064
residential water heating | Reference Gas Water Heater | 2050 | FIXED_OM | REPLACEMENT | N/A | USD/water heater | us | us | 15.0064
residential water heating | Reference Gas Water Heater | 2050 | INSTALLATION | NEW | N/A | USD/water heater | us | us | 514.5047
residential water heating | Reference Gas Water Heater | 2050 | INSTALLATION | REPLACEMENT | N/A | USD/water heater | us | us | 514.5047
residential water heating | Reference LPG Water Heater | 2020 | CAPITAL | NEW | N/A | USD/water heater | us | us | 562.7395
residential water heating | Reference LPG Water Heater | 2020 | CAPITAL | REPLACEMENT | N/A | USD/water heater | us | us | 562.7395
residential water heating | Reference LPG Water Heater | 2020 | INSTALLATION | NEW | N/A | USD/water heater | us | us | 514.5047
residential water heating | Reference LPG Water Heater | 2020 | INSTALLATION | REPLACEMENT | N/A | USD/water heater | us | us | 514.5047
residential water heating | Reference LPG Water Heater | 2021 | CAPITAL | NEW | N/A | USD/water heater | us | us | 562.7395
residential water heating | Reference LPG Water Heater | 2021 | CAPITAL | REPLACEMENT | N/A | USD/water heater | us | us | 562.7395
residential water heating | Reference LPG Water Heater | 2021 | INSTALLATION | NEW | N/A | USD/water heater | us | us | 514.5047
residential water heating | Reference LPG Water Heater | 2021 | INSTALLATION | REPLACEMENT | N/A | USD/water heater | us | us | 514.5047
residential water heating | Reference LPG Water Heater | 2022 | CAPITAL | NEW | N/A | USD/water heater | us | us | 562.7395
residential water heating | Reference LPG Water Heater | 2022 | CAPITAL | REPLACEMENT | N/A | USD/water heater | us | us | 562.7395
residential water heating | Reference LPG Water Heater | 2022 | INSTALLATION | NEW | N/A | USD/water heater | us | us | 514.5047
residential water heating | Reference LPG Water Heater | 2022 | INSTALLATION | REPLACEMENT | N/A | USD/water heater | us | us | 514.5047
residential water heating | Reference LPG Water Heater | 2023 | CAPITAL | NEW | N/A | USD/water heater | us | us | 562.7395
residential water heating | Reference LPG Water Heater | 2023 | CAPITAL | REPLACEMENT | N/A | USD/water heater | us | us | 562.7395
residential water heating | Reference LPG Water Heater | 2023 | INSTALLATION | NEW | N/A | USD/water heater | us | us | 514.5047
residential water heating | Reference LPG Water Heater | 2023 | INSTALLATION | REPLACEMENT | N/A | USD/water heater | us | us | 514.5047
residential water heating | Reference LPG Water Heater | 2024 | CAPITAL | NEW | N/A | USD/water heater | us | us | 562.7395
residential water heating | Reference LPG Water Heater | 2024 | CAPITAL | REPLACEMENT | N/A | USD/water heater | us | us | 562.7395
residential water heating | Reference LPG Water Heater | 2024 | INSTALLATION | NEW | N/A | USD/water heater | us | us | 514.5047
residential water heating | Reference LPG Water Heater | 2024 | INSTALLATION | REPLACEMENT | N/A | USD/water heater | us | us | 514.5047
residential water heating | Reference LPG Water Heater | 2025 | CAPITAL | NEW | N/A | USD/water heater | us | us | 562.7395
residential water heating | Reference LPG Water Heater | 2025 | CAPITAL | REPLACEMENT | N/A | USD/water heater | us | us | 562.7395
residential water heating | Reference LPG Water Heater | 2025 | INSTALLATION | NEW | N/A | USD/water heater | us | us | 514.5047
residential water heating | Reference LPG Water Heater | 2025 | INSTALLATION | REPLACEMENT | N/A | USD/water heater | us | us | 514.5047
residential water heating | Reference LPG Water Heater | 2026 | CAPITAL | NEW | N/A | USD/water heater | us | us | 562.7395
residential water heating | Reference LPG Water Heater | 2026 | CAPITAL | REPLACEMENT | N/A | USD/water heater | us | us | 562.7395
residential water heating | Reference LPG Water Heater | 2026 | INSTALLATION | NEW | N/A | USD/water heater | us | us | 514.5047
residential water heating | Reference LPG Water Heater | 2026 | INSTALLATION | REPLACEMENT | N/A | USD/water heater | us | us | 514.5047
residential water heating | Reference LPG Water Heater | 2027 | CAPITAL | NEW | N/A | USD/water heater | us | us | 562.7395
residential water heating | Reference LPG Water Heater | 2027 | CAPITAL | REPLACEMENT | N/A | USD/water heater | us | us | 562.7395
residential water heating | Reference LPG Water Heater | 2027 | INSTALLATION | NEW | N/A | USD/water heater | us | us | 514.5047
residential water heating | Reference LPG Water Heater | 2027 | INSTALLATION | REPLACEMENT | N/A | USD/water heater | us | us | 514.5047
residential water heating | Reference LPG Water Heater | 2028 | CAPITAL | NEW | N/A | USD/water heater | us | us | 562.7395
residential water heating | Reference LPG Water Heater | 2028 | CAPITAL | REPLACEMENT | N/A | USD/water heater | us | us | 562.7395
residential water heating | Reference LPG Water Heater | 2028 | INSTALLATION | NEW | N/A | USD/water heater | us | us | 514.5047
residential water heating | Reference LPG Water Heater | 2028 | INSTALLATION | REPLACEMENT | N/A | USD/water heater | us | us | 514.5047
residential water heating | Reference LPG Water Heater | 2029 | CAPITAL | NEW | N/A | USD/water heater | us | us | 562.7395
residential water heating | Reference LPG Water Heater | 2029 | CAPITAL | REPLACEMENT | N/A | USD/water heater | us | us | 562.7395
residential water heating | Reference LPG Water Heater | 2029 | INSTALLATION | NEW | N/A | USD/water heater | us | us | 514.5047
residential water heating | Reference LPG Water Heater | 2029 | INSTALLATION | REPLACEMENT | N/A | USD/water heater | us | us | 514.5047
residential water heating | Reference LPG Water Heater | 2030 | CAPITAL | NEW | N/A | USD/water heater | us | us | 562.7395
residential water heating | Reference LPG Water Heater | 2030 | CAPITAL | REPLACEMENT | N/A | USD/water heater | us | us | 562.7395
residential water heating | Reference LPG Water Heater | 2030 | INSTALLATION | NEW | N/A | USD/water heater | us | us | 514.5047
residential water heating | Reference LPG Water Heater | 2030 | INSTALLATION | REPLACEMENT | N/A | USD/water heater | us | us | 514.5047
residential water heating | Reference LPG Water Heater | 2031 | CAPITAL | NEW | N/A | USD/water heater | us | us | 562.7395
residential water heating | Reference LPG Water Heater | 2031 | CAPITAL | REPLACEMENT | N/A | USD/water heater | us | us | 562.7395
residential water heating | Reference LPG Water Heater | 2031 | INSTALLATION | NEW | N/A | USD/water heater | us | us | 514.5047
residential water heating | Reference LPG Water Heater | 2031 | INSTALLATION | REPLACEMENT | N/A | USD/water heater | us | us | 514.5047
residential water heating | Reference LPG Water Heater | 2032 | CAPITAL | NEW | N/A | USD/water heater | us | us | 562.7395
residential water heating | Reference LPG Water Heater | 2032 | CAPITAL | REPLACEMENT | N/A | USD/water heater | us | us | 562.7395
residential water heating | Reference LPG Water Heater | 2032 | INSTALLATION | NEW | N/A | USD/water heater | us | us | 514.5047
residential water heating | Reference LPG Water Heater | 2032 | INSTALLATION | REPLACEMENT | N/A | USD/water heater | us | us | 514.5047
residential water heating | Reference LPG Water Heater | 2033 | CAPITAL | NEW | N/A | USD/water heater | us | us | 562.7395
residential water heating | Reference LPG Water Heater | 2033 | CAPITAL | REPLACEMENT | N/A | USD/water heater | us | us | 562.7395
residential water heating | Reference LPG Water Heater | 2033 | INSTALLATION | NEW | N/A | USD/water heater | us | us | 514.5047
residential water heating | Reference LPG Water Heater | 2033 | INSTALLATION | REPLACEMENT | N/A | USD/water heater | us | us | 514.5047
residential water heating | Reference LPG Water Heater | 2034 | CAPITAL | NEW | N/A | USD/water heater | us | us | 562.7395
residential water heating | Reference LPG Water Heater | 2034 | CAPITAL | REPLACEMENT | N/A | USD/water heater | us | us | 562.7395
residential water heating | Reference LPG Water Heater | 2034 | INSTALLATION | NEW | N/A | USD/water heater | us | us | 514.5047
residential water heating | Reference LPG Water Heater | 2034 | INSTALLATION | REPLACEMENT | N/A | USD/water heater | us | us | 514.5047
residential water heating | Reference LPG Water Heater | 2035 | CAPITAL | NEW | N/A | USD/water heater | us | us | 562.7395
residential water heating | Reference LPG Water Heater | 2035 | CAPITAL | REPLACEMENT | N/A | USD/water heater | us | us | 562.7395
residential water heating | Reference LPG Water Heater | 2035 | INSTALLATION | NEW | N/A | USD/water heater | us | us | 514.5047
residential water heating | Reference LPG Water Heater | 2035 | INSTALLATION | REPLACEMENT | N/A | USD/water heater | us | us | 514.5047
residential water heating | Reference LPG Water Heater | 2036 | CAPITAL | NEW | N/A | USD/water heater | us | us | 562.7395
residential water heating | Reference LPG Water Heater | 2036 | CAPITAL | REPLACEMENT | N/A | USD/water heater | us | us | 562.7395
residential water heating | Reference LPG Water Heater | 2036 | INSTALLATION | NEW | N/A | USD/water heater | us | us | 514.5047
residential water heating | Reference LPG Water Heater | 2036 | INSTALLATION | REPLACEMENT | N/A | USD/water heater | us | us | 514.5047
residential water heating | Reference LPG Water Heater | 2037 | CAPITAL | NEW | N/A | USD/water heater | us | us | 562.7395
residential water heating | Reference LPG Water Heater | 2037 | CAPITAL | REPLACEMENT | N/A | USD/water heater | us | us | 562.7395
residential water heating | Reference LPG Water Heater | 2037 | INSTALLATION | NEW | N/A | USD/water heater | us | us | 514.5047
residential water heating | Reference LPG Water Heater | 2037 | INSTALLATION | REPLACEMENT | N/A | USD/water heater | us | us | 514.5047
residential water heating | Reference LPG Water Heater | 2038 | CAPITAL | NEW | N/A | USD/water heater | us | us | 562.7395
residential water heating | Reference LPG Water Heater | 2038 | CAPITAL | REPLACEMENT | N/A | USD/water heater | us | us | 562.7395
residential water heating | Reference LPG Water Heater | 2038 | INSTALLATION | NEW | N/A | USD/water heater | us | us | 514.5047
residential water heating | Reference LPG Water Heater | 2038 | INSTALLATION | REPLACEMENT | N/A | USD/water heater | us | us | 514.5047
residential water heating | Reference LPG Water Heater | 2039 | CAPITAL | NEW | N/A | USD/water heater | us | us | 562.7395
residential water heating | Reference LPG Water Heater | 2039 | CAPITAL | REPLACEMENT | N/A | USD/water heater | us | us | 562.7395
residential water heating | Reference LPG Water Heater | 2039 | INSTALLATION | NEW | N/A | USD/water heater | us | us | 514.5047
residential water heating | Reference LPG Water Heater | 2039 | INSTALLATION | REPLACEMENT | N/A | USD/water heater | us | us | 514.5047
residential water heating | Reference LPG Water Heater | 2040 | CAPITAL | NEW | N/A | USD/water heater | us | us | 562.7395
residential water heating | Reference LPG Water Heater | 2040 | CAPITAL | REPLACEMENT | N/A | USD/water heater | us | us | 562.7395
residential water heating | Reference LPG Water Heater | 2040 | INSTALLATION | NEW | N/A | USD/water heater | us | us | 514.5047
residential water heating | Reference LPG Water Heater | 2040 | INSTALLATION | REPLACEMENT | N/A | USD/water heater | us | us | 514.5047
residential water heating | Reference LPG Water Heater | 2041 | CAPITAL | NEW | N/A | USD/water heater | us | us | 562.7395
residential water heating | Reference LPG Water Heater | 2041 | CAPITAL | REPLACEMENT | N/A | USD/water heater | us | us | 562.7395
residential water heating | Reference LPG Water Heater | 2041 | INSTALLATION | NEW | N/A | USD/water heater | us | us | 514.5047
residential water heating | Reference LPG Water Heater | 2041 | INSTALLATION | REPLACEMENT | N/A | USD/water heater | us | us | 514.5047
residential water heating | Reference LPG Water Heater | 2042 | CAPITAL | NEW | N/A | USD/water heater | us | us | 562.7395
residential water heating | Reference LPG Water Heater | 2042 | CAPITAL | REPLACEMENT | N/A | USD/water heater | us | us | 562.7395
residential water heating | Reference LPG Water Heater | 2042 | INSTALLATION | NEW | N/A | USD/water heater | us | us | 514.5047
residential water heating | Reference LPG Water Heater | 2042 | INSTALLATION | REPLACEMENT | N/A | USD/water heater | us | us | 514.5047
residential water heating | Reference LPG Water Heater | 2043 | CAPITAL | NEW | N/A | USD/water heater | us | us | 562.7395
residential water heating | Reference LPG Water Heater | 2043 | CAPITAL | REPLACEMENT | N/A | USD/water heater | us | us | 562.7395
residential water heating | Reference LPG Water Heater | 2043 | INSTALLATION | NEW | N/A | USD/water heater | us | us | 514.5047
residential water heating | Reference LPG Water Heater | 2043 | INSTALLATION | REPLACEMENT | N/A | USD/water heater | us | us | 514.5047
residential water heating | Reference LPG Water Heater | 2044 | CAPITAL | NEW | N/A | USD/water heater | us | us | 562.7395
residential water heating | Reference LPG Water Heater | 2044 | CAPITAL | REPLACEMENT | N/A | USD/water heater | us | us | 562.7395
residential water heating | Reference LPG Water Heater | 2044 | INSTALLATION | NEW | N/A | USD/water heater | us | us | 514.5047
residential water heating | Reference LPG Water Heater | 2044 | INSTALLATION | REPLACEMENT | N/A | USD/water heater | us | us | 514.5047
residential water heating | Reference LPG Water Heater | 2045 | CAPITAL | NEW | N/A | USD/water heater | us | us | 562.7395
residential water heating | Reference LPG Water Heater | 2045 | CAPITAL | REPLACEMENT | N/A | USD/water heater | us | us | 562.7395
residential water heating | Reference LPG Water Heater | 2045 | INSTALLATION | NEW | N/A | USD/water heater | us | us | 514.5047
residential water heating | Reference LPG Water Heater | 2045 | INSTALLATION | REPLACEMENT | N/A | USD/water heater | us | us | 514.5047
residential water heating | Reference LPG Water Heater | 2046 | CAPITAL | NEW | N/A | USD/water heater | us | us | 562.7395
residential water heating | Reference LPG Water Heater | 2046 | CAPITAL | REPLACEMENT | N/A | USD/water heater | us | us | 562.7395
residential water heating | Reference LPG Water Heater | 2046 | INSTALLATION | NEW | N/A | USD/water heater | us | us | 514.5047
residential water heating | Reference LPG Water Heater | 2046 | INSTALLATION | REPLACEMENT | N/A | USD/water heater | us | us | 514.5047
residential water heating | Reference LPG Water Heater | 2047 | CAPITAL | NEW | N/A | USD/water heater | us | us | 562.7395
residential water heating | Reference LPG Water Heater | 2047 | CAPITAL | REPLACEMENT | N/A | USD/water heater | us | us | 562.7395
residential water heating | Reference LPG Water Heater | 2047 | INSTALLATION | NEW | N/A | USD/water heater | us | us | 514.5047
residential water heating | Reference LPG Water Heater | 2047 | INSTALLATION | REPLACEMENT | N/A | USD/water heater | us | us | 514.5047
residential water heating | Reference LPG Water Heater | 2048 | CAPITAL | NEW | N/A | USD/water heater | us | us | 562.7395
residential water heating | Reference LPG Water Heater | 2048 | CAPITAL | REPLACEMENT | N/A | USD/water heater | us | us | 562.7395
residential water heating | Reference LPG Water Heater | 2048 | INSTALLATION | NEW | N/A | USD/water heater | us | us | 514.5047
residential water heating | Reference LPG Water Heater | 2048 | INSTALLATION | REPLACEMENT | N/A | USD/water heater | us | us | 514.5047
residential water heating | Reference LPG Water Heater | 2049 | CAPITAL | NEW | N/A | USD/water heater | us | us | 562.7395
residential water heating | Reference LPG Water Heater | 2049 | CAPITAL | REPLACEMENT | N/A | USD/water heater | us | us | 562.7395
residential water heating | Reference LPG Water Heater | 2049 | INSTALLATION | NEW | N/A | USD/water heater | us | us | 514.5047
residential water heating | Reference LPG Water Heater | 2049 | INSTALLATION | REPLACEMENT | N/A | USD/water heater | us | us | 514.5047
residential water heating | Reference LPG Water Heater | 2050 | CAPITAL | NEW | N/A | USD/water heater | us | us | 562.7395
residential water heating | Reference LPG Water Heater | 2050 | CAPITAL | REPLACEMENT | N/A | USD/water heater | us | us | 562.7395
residential water heating | Reference LPG Water Heater | 2050 | INSTALLATION | NEW | N/A | USD/water heater | us | us | 514.5047
residential water heating | Reference LPG Water Heater | 2050 | INSTALLATION | REPLACEMENT | N/A | USD/water heater | us | us | 514.5047
residential water heating | Solar Water Heater with Electric Backup | 2020 | CAPITAL | NEW | N/A | USD/water heater | us | us | 4126.7561
residential water heating | Solar Water Heater with Electric Backup | 2020 | CAPITAL | REPLACEMENT | N/A | USD/water heater | us | us | 4126.7561
residential water heating | Solar Water Heater with Electric Backup | 2020 | FIXED_OM | NEW | N/A | USD/water heater | us | us | 26.7971
residential water heating | Solar Water Heater with Electric Backup | 2020 | FIXED_OM | REPLACEMENT | N/A | USD/water heater | us | us | 26.7971
residential water heating | Solar Water Heater with Electric Backup | 2020 | INSTALLATION | NEW | N/A | USD/water heater | us | us | 4877.0754
residential water heating | Solar Water Heater with Electric Backup | 2020 | INSTALLATION | REPLACEMENT | N/A | USD/water heater | us | us | 4877.0754
residential water heating | Solar Water Heater with Electric Backup | 2021 | CAPITAL | NEW | N/A | USD/water heater | us | us | 4073.1618
residential water heating | Solar Water Heater with Electric Backup | 2021 | CAPITAL | REPLACEMENT | N/A | USD/water heater | us | us | 4073.1618
residential water heating | Solar Water Heater with Electric Backup | 2021 | FIXED_OM | NEW | N/A | USD/water heater | us | us | 26.7971
residential water heating | Solar Water Heater with Electric Backup | 2021 | FIXED_OM | REPLACEMENT | N/A | USD/water heater | us | us | 26.7971
residential water heating | Solar Water Heater with Electric Backup | 2021 | INSTALLATION | NEW | N/A | USD/water heater | us | us | 4877.0754
residential water heating | Solar Water Heater with Electric Backup | 2021 | INSTALLATION | REPLACEMENT | N/A | USD/water heater | us | us | 4877.0754
residential water heating | Solar Water Heater with Electric Backup | 2022 | CAPITAL | NEW | N/A | USD/water heater | us | us | 4019.5676
residential water heating | Solar Water Heater with Electric Backup | 2022 | CAPITAL | REPLACEMENT | N/A | USD/water heater | us | us | 4019.5676
residential water heating | Solar Water Heater with Electric Backup | 2022 | FIXED_OM | NEW | N/A | USD/water heater | us | us | 26.7971
residential water heating | Solar Water Heater with Electric Backup | 2022 | FIXED_OM | REPLACEMENT | N/A | USD/water heater | us | us | 26.7971
residential water heating | Solar Water Heater with Electric Backup | 2022 | INSTALLATION | NEW | N/A | USD/water heater | us | us | 4877.0754
residential water heating | Solar Water Heater with Electric Backup | 2022 | INSTALLATION | REPLACEMENT | N/A | USD/water heater | us | us | 4877.0754
residential water heating | Solar Water Heater with Electric Backup | 2023 | CAPITAL | NEW | N/A | USD/water heater | us | us | 3965.9734
residential water heating | Solar Water Heater with Electric Backup | 2023 | CAPITAL | REPLACEMENT | N/A | USD/water heater | us | us | 3965.9734
residential water heating | Solar Water Heater with Electric Backup | 2023 | FIXED_OM | NEW | N/A | USD/water heater | us | us | 26.7971
residential water heating | Solar Water Heater with Electric Backup | 2023 | FIXED_OM | REPLACEMENT | N/A | USD/water heater | us | us | 26.7971
residential water heating | Solar Water Heater with Electric Backup | 2023 | INSTALLATION | NEW | N/A | USD/water heater | us | us | 4877.0754
residential water heating | Solar Water Heater with Electric Backup | 2023 | INSTALLATION | REPLACEMENT | N/A | USD/water heater | us | us | 4877.0754
residential water heating | Solar Water Heater with Electric Backup | 2024 | CAPITAL | NEW | N/A | USD/water heater | us | us | 3912.3791
residential water heating | Solar Water Heater with Electric Backup | 2024 | CAPITAL | REPLACEMENT | N/A | USD/water heater | us | us | 3912.3791
residential water heating | Solar Water Heater with Electric Backup | 2024 | FIXED_OM | NEW | N/A | USD/water heater | us | us | 26.7971
residential water heating | Solar Water Heater with Electric Backup | 2024 | FIXED_OM | REPLACEMENT | N/A | USD/water heater | us | us | 26.7971
residential water heating | Solar Water Heater with Electric Backup | 2024 | INSTALLATION | NEW | N/A | USD/water heater | us | us | 4877.0754
residential water heating | Solar Water Heater with Electric Backup | 2024 | INSTALLATION | REPLACEMENT | N/A | USD/water heater | us | us | 4877.0754
residential water heating | Solar Water Heater with Electric Backup | 2025 | CAPITAL | NEW | N/A | USD/water heater | us | us | 3858.7849
residential water heating | Solar Water Heater with Electric Backup | 2025 | CAPITAL | REPLACEMENT | N/A | USD/water heater | us | us | 3858.7849
residential water heating | Solar Water Heater with Electric Backup | 2025 | FIXED_OM | NEW | N/A | USD/water heater | us | us | 26.7971
residential water heating | Solar Water Heater with Electric Backup | 2025 | FIXED_OM | REPLACEMENT | N/A | USD/water heater | us | us | 26.7971
residential water heating | Solar Water Heater with Electric Backup | 2025 | INSTALLATION | NEW | N/A | USD/water heater | us | us | 4877.0754
residential water heating | Solar Water Heater with Electric Backup | 2025 | INSTALLATION | REPLACEMENT | N/A | USD/water heater | us | us | 4877.0754
residential water heating | Solar Water Heater with Electric Backup | 2026 | CAPITAL | NEW | N/A | USD/water heater | us | us | 3805.1907
residential water heating | Solar Water Heater with Electric Backup | 2026 | CAPITAL | REPLACEMENT | N/A | USD/water heater | us | us | 3805.1907
residential water heating | Solar Water Heater with Electric Backup | 2026 | FIXED_OM | NEW | N/A | USD/water heater | us | us | 26.7971
residential water heating | Solar Water Heater with Electric Backup | 2026 | FIXED_OM | REPLACEMENT | N/A | USD/water heater | us | us | 26.7971
residential water heating | Solar Water Heater with Electric Backup | 2026 | INSTALLATION | NEW | N/A | USD/water heater | us | us | 4877.0754
residential water heating | Solar Water Heater with Electric Backup | 2026 | INSTALLATION | REPLACEMENT | N/A | USD/water heater | us | us | 4877.0754
residential water heating | Solar Water Heater with Electric Backup | 2027 | CAPITAL | NEW | N/A | USD/water heater | us | us | 3751.5964
residential water heating | Solar Water Heater with Electric Backup | 2027 | CAPITAL | REPLACEMENT | N/A | USD/water heater | us | us | 3751.5964
residential water heating | Solar Water Heater with Electric Backup | 2027 | FIXED_OM | NEW | N/A | USD/water heater | us | us | 26.7971
residential water heating | Solar Water Heater with Electric Backup | 2027 | FIXED_OM | REPLACEMENT | N/A | USD/water heater | us | us | 26.7971
residential water heating | Solar Water Heater with Electric Backup | 2027 | INSTALLATION | NEW | N/A | USD/water heater | us | us | 4877.0754
residential water heating | Solar Water Heater with Electric Backup | 2027 | INSTALLATION | REPLACEMENT | N/A | USD/water heater | us | us | 4877.0754
residential water heating | Solar Water Heater with Electric Backup | 2028 | CAPITAL | NEW | N/A | USD/water heater | us | us | 3698.0022
residential water heating | Solar Water Heater with Electric Backup | 2028 | CAPITAL | REPLACEMENT | N/A | USD/water heater | us | us | 3698.0022
residential water heating | Solar Water Heater with Electric Backup | 2028 | FIXED_OM | NEW | N/A | USD/water heater | us | us | 26.7971
residential water heating | Solar Water Heater with Electric Backup | 2028 | FIXED_OM | REPLACEMENT | N/A | USD/water heater | us | us | 26.7971
residential water heating | Solar Water Heater with Electric Backup | 2028 | INSTALLATION | NEW | N/A | USD/water heater | us | us | 4877.0754
residential water heating | Solar Water Heater with Electric Backup | 2028 | INSTALLATION | REPLACEMENT | N/A | USD/water heater | us | us | 4877.0754
residential water heating | Solar Water Heater with Electric Backup | 2029 | CAPITAL | NEW | N/A | USD/water heater | us | us | 3644.408
residential water heating | Solar Water Heater with Electric Backup | 2029 | CAPITAL | REPLACEMENT | N/A | USD/water heater | us | us | 3644.408
residential water heating | Solar Water Heater with Electric Backup | 2029 | FIXED_OM | NEW | N/A | USD/water heater | us | us | 26.7971
residential water heating | Solar Water Heater with Electric Backup | 2029 | FIXED_OM | REPLACEMENT | N/A | USD/water heater | us | us | 26.7971
residential water heating | Solar Water Heater with Electric Backup | 2029 | INSTALLATION | NEW | N/A | USD/water heater | us | us | 4877.0754
residential water heating | Solar Water Heater with Electric Backup | 2029 | INSTALLATION | REPLACEMENT | N/A | USD/water heater | us | us | 4877.0754
residential water heating | Solar Water Heater with Electric Backup | 2030 | CAPITAL | NEW | N/A | USD/water heater | us | us | 3590.8137
residential water heating | Solar Water Heater with Electric Backup | 2030 | CAPITAL | REPLACEMENT | N/A | USD/water heater | us | us | 3590.8137
residential water heating | Solar Water Heater with Electric Backup | 2030 | FIXED_OM | NEW | N/A | USD/water heater | us | us | 26.7971
residential water heating | Solar Water Heater with Electric Backup | 2030 | FIXED_OM | REPLACEMENT | N/A | USD/water heater | us | us | 26.7971
residential water heating | Solar Water Heater with Electric Backup | 2030 | INSTALLATION | NEW | N/A | USD/water heater | us | us | 4877.0754
residential water heating | Solar Water Heater with Electric Backup | 2030 | INSTALLATION | REPLACEMENT | N/A | USD/water heater | us | us | 4877.0754
residential water heating | Solar Water Heater with Electric Backup | 2031 | CAPITAL | NEW | N/A | USD/water heater | us | us | 3590.8137
residential water heating | Solar Water Heater with Electric Backup | 2031 | CAPITAL | REPLACEMENT | N/A | USD/water heater | us | us | 3590.8137
residential water heating | Solar Water Heater with Electric Backup | 2031 | FIXED_OM | NEW | N/A | USD/water heater | us | us | 26.7971
residential water heating | Solar Water Heater with Electric Backup | 2031 | FIXED_OM | REPLACEMENT | N/A | USD/water heater | us | us | 26.7971
residential water heating | Solar Water Heater with Electric Backup | 2031 | INSTALLATION | NEW | N/A | USD/water heater | us | us | 4877.0754
residential water heating | Solar Water Heater with Electric Backup | 2031 | INSTALLATION | REPLACEMENT | N/A | USD/water heater | us | us | 4877.0754
residential water heating | Solar Water Heater with Electric Backup | 2032 | CAPITAL | NEW | N/A | USD/water heater | us | us | 3590.8137
residential water heating | Solar Water Heater with Electric Backup | 2032 | CAPITAL | REPLACEMENT | N/A | USD/water heater | us | us | 3590.8137
residential water heating | Solar Water Heater with Electric Backup | 2032 | FIXED_OM | NEW | N/A | USD/water heater | us | us | 26.7971
residential water heating | Solar Water Heater with Electric Backup | 2032 | FIXED_OM | REPLACEMENT | N/A | USD/water heater | us | us | 26.7971
residential water heating | Solar Water Heater with Electric Backup | 2032 | INSTALLATION | NEW | N/A | USD/water heater | us | us | 4877.0754
residential water heating | Solar Water Heater with Electric Backup | 2032 | INSTALLATION | REPLACEMENT | N/A | USD/water heater | us | us | 4877.0754
residential water heating | Solar Water Heater with Electric Backup | 2033 | CAPITAL | NEW | N/A | USD/water heater | us | us | 3590.8137
residential water heating | Solar Water Heater with Electric Backup | 2033 | CAPITAL | REPLACEMENT | N/A | USD/water heater | us | us | 3590.8137
residential water heating | Solar Water Heater with Electric Backup | 2033 | FIXED_OM | NEW | N/A | USD/water heater | us | us | 26.7971
residential water heating | Solar Water Heater with Electric Backup | 2033 | FIXED_OM | REPLACEMENT | N/A | USD/water heater | us | us | 26.7971
residential water heating | Solar Water Heater with Electric Backup | 2033 | INSTALLATION | NEW | N/A | USD/water heater | us | us | 4877.0754
residential water heating | Solar Water Heater with Electric Backup | 2033 | INSTALLATION | REPLACEMENT | N/A | USD/water heater | us | us | 4877.0754
residential water heating | Solar Water Heater with Electric Backup | 2034 | CAPITAL | NEW | N/A | USD/water heater | us | us | 3590.8137
residential water heating | Solar Water Heater with Electric Backup | 2034 | CAPITAL | REPLACEMENT | N/A | USD/water heater | us | us | 3590.8137
residential water heating | Solar Water Heater with Electric Backup | 2034 | FIXED_OM | NEW | N/A | USD/water heater | us | us | 26.7971
residential water heating | Solar Water Heater with Electric Backup | 2034 | FIXED_OM | REPLACEMENT | N/A | USD/water heater | us | us | 26.7971
residential water heating | Solar Water Heater with Electric Backup | 2034 | INSTALLATION | NEW | N/A | USD/water heater | us | us | 4877.0754
residential water heating | Solar Water Heater with Electric Backup | 2034 | INSTALLATION | REPLACEMENT | N/A | USD/water heater | us | us | 4877.0754
residential water heating | Solar Water Heater with Electric Backup | 2035 | CAPITAL | NEW | N/A | USD/water heater | us | us | 3590.8137
residential water heating | Solar Water Heater with Electric Backup | 2035 | CAPITAL | REPLACEMENT | N/A | USD/water heater | us | us | 3590.8137
residential water heating | Solar Water Heater with Electric Backup | 2035 | FIXED_OM | NEW | N/A | USD/water heater | us | us | 26.7971
residential water heating | Solar Water Heater with Electric Backup | 2035 | FIXED_OM | REPLACEMENT | N/A | USD/water heater | us | us | 26.7971
residential water heating | Solar Water Heater with Electric Backup | 2035 | INSTALLATION | NEW | N/A | USD/water heater | us | us | 4877.0754
residential water heating | Solar Water Heater with Electric Backup | 2035 | INSTALLATION | REPLACEMENT | N/A | USD/water heater | us | us | 4877.0754
residential water heating | Solar Water Heater with Electric Backup | 2036 | CAPITAL | NEW | N/A | USD/water heater | us | us | 3590.8137
residential water heating | Solar Water Heater with Electric Backup | 2036 | CAPITAL | REPLACEMENT | N/A | USD/water heater | us | us | 3590.8137
residential water heating | Solar Water Heater with Electric Backup | 2036 | FIXED_OM | NEW | N/A | USD/water heater | us | us | 26.7971
residential water heating | Solar Water Heater with Electric Backup | 2036 | FIXED_OM | REPLACEMENT | N/A | USD/water heater | us | us | 26.7971
residential water heating | Solar Water Heater with Electric Backup | 2036 | INSTALLATION | NEW | N/A | USD/water heater | us | us | 4877.0754
residential water heating | Solar Water Heater with Electric Backup | 2036 | INSTALLATION | REPLACEMENT | N/A | USD/water heater | us | us | 4877.0754
residential water heating | Solar Water Heater with Electric Backup | 2037 | CAPITAL | NEW | N/A | USD/water heater | us | us | 3590.8137
residential water heating | Solar Water Heater with Electric Backup | 2037 | CAPITAL | REPLACEMENT | N/A | USD/water heater | us | us | 3590.8137
residential water heating | Solar Water Heater with Electric Backup | 2037 | FIXED_OM | NEW | N/A | USD/water heater | us | us | 26.7971
residential water heating | Solar Water Heater with Electric Backup | 2037 | FIXED_OM | REPLACEMENT | N/A | USD/water heater | us | us | 26.7971
residential water heating | Solar Water Heater with Electric Backup | 2037 | INSTALLATION | NEW | N/A | USD/water heater | us | us | 4877.0754
residential water heating | Solar Water Heater with Electric Backup | 2037 | INSTALLATION | REPLACEMENT | N/A | USD/water heater | us | us | 4877.0754
residential water heating | Solar Water Heater with Electric Backup | 2038 | CAPITAL | NEW | N/A | USD/water heater | us | us | 3590.8137
residential water heating | Solar Water Heater with Electric Backup | 2038 | CAPITAL | REPLACEMENT | N/A | USD/water heater | us | us | 3590.8137
residential water heating | Solar Water Heater with Electric Backup | 2038 | FIXED_OM | NEW | N/A | USD/water heater | us | us | 26.7971
residential water heating | Solar Water Heater with Electric Backup | 2038 | FIXED_OM | REPLACEMENT | N/A | USD/water heater | us | us | 26.7971
residential water heating | Solar Water Heater with Electric Backup | 2038 | INSTALLATION | NEW | N/A | USD/water heater | us | us | 4877.0754
residential water heating | Solar Water Heater with Electric Backup | 2038 | INSTALLATION | REPLACEMENT | N/A | USD/water heater | us | us | 4877.0754
residential water heating | Solar Water Heater with Electric Backup | 2039 | CAPITAL | NEW | N/A | USD/water heater | us | us | 3590.8137
residential water heating | Solar Water Heater with Electric Backup | 2039 | CAPITAL | REPLACEMENT | N/A | USD/water heater | us | us | 3590.8137
residential water heating | Solar Water Heater with Electric Backup | 2039 | FIXED_OM | NEW | N/A | USD/water heater | us | us | 26.7971
residential water heating | Solar Water Heater with Electric Backup | 2039 | FIXED_OM | REPLACEMENT | N/A | USD/water heater | us | us | 26.7971
residential water heating | Solar Water Heater with Electric Backup | 2039 | INSTALLATION | NEW | N/A | USD/water heater | us | us | 4877.0754
residential water heating | Solar Water Heater with Electric Backup | 2039 | INSTALLATION | REPLACEMENT | N/A | USD/water heater | us | us | 4877.0754
residential water heating | Solar Water Heater with Electric Backup | 2040 | CAPITAL | NEW | N/A | USD/water heater | us | us | 3590.8137
residential water heating | Solar Water Heater with Electric Backup | 2040 | CAPITAL | REPLACEMENT | N/A | USD/water heater | us | us | 3590.8137
residential water heating | Solar Water Heater with Electric Backup | 2040 | FIXED_OM | NEW | N/A | USD/water heater | us | us | 26.7971
residential water heating | Solar Water Heater with Electric Backup | 2040 | FIXED_OM | REPLACEMENT | N/A | USD/water heater | us | us | 26.7971
residential water heating | Solar Water Heater with Electric Backup | 2040 | INSTALLATION | NEW | N/A | USD/water heater | us | us | 4877.0754
residential water heating | Solar Water Heater with Electric Backup | 2040 | INSTALLATION | REPLACEMENT | N/A | USD/water heater | us | us | 4877.0754
residential water heating | Solar Water Heater with Electric Backup | 2041 | CAPITAL | NEW | N/A | USD/water heater | us | us | 3590.8137
residential water heating | Solar Water Heater with Electric Backup | 2041 | CAPITAL | REPLACEMENT | N/A | USD/water heater | us | us | 3590.8137
residential water heating | Solar Water Heater with Electric Backup | 2041 | FIXED_OM | NEW | N/A | USD/water heater | us | us | 26.7971
residential water heating | Solar Water Heater with Electric Backup | 2041 | FIXED_OM | REPLACEMENT | N/A | USD/water heater | us | us | 26.7971
residential water heating | Solar Water Heater with Electric Backup | 2041 | INSTALLATION | NEW | N/A | USD/water heater | us | us | 4877.0754
residential water heating | Solar Water Heater with Electric Backup | 2041 | INSTALLATION | REPLACEMENT | N/A | USD/water heater | us | us | 4877.0754
residential water heating | Solar Water Heater with Electric Backup | 2042 | CAPITAL | NEW | N/A | USD/water heater | us | us | 3590.8137
residential water heating | Solar Water Heater with Electric Backup | 2042 | CAPITAL | REPLACEMENT | N/A | USD/water heater | us | us | 3590.8137
residential water heating | Solar Water Heater with Electric Backup | 2042 | FIXED_OM | NEW | N/A | USD/water heater | us | us | 26.7971
residential water heating | Solar Water Heater with Electric Backup | 2042 | FIXED_OM | REPLACEMENT | N/A | USD/water heater | us | us | 26.7971
residential water heating | Solar Water Heater with Electric Backup | 2042 | INSTALLATION | NEW | N/A | USD/water heater | us | us | 4877.0754
residential water heating | Solar Water Heater with Electric Backup | 2042 | INSTALLATION | REPLACEMENT | N/A | USD/water heater | us | us | 4877.0754
residential water heating | Solar Water Heater with Electric Backup | 2043 | CAPITAL | NEW | N/A | USD/water heater | us | us | 3590.8137
residential water heating | Solar Water Heater with Electric Backup | 2043 | CAPITAL | REPLACEMENT | N/A | USD/water heater | us | us | 3590.8137
residential water heating | Solar Water Heater with Electric Backup | 2043 | FIXED_OM | NEW | N/A | USD/water heater | us | us | 26.7971
residential water heating | Solar Water Heater with Electric Backup | 2043 | FIXED_OM | REPLACEMENT | N/A | USD/water heater | us | us | 26.7971
residential water heating | Solar Water Heater with Electric Backup | 2043 | INSTALLATION | NEW | N/A | USD/water heater | us | us | 4877.0754
residential water heating | Solar Water Heater with Electric Backup | 2043 | INSTALLATION | REPLACEMENT | N/A | USD/water heater | us | us | 4877.0754
residential water heating | Solar Water Heater with Electric Backup | 2044 | CAPITAL | NEW | N/A | USD/water heater | us | us | 3590.8137
residential water heating | Solar Water Heater with Electric Backup | 2044 | CAPITAL | REPLACEMENT | N/A | USD/water heater | us | us | 3590.8137
residential water heating | Solar Water Heater with Electric Backup | 2044 | FIXED_OM | NEW | N/A | USD/water heater | us | us | 26.7971
residential water heating | Solar Water Heater with Electric Backup | 2044 | FIXED_OM | REPLACEMENT | N/A | USD/water heater | us | us | 26.7971
residential water heating | Solar Water Heater with Electric Backup | 2044 | INSTALLATION | NEW | N/A | USD/water heater | us | us | 4877.0754
residential water heating | Solar Water Heater with Electric Backup | 2044 | INSTALLATION | REPLACEMENT | N/A | USD/water heater | us | us | 4877.0754
residential water heating | Solar Water Heater with Electric Backup | 2045 | CAPITAL | NEW | N/A | USD/water heater | us | us | 3590.8137
residential water heating | Solar Water Heater with Electric Backup | 2045 | CAPITAL | REPLACEMENT | N/A | USD/water heater | us | us | 3590.8137
residential water heating | Solar Water Heater with Electric Backup | 2045 | FIXED_OM | NEW | N/A | USD/water heater | us | us | 26.7971
residential water heating | Solar Water Heater with Electric Backup | 2045 | FIXED_OM | REPLACEMENT | N/A | USD/water heater | us | us | 26.7971
residential water heating | Solar Water Heater with Electric Backup | 2045 | INSTALLATION | NEW | N/A | USD/water heater | us | us | 4877.0754
residential water heating | Solar Water Heater with Electric Backup | 2045 | INSTALLATION | REPLACEMENT | N/A | USD/water heater | us | us | 4877.0754
residential water heating | Solar Water Heater with Electric Backup | 2046 | CAPITAL | NEW | N/A | USD/water heater | us | us | 3590.8137
residential water heating | Solar Water Heater with Electric Backup | 2046 | CAPITAL | REPLACEMENT | N/A | USD/water heater | us | us | 3590.8137
residential water heating | Solar Water Heater with Electric Backup | 2046 | FIXED_OM | NEW | N/A | USD/water heater | us | us | 26.7971
residential water heating | Solar Water Heater with Electric Backup | 2046 | FIXED_OM | REPLACEMENT | N/A | USD/water heater | us | us | 26.7971
residential water heating | Solar Water Heater with Electric Backup | 2046 | INSTALLATION | NEW | N/A | USD/water heater | us | us | 4877.0754
residential water heating | Solar Water Heater with Electric Backup | 2046 | INSTALLATION | REPLACEMENT | N/A | USD/water heater | us | us | 4877.0754
residential water heating | Solar Water Heater with Electric Backup | 2047 | CAPITAL | NEW | N/A | USD/water heater | us | us | 3590.8137
residential water heating | Solar Water Heater with Electric Backup | 2047 | CAPITAL | REPLACEMENT | N/A | USD/water heater | us | us | 3590.8137
residential water heating | Solar Water Heater with Electric Backup | 2047 | FIXED_OM | NEW | N/A | USD/water heater | us | us | 26.7971
residential water heating | Solar Water Heater with Electric Backup | 2047 | FIXED_OM | REPLACEMENT | N/A | USD/water heater | us | us | 26.7971
residential water heating | Solar Water Heater with Electric Backup | 2047 | INSTALLATION | NEW | N/A | USD/water heater | us | us | 4877.0754
residential water heating | Solar Water Heater with Electric Backup | 2047 | INSTALLATION | REPLACEMENT | N/A | USD/water heater | us | us | 4877.0754
residential water heating | Solar Water Heater with Electric Backup | 2048 | CAPITAL | NEW | N/A | USD/water heater | us | us | 3590.8137
residential water heating | Solar Water Heater with Electric Backup | 2048 | CAPITAL | REPLACEMENT | N/A | USD/water heater | us | us | 3590.8137
residential water heating | Solar Water Heater with Electric Backup | 2048 | FIXED_OM | NEW | N/A | USD/water heater | us | us | 26.7971
residential water heating | Solar Water Heater with Electric Backup | 2048 | FIXED_OM | REPLACEMENT | N/A | USD/water heater | us | us | 26.7971
residential water heating | Solar Water Heater with Electric Backup | 2048 | INSTALLATION | NEW | N/A | USD/water heater | us | us | 4877.0754
residential water heating | Solar Water Heater with Electric Backup | 2048 | INSTALLATION | REPLACEMENT | N/A | USD/water heater | us | us | 4877.0754
residential water heating | Solar Water Heater with Electric Backup | 2049 | CAPITAL | NEW | N/A | USD/water heater | us | us | 3590.8137
residential water heating | Solar Water Heater with Electric Backup | 2049 | CAPITAL | REPLACEMENT | N/A | USD/water heater | us | us | 3590.8137
residential water heating | Solar Water Heater with Electric Backup | 2049 | FIXED_OM | NEW | N/A | USD/water heater | us | us | 26.7971
residential water heating | Solar Water Heater with Electric Backup | 2049 | FIXED_OM | REPLACEMENT | N/A | USD/water heater | us | us | 26.7971
residential water heating | Solar Water Heater with Electric Backup | 2049 | INSTALLATION | NEW | N/A | USD/water heater | us | us | 4877.0754
residential water heating | Solar Water Heater with Electric Backup | 2049 | INSTALLATION | REPLACEMENT | N/A | USD/water heater | us | us | 4877.0754
residential water heating | Solar Water Heater with Electric Backup | 2050 | CAPITAL | NEW | N/A | USD/water heater | us | us | 3590.8137
residential water heating | Solar Water Heater with Electric Backup | 2050 | CAPITAL | REPLACEMENT | N/A | USD/water heater | us | us | 3590.8137
residential water heating | Solar Water Heater with Electric Backup | 2050 | FIXED_OM | NEW | N/A | USD/water heater | us | us | 26.7971
residential water heating | Solar Water Heater with Electric Backup | 2050 | FIXED_OM | REPLACEMENT | N/A | USD/water heater | us | us | 26.7971
residential water heating | Solar Water Heater with Electric Backup | 2050 | INSTALLATION | NEW | N/A | USD/water heater | us | us | 4877.0754
residential water heating | Solar Water Heater with Electric Backup | 2050 | INSTALLATION | REPLACEMENT | N/A | USD/water heater | us | us | 4877.0754
transit buses | CNG Transit bus | 2020 | CAPITAL | NEW | N/A | USD/bus | us | us | 504593.515
transit buses | CNG Transit bus | 2020 | CAPITAL | REPLACEMENT | N/A | USD/bus | us | us | 504593.515
transit buses | CNG Transit bus | 2020 | FIXED_OM | NEW | N/A | USD/bus | us | us | 27988.7099
transit buses | CNG Transit bus | 2020 | FIXED_OM | REPLACEMENT | N/A | USD/bus | us | us | 27988.7099
transit buses | CNG Transit bus | 2021 | CAPITAL | NEW | N/A | USD/bus | us | us | 504593.515
transit buses | CNG Transit bus | 2021 | CAPITAL | REPLACEMENT | N/A | USD/bus | us | us | 504593.515
transit buses | CNG Transit bus | 2021 | FIXED_OM | NEW | N/A | USD/bus | us | us | 27988.7099
transit buses | CNG Transit bus | 2021 | FIXED_OM | REPLACEMENT | N/A | USD/bus | us | us | 27988.7099
transit buses | CNG Transit bus | 2022 | CAPITAL | NEW | N/A | USD/bus | us | us | 504593.515
transit buses | CNG Transit bus | 2022 | CAPITAL | REPLACEMENT | N/A | USD/bus | us | us | 504593.515
transit buses | CNG Transit bus | 2022 | FIXED_OM | NEW | N/A | USD/bus | us | us | 27988.7099
transit buses | CNG Transit bus | 2022 | FIXED_OM | REPLACEMENT | N/A | USD/bus | us | us | 27988.7099
transit buses | CNG Transit bus | 2023 | CAPITAL | NEW | N/A | USD/bus | us | us | 504593.515
transit buses | CNG Transit bus | 2023 | CAPITAL | REPLACEMENT | N/A | USD/bus | us | us | 504593.515
transit buses | CNG Transit bus | 2023 | FIXED_OM | NEW | N/A | USD/bus | us | us | 27988.7099
transit buses | CNG Transit bus | 2023 | FIXED_OM | REPLACEMENT | N/A | USD/bus | us | us | 27988.7099
transit buses | CNG Transit bus | 2024 | CAPITAL | NEW | N/A | USD/bus | us | us | 504593.515
transit buses | CNG Transit bus | 2024 | CAPITAL | REPLACEMENT | N/A | USD/bus | us | us | 504593.515
transit buses | CNG Transit bus | 2024 | FIXED_OM | NEW | N/A | USD/bus | us | us | 27988.7099
transit buses | CNG Transit bus | 2024 | FIXED_OM | REPLACEMENT | N/A | USD/bus | us | us | 27988.7099
transit buses | CNG Transit bus | 2025 | CAPITAL | NEW | N/A | USD/bus | us | us | 504593.515
transit buses | CNG Transit bus | 2025 | CAPITAL | REPLACEMENT | N/A | USD/bus | us | us | 504593.515
transit buses | CNG Transit bus | 2025 | FIXED_OM | NEW | N/A | USD/bus | us | us | 27988.7099
transit buses | CNG Transit bus | 2025 | FIXED_OM | REPLACEMENT | N/A | USD/bus | us | us | 27988.7099
transit buses | CNG Transit bus | 2026 | CAPITAL | NEW | N/A | USD/bus | us | us | 504593.515
transit buses | CNG Transit bus | 2026 | CAPITAL | REPLACEMENT | N/A | USD/bus | us | us | 504593.515
transit buses | CNG Transit bus | 2026 | FIXED_OM | NEW | N/A | USD/bus | us | us | 27988.7099
transit buses | CNG Transit bus | 2026 | FIXED_OM | REPLACEMENT | N/A | USD/bus | us | us | 27988.7099
transit buses | CNG Transit bus | 2027 | CAPITAL | NEW | N/A | USD/bus | us | us | 504593.515
transit buses | CNG Transit bus | 2027 | CAPITAL | REPLACEMENT | N/A | USD/bus | us | us | 504593.515
transit buses | CNG Transit bus | 2027 | FIXED_OM | NEW | N/A | USD/bus | us | us | 27988.7099
transit buses | CNG Transit bus | 2027 | FIXED_OM | REPLACEMENT | N/A | USD/bus | us | us | 27988.7099
transit buses | CNG Transit bus | 2028 | CAPITAL | NEW | N/A | USD/bus | us | us | 504593.515
transit buses | CNG Transit bus | 2028 | CAPITAL | REPLACEMENT | N/A | USD/bus | us | us | 504593.515
transit buses | CNG Transit bus | 2028 | FIXED_OM | NEW | N/A | USD/bus | us | us | 27988.7099
transit buses | CNG Transit bus | 2028 | FIXED_OM | REPLACEMENT | N/A | USD/bus | us | us | 27988.7099
transit buses | CNG Transit bus | 2029 | CAPITAL | NEW | N/A | USD/bus | us | us | 504593.515
transit buses | CNG Transit bus | 2029 | CAPITAL | REPLACEMENT | N/A | USD/bus | us | us | 504593.515
transit buses | CNG Transit bus | 2029 | FIXED_OM | NEW | N/A | USD/bus | us | us | 27988.7099
transit buses | CNG Transit bus | 2029 | FIXED_OM | REPLACEMENT | N/A | USD/bus | us | us | 27988.7099
transit buses | CNG Transit bus | 2030 | CAPITAL | NEW | N/A | USD/bus | us | us | 504593.515
transit buses | CNG Transit bus | 2030 | CAPITAL | REPLACEMENT | N/A | USD/bus | us | us | 504593.515
transit buses | CNG Transit bus | 2030 | FIXED_OM | NEW | N/A | USD/bus | us | us | 27988.7099
transit buses | CNG Transit bus | 2030 | FIXED_OM | REPLACEMENT | N/A | USD/bus | us | us | 27988.7099
transit buses | CNG Transit bus | 2031 | CAPITAL | NEW | N/A | USD/bus | us | us | 504593.515
transit buses | CNG Transit bus | 2031 | CAPITAL | REPLACEMENT | N/A | USD/bus | us | us | 504593.515
transit buses | CNG Transit bus | 2031 | FIXED_OM | NEW | N/A | USD/bus | us | us | 27988.7099
transit buses | CNG Transit bus | 2031 | FIXED_OM | REPLACEMENT | N/A | USD/bus | us | us | 27988.7099
transit buses | CNG Transit bus | 2032 | CAPITAL | NEW | N/A | USD/bus | us | us | 504593.515
transit buses | CNG Transit bus | 2032 | CAPITAL | REPLACEMENT | N/A | USD/bus | us | us | 504593.515
transit buses | CNG Transit bus | 2032 | FIXED_OM | NEW | N/A | USD/bus | us | us | 27988.7099
transit buses | CNG Transit bus | 2032 | FIXED_OM | REPLACEMENT | N/A | USD/bus | us | us | 27988.7099
transit buses | CNG Transit bus | 2033 | CAPITAL | NEW | N/A | USD/bus | us | us | 504593.515
transit buses | CNG Transit bus | 2033 | CAPITAL | REPLACEMENT | N/A | USD/bus | us | us | 504593.515
transit buses | CNG Transit bus | 2033 | FIXED_OM | NEW | N/A | USD/bus | us | us | 27988.7099
transit buses | CNG Transit bus | 2033 | FIXED_OM | REPLACEMENT | N/A | USD/bus | us | us | 27988.7099
transit buses | CNG Transit bus | 2034 | CAPITAL | NEW | N/A | USD/bus | us | us | 504593.515
transit buses | CNG Transit bus | 2034 | CAPITAL | REPLACEMENT | N/A | USD/bus | us | us | 504593.515
transit buses | CNG Transit bus | 2034 | FIXED_OM | NEW | N/A | USD/bus | us | us | 27988.7099
transit buses | CNG Transit bus | 2034 | FIXED_OM | REPLACEMENT | N/A | USD/bus | us | us | 27988.7099
transit buses | CNG Transit bus | 2035 | CAPITAL | NEW | N/A | USD/bus | us | us | 504593.515
transit buses | CNG Transit bus | 2035 | CAPITAL | REPLACEMENT | N/A | USD/bus | us | us | 504593.515
transit buses | CNG Transit bus | 2035 | FIXED_OM | NEW | N/A | USD/bus | us | us | 27988.7099
transit buses | CNG Transit bus | 2035 | FIXED_OM | REPLACEMENT | N/A | USD/bus | us | us | 27988.7099
transit buses | CNG Transit bus | 2036 | CAPITAL | NEW | N/A | USD/bus | us | us | 504593.515
transit buses | CNG Transit bus | 2036 | CAPITAL | REPLACEMENT | N/A | USD/bus | us | us | 504593.515
transit buses | CNG Transit bus | 2036 | FIXED_OM | NEW | N/A | USD/bus | us | us | 27988.7099
transit buses | CNG Transit bus | 2036 | FIXED_OM | REPLACEMENT | N/A | USD/bus | us | us | 27988.7099
transit buses | CNG Transit bus | 2037 | CAPITAL | NEW | N/A | USD/bus | us | us | 504593.515
transit buses | CNG Transit bus | 2037 | CAPITAL | REPLACEMENT | N/A | USD/bus | us | us | 504593.515
transit buses | CNG Transit bus | 2037 | FIXED_OM | NEW | N/A | USD/bus | us | us | 27988.7099
transit buses | CNG Transit bus | 2037 | FIXED_OM | REPLACEMENT | N/A | USD/bus | us | us | 27988.7099
transit buses | CNG Transit bus | 2038 | CAPITAL | NEW | N/A | USD/bus | us | us | 504593.515
transit buses | CNG Transit bus | 2038 | CAPITAL | REPLACEMENT | N/A | USD/bus | us | us | 504593.515
transit buses | CNG Transit bus | 2038 | FIXED_OM | NEW | N/A | USD/bus | us | us | 27988.7099
transit buses | CNG Transit bus | 2038 | FIXED_OM | REPLACEMENT | N/A | USD/bus | us | us | 27988.7099
transit buses | CNG Transit bus | 2039 | CAPITAL | NEW | N/A | USD/bus | us | us | 504593.515
transit buses | CNG Transit bus | 2039 | CAPITAL | REPLACEMENT | N/A | USD/bus | us | us | 504593.515
transit buses | CNG Transit bus | 2039 | FIXED_OM | NEW | N/A | USD/bus | us | us | 27988.7099
transit buses | CNG Transit bus | 2039 | FIXED_OM | REPLACEMENT | N/A | USD/bus | us | us | 27988.7099
transit buses | CNG Transit bus | 2040 | CAPITAL | NEW | N/A | USD/bus | us | us | 504593.515
transit buses | CNG Transit bus | 2040 | CAPITAL | REPLACEMENT | N/A | USD/bus | us | us | 504593.515
transit buses | CNG Transit bus | 2040 | FIXED_OM | NEW | N/A | USD/bus | us | us | 27988.7099
transit buses | CNG Transit bus | 2040 | FIXED_OM | REPLACEMENT | N/A | USD/bus | us | us | 27988.7099
transit buses | CNG Transit bus | 2041 | CAPITAL | NEW | N/A | USD/bus | us | us | 504593.515
transit buses | CNG Transit bus | 2041 | CAPITAL | REPLACEMENT | N/A | USD/bus | us | us | 504593.515
transit buses | CNG Transit bus | 2041 | FIXED_OM | NEW | N/A | USD/bus | us | us | 27988.7099
transit buses | CNG Transit bus | 2041 | FIXED_OM | REPLACEMENT | N/A | USD/bus | us | us | 27988.7099
transit buses | CNG Transit bus | 2042 | CAPITAL | NEW | N/A | USD/bus | us | us | 504593.515
transit buses | CNG Transit bus | 2042 | CAPITAL | REPLACEMENT | N/A | USD/bus | us | us | 504593.515
transit buses | CNG Transit bus | 2042 | FIXED_OM | NEW | N/A | USD/bus | us | us | 27988.7099
transit buses | CNG Transit bus | 2042 | FIXED_OM | REPLACEMENT | N/A | USD/bus | us | us | 27988.7099
transit buses | CNG Transit bus | 2043 | CAPITAL | NEW | N/A | USD/bus | us | us | 504593.515
transit buses | CNG Transit bus | 2043 | CAPITAL | REPLACEMENT | N/A | USD/bus | us | us | 504593.515
transit buses | CNG Transit bus | 2043 | FIXED_OM | NEW | N/A | USD/bus | us | us | 27988.7099
transit buses | CNG Transit bus | 2043 | FIXED_OM | REPLACEMENT | N/A | USD/bus | us | us | 27988.7099
transit buses | CNG Transit bus | 2044 | CAPITAL | NEW | N/A | USD/bus | us | us | 504593.515
transit buses | CNG Transit bus | 2044 | CAPITAL | REPLACEMENT | N/A | USD/bus | us | us | 504593.515
transit buses | CNG Transit bus | 2044 | FIXED_OM | NEW | N/A | USD/bus | us | us | 27988.7099
transit buses | CNG Transit bus | 2044 | FIXED_OM | REPLACEMENT | N/A | USD/bus | us | us | 27988.7099
transit buses | CNG Transit bus | 2045 | CAPITAL | NEW | N/A | USD/bus | us | us | 504593.515
transit buses | CNG Transit bus | 2045 | CAPITAL | REPLACEMENT | N/A | USD/bus | us | us | 504593.515
transit buses | CNG Transit bus | 2045 | FIXED_OM | NEW | N/A | USD/bus | us | us | 27988.7099
transit buses | CNG Transit bus | 2045 | FIXED_OM | REPLACEMENT | N/A | USD/bus | us | us | 27988.7099
transit buses | CNG Transit bus | 2046 | CAPITAL | NEW | N/A | USD/bus | us | us | 504593.515
transit buses | CNG Transit bus | 2046 | CAPITAL | REPLACEMENT | N/A | USD/bus | us | us | 504593.515
transit buses | CNG Transit bus | 2046 | FIXED_OM | NEW | N/A | USD/bus | us | us | 27988.7099
transit buses | CNG Transit bus | 2046 | FIXED_OM | REPLACEMENT | N/A | USD/bus | us | us | 27988.7099
transit buses | CNG Transit bus | 2047 | CAPITAL | NEW | N/A | USD/bus | us | us | 504593.515
transit buses | CNG Transit bus | 2047 | CAPITAL | REPLACEMENT | N/A | USD/bus | us | us | 504593.515
transit buses | CNG Transit bus | 2047 | FIXED_OM | NEW | N/A | USD/bus | us | us | 27988.7099
transit buses | CNG Transit bus | 2047 | FIXED_OM | REPLACEMENT | N/A | USD/bus | us | us | 27988.7099
transit buses | CNG Transit bus | 2048 | CAPITAL | NEW | N/A | USD/bus | us | us | 504593.515
transit buses | CNG Transit bus | 2048 | CAPITAL | REPLACEMENT | N/A | USD/bus | us | us | 504593.515
transit buses | CNG Transit bus | 2048 | FIXED_OM | NEW | N/A | USD/bus | us | us | 27988.7099
transit buses | CNG Transit bus | 2048 | FIXED_OM | REPLACEMENT | N/A | USD/bus | us | us | 27988.7099
transit buses | CNG Transit bus | 2049 | CAPITAL | NEW | N/A | USD/bus | us | us | 504593.515
transit buses | CNG Transit bus | 2049 | CAPITAL | REPLACEMENT | N/A | USD/bus | us | us | 504593.515
transit buses | CNG Transit bus | 2049 | FIXED_OM | NEW | N/A | USD/bus | us | us | 27988.7099
transit buses | CNG Transit bus | 2049 | FIXED_OM | REPLACEMENT | N/A | USD/bus | us | us | 27988.7099
transit buses | CNG Transit bus | 2050 | CAPITAL | NEW | N/A | USD/bus | us | us | 504593.515
transit buses | CNG Transit bus | 2050 | CAPITAL | REPLACEMENT | N/A | USD/bus | us | us | 504593.515
transit buses | CNG Transit bus | 2050 | FIXED_OM | NEW | N/A | USD/bus | us | us | 27988.7099
transit buses | CNG Transit bus | 2050 | FIXED_OM | REPLACEMENT | N/A | USD/bus | us | us | 27988.7099
transit buses | Diesel Transit bus | 2020 | CAPITAL | NEW | N/A | USD/bus | us | us | 452573.565
transit buses | Diesel Transit bus | 2020 | CAPITAL | REPLACEMENT | N/A | USD/bus | us | us | 452573.565
transit buses | Diesel Transit bus | 2020 | FIXED_OM | NEW | N/A | USD/bus | us | us | 27988.7099
transit buses | Diesel Transit bus | 2020 | FIXED_OM | REPLACEMENT | N/A | USD/bus | us | us | 27988.7099
transit buses | Diesel Transit bus | 2021 | CAPITAL | NEW | N/A | USD/bus | us | us | 452573.565
transit buses | Diesel Transit bus | 2021 | CAPITAL | REPLACEMENT | N/A | USD/bus | us | us | 452573.565
transit buses | Diesel Transit bus | 2021 | FIXED_OM | NEW | N/A | USD/bus | us | us | 27988.7099
transit buses | Diesel Transit bus | 2021 | FIXED_OM | REPLACEMENT | N/A | USD/bus | us | us | 27988.7099
transit buses | Diesel Transit bus | 2022 | CAPITAL | NEW | N/A | USD/bus | us | us | 452573.565
transit buses | Diesel Transit bus | 2022 | CAPITAL | REPLACEMENT | N/A | USD/bus | us | us | 452573.565
transit buses | Diesel Transit bus | 2022 | FIXED_OM | NEW | N/A | USD/bus | us | us | 27988.7099
transit buses | Diesel Transit bus | 2022 | FIXED_OM | REPLACEMENT | N/A | USD/bus | us | us | 27988.7099
transit buses | Diesel Transit bus | 2023 | CAPITAL | NEW | N/A | USD/bus | us | us | 452573.565
transit buses | Diesel Transit bus | 2023 | CAPITAL | REPLACEMENT | N/A | USD/bus | us | us | 452573.565
transit buses | Diesel Transit bus | 2023 | FIXED_OM | NEW | N/A | USD/bus | us | us | 27988.7099
transit buses | Diesel Transit bus | 2023 | FIXED_OM | REPLACEMENT | N/A | USD/bus | us | us | 27988.7099
transit buses | Diesel Transit bus | 2024 | CAPITAL | NEW | N/A | USD/bus | us | us | 452573.565
transit buses | Diesel Transit bus | 2024 | CAPITAL | REPLACEMENT | N/A | USD/bus | us | us | 452573.565
transit buses | Diesel Transit bus | 2024 | FIXED_OM | NEW | N/A | USD/bus | us | us | 27988.7099
transit buses | Diesel Transit bus | 2024 | FIXED_OM | REPLACEMENT | N/A | USD/bus | us | us | 27988.7099
transit buses | Diesel Transit bus | 2025 | CAPITAL | NEW | N/A | USD/bus | us | us | 452573.565
transit buses | Diesel Transit bus | 2025 | CAPITAL | REPLACEMENT | N/A | USD/bus | us | us | 452573.565
transit buses | Diesel Transit bus | 2025 | FIXED_OM | NEW | N/A | USD/bus | us | us | 27988.7099
transit buses | Diesel Transit bus | 2025 | FIXED_OM | REPLACEMENT | N/A | USD/bus | us | us | 27988.7099
transit buses | Diesel Transit bus | 2026 | CAPITAL | NEW | N/A | USD/bus | us | us | 452573.565
transit buses | Diesel Transit bus | 2026 | CAPITAL | REPLACEMENT | N/A | USD/bus | us | us | 452573.565
transit buses | Diesel Transit bus | 2026 | FIXED_OM | NEW | N/A | USD/bus | us | us | 27988.7099
transit buses | Diesel Transit bus | 2026 | FIXED_OM | REPLACEMENT | N/A | USD/bus | us | us | 27988.7099
transit buses | Diesel Transit bus | 2027 | CAPITAL | NEW | N/A | USD/bus | us | us | 452573.565
transit buses | Diesel Transit bus | 2027 | CAPITAL | REPLACEMENT | N/A | USD/bus | us | us | 452573.565
transit buses | Diesel Transit bus | 2027 | FIXED_OM | NEW | N/A | USD/bus | us | us | 27988.7099
transit buses | Diesel Transit bus | 2027 | FIXED_OM | REPLACEMENT | N/A | USD/bus | us | us | 27988.7099
transit buses | Diesel Transit bus | 2028 | CAPITAL | NEW | N/A | USD/bus | us | us | 452573.565
transit buses | Diesel Transit bus | 2028 | CAPITAL | REPLACEMENT | N/A | USD/bus | us | us | 452573.565
transit buses | Diesel Transit bus | 2028 | FIXED_OM | NEW | N/A | USD/bus | us | us | 27988.7099
transit buses | Diesel Transit bus | 2028 | FIXED_OM | REPLACEMENT | N/A | USD/bus | us | us | 27988.7099
transit buses | Diesel Transit bus | 2029 | CAPITAL | NEW | N/A | USD/bus | us | us | 452573.565
transit buses | Diesel Transit bus | 2029 | CAPITAL | REPLACEMENT | N/A | USD/bus | us | us | 452573.565
transit buses | Diesel Transit bus | 2029 | FIXED_OM | NEW | N/A | USD/bus | us | us | 27988.7099
transit buses | Diesel Transit bus | 2029 | FIXED_OM | REPLACEMENT | N/A | USD/bus | us | us | 27988.7099
transit buses | Diesel Transit bus | 2030 | CAPITAL | NEW | N/A | USD/bus | us | us | 452573.565
transit buses | Diesel Transit bus | 2030 | CAPITAL | REPLACEMENT | N/A | USD/bus | us | us | 452573.565
transit buses | Diesel Transit bus | 2030 | FIXED_OM | NEW | N/A | USD/bus | us | us | 27988.7099
transit buses | Diesel Transit bus | 2030 | FIXED_OM | REPLACEMENT | N/A | USD/bus | us | us | 27988.7099
transit buses | Diesel Transit bus | 2031 | CAPITAL | NEW | N/A | USD/bus | us | us | 452573.565
transit buses | Diesel Transit bus | 2031 | CAPITAL | REPLACEMENT | N/A | USD/bus | us | us | 452573.565
transit buses | Diesel Transit bus | 2031 | FIXED_OM | NEW | N/A | USD/bus | us | us | 27988.7099
transit buses | Diesel Transit bus | 2031 | FIXED_OM | REPLACEMENT | N/A | USD/bus | us | us | 27988.7099
transit buses | Diesel Transit bus | 2032 | CAPITAL | NEW | N/A | USD/bus | us | us | 452573.565
transit buses | Diesel Transit bus | 2032 | CAPITAL | REPLACEMENT | N/A | USD/bus | us | us | 452573.565
transit buses | Diesel Transit bus | 2032 | FIXED_OM | NEW | N/A | USD/bus | us | us | 27988.7099
transit buses | Diesel Transit bus | 2032 | FIXED_OM | REPLACEMENT | N/A | USD/bus | us | us | 27988.7099
transit buses | Diesel Transit bus | 2033 | CAPITAL | NEW | N/A | USD/bus | us | us | 452573.565
transit buses | Diesel Transit bus | 2033 | CAPITAL | REPLACEMENT | N/A | USD/bus | us | us | 452573.565
transit buses | Diesel Transit bus | 2033 | FIXED_OM | NEW | N/A | USD/bus | us | us | 27988.7099
transit buses | Diesel Transit bus | 2033 | FIXED_OM | REPLACEMENT | N/A | USD/bus | us | us | 27988.7099
transit buses | Diesel Transit bus | 2034 | CAPITAL | NEW | N/A | USD/bus | us | us | 452573.565
transit buses | Diesel Transit bus | 2034 | CAPITAL | REPLACEMENT | N/A | USD/bus | us | us | 452573.565
transit buses | Diesel Transit bus | 2034 | FIXED_OM | NEW | N/A | USD/bus | us | us | 27988.7099
transit buses | Diesel Transit bus | 2034 | FIXED_OM | REPLACEMENT | N/A | USD/bus | us | us | 27988.7099
transit buses | Diesel Transit bus | 2035 | CAPITAL | NEW | N/A | USD/bus | us | us | 452573.565
transit buses | Diesel Transit bus | 2035 | CAPITAL | REPLACEMENT | N/A | USD/bus | us | us | 452573.565
transit buses | Diesel Transit bus | 2035 | FIXED_OM | NEW | N/A | USD/bus | us | us | 27988.7099
transit buses | Diesel Transit bus | 2035 | FIXED_OM | REPLACEMENT | N/A | USD/bus | us | us | 27988.7099
transit buses | Diesel Transit bus | 2036 | CAPITAL | NEW | N/A | USD/bus | us | us | 452573.565
transit buses | Diesel Transit bus | 2036 | CAPITAL | REPLACEMENT | N/A | USD/bus | us | us | 452573.565
transit buses | Diesel Transit bus | 2036 | FIXED_OM | NEW | N/A | USD/bus | us | us | 27988.7099
transit buses | Diesel Transit bus | 2036 | FIXED_OM | REPLACEMENT | N/A | USD/bus | us | us | 27988.7099
transit buses | Diesel Transit bus | 2037 | CAPITAL | NEW | N/A | USD/bus | us | us | 452573.565
transit buses | Diesel Transit bus | 2037 | CAPITAL | REPLACEMENT | N/A | USD/bus | us | us | 452573.565
transit buses | Diesel Transit bus | 2037 | FIXED_OM | NEW | N/A | USD/bus | us | us | 27988.7099
transit buses | Diesel Transit bus | 2037 | FIXED_OM | REPLACEMENT | N/A | USD/bus | us | us | 27988.7099
transit buses | Diesel Transit bus | 2038 | CAPITAL | NEW | N/A | USD/bus | us | us | 452573.565
transit buses | Diesel Transit bus | 2038 | CAPITAL | REPLACEMENT | N/A | USD/bus | us | us | 452573.565
transit buses | Diesel Transit bus | 2038 | FIXED_OM | NEW | N/A | USD/bus | us | us | 27988.7099
transit buses | Diesel Transit bus | 2038 | FIXED_OM | REPLACEMENT | N/A | USD/bus | us | us | 27988.7099
transit buses | Diesel Transit bus | 2039 | CAPITAL | NEW | N/A | USD/bus | us | us | 452573.565
transit buses | Diesel Transit bus | 2039 | CAPITAL | REPLACEMENT | N/A | USD/bus | us | us | 452573.565
transit buses | Diesel Transit bus | 2039 | FIXED_OM | NEW | N/A | USD/bus | us | us | 27988.7099
transit buses | Diesel Transit bus | 2039 | FIXED_OM | REPLACEMENT | N/A | USD/bus | us | us | 27988.7099
transit buses | Diesel Transit bus | 2040 | CAPITAL | NEW | N/A | USD/bus | us | us | 452573.565
transit buses | Diesel Transit bus | 2040 | CAPITAL | REPLACEMENT | N/A | USD/bus | us | us | 452573.565
transit buses | Diesel Transit bus | 2040 | FIXED_OM | NEW | N/A | USD/bus | us | us | 27988.7099
transit buses | Diesel Transit bus | 2040 | FIXED_OM | REPLACEMENT | N/A | USD/bus | us | us | 27988.7099
transit buses | Diesel Transit bus | 2041 | CAPITAL | NEW | N/A | USD/bus | us | us | 452573.565
transit buses | Diesel Transit bus | 2041 | CAPITAL | REPLACEMENT | N/A | USD/bus | us | us | 452573.565
transit buses | Diesel Transit bus | 2041 | FIXED_OM | NEW | N/A | USD/bus | us | us | 27988.7099
transit buses | Diesel Transit bus | 2041 | FIXED_OM | REPLACEMENT | N/A | USD/bus | us | us | 27988.7099
transit buses | Diesel Transit bus | 2042 | CAPITAL | NEW | N/A | USD/bus | us | us | 452573.565
transit buses | Diesel Transit bus | 2042 | CAPITAL | REPLACEMENT | N/A | USD/bus | us | us | 452573.565
transit buses | Diesel Transit bus | 2042 | FIXED_OM | NEW | N/A | USD/bus | us | us | 27988.7099
transit buses | Diesel Transit bus | 2042 | FIXED_OM | REPLACEMENT | N/A | USD/bus | us | us | 27988.7099
transit buses | Diesel Transit bus | 2043 | CAPITAL | NEW | N/A | USD/bus | us | us | 452573.565
transit buses | Diesel Transit bus | 2043 | CAPITAL | REPLACEMENT | N/A | USD/bus | us | us | 452573.565
transit buses | Diesel Transit bus | 2043 | FIXED_OM | NEW | N/A | USD/bus | us | us | 27988.7099
transit buses | Diesel Transit bus | 2043 | FIXED_OM | REPLACEMENT | N/A | USD/bus | us | us | 27988.7099
transit buses | Diesel Transit bus | 2044 | CAPITAL | NEW | N/A | USD/bus | us | us | 452573.565
transit buses | Diesel Transit bus | 2044 | CAPITAL | REPLACEMENT | N/A | USD/bus | us | us | 452573.565
transit buses | Diesel Transit bus | 2044 | FIXED_OM | NEW | N/A | USD/bus | us | us | 27988.7099
transit buses | Diesel Transit bus | 2044 | FIXED_OM | REPLACEMENT | N/A | USD/bus | us | us | 27988.7099
transit buses | Diesel Transit bus | 2045 | CAPITAL | NEW | N/A | USD/bus | us | us | 452573.565
transit buses | Diesel Transit bus | 2045 | CAPITAL | REPLACEMENT | N/A | USD/bus | us | us | 452573.565
transit buses | Diesel Transit bus | 2045 | FIXED_OM | NEW | N/A | USD/bus | us | us | 27988.7099
transit buses | Diesel Transit bus | 2045 | FIXED_OM | REPLACEMENT | N/A | USD/bus | us | us | 27988.7099
transit buses | Diesel Transit bus | 2046 | CAPITAL | NEW | N/A | USD/bus | us | us | 452573.565
transit buses | Diesel Transit bus | 2046 | CAPITAL | REPLACEMENT | N/A | USD/bus | us | us | 452573.565
transit buses | Diesel Transit bus | 2046 | FIXED_OM | NEW | N/A | USD/bus | us | us | 27988.7099
transit buses | Diesel Transit bus | 2046 | FIXED_OM | REPLACEMENT | N/A | USD/bus | us | us | 27988.7099
transit buses | Diesel Transit bus | 2047 | CAPITAL | NEW | N/A | USD/bus | us | us | 452573.565
transit buses | Diesel Transit bus | 2047 | CAPITAL | REPLACEMENT | N/A | USD/bus | us | us | 452573.565
transit buses | Diesel Transit bus | 2047 | FIXED_OM | NEW | N/A | USD/bus | us | us | 27988.7099
transit buses | Diesel Transit bus | 2047 | FIXED_OM | REPLACEMENT | N/A | USD/bus | us | us | 27988.7099
transit buses | Diesel Transit bus | 2048 | CAPITAL | NEW | N/A | USD/bus | us | us | 452573.565
transit buses | Diesel Transit bus | 2048 | CAPITAL | REPLACEMENT | N/A | USD/bus | us | us | 452573.565
transit buses | Diesel Transit bus | 2048 | FIXED_OM | NEW | N/A | USD/bus | us | us | 27988.7099
transit buses | Diesel Transit bus | 2048 | FIXED_OM | REPLACEMENT | N/A | USD/bus | us | us | 27988.7099
transit buses | Diesel Transit bus | 2049 | CAPITAL | NEW | N/A | USD/bus | us | us | 452573.565
transit buses | Diesel Transit bus | 2049 | CAPITAL | REPLACEMENT | N/A | USD/bus | us | us | 452573.565
transit buses | Diesel Transit bus | 2049 | FIXED_OM | NEW | N/A | USD/bus | us | us | 27988.7099
transit buses | Diesel Transit bus | 2049 | FIXED_OM | REPLACEMENT | N/A | USD/bus | us | us | 27988.7099
transit buses | Diesel Transit bus | 2050 | CAPITAL | NEW | N/A | USD/bus | us | us | 452573.565
transit buses | Diesel Transit bus | 2050 | CAPITAL | REPLACEMENT | N/A | USD/bus | us | us | 452573.565
transit buses | Diesel Transit bus | 2050 | FIXED_OM | NEW | N/A | USD/bus | us | us | 27988.7099
transit buses | Diesel Transit bus | 2050 | FIXED_OM | REPLACEMENT | N/A | USD/bus | us | us | 27988.7099
transit buses | Electric Transit bus | 2020 | CAPITAL | NEW | N/A | USD/bus | us | us | 732294.1998
transit buses | Electric Transit bus | 2020 | CAPITAL | REPLACEMENT | N/A | USD/bus | us | us | 732294.1998
transit buses | Electric Transit bus | 2020 | FIXED_OM | NEW | N/A | USD/bus | us | us | 21271.4195
transit buses | Electric Transit bus | 2020 | FIXED_OM | REPLACEMENT | N/A | USD/bus | us | us | 21271.4195
transit buses | Electric Transit bus | 2020 | FUEL_SWITCHING | NEW | N/A | USD/bus | us | us | 3165.8301
transit buses | Electric Transit bus | 2020 | FUEL_SWITCHING | REPLACEMENT | N/A | USD/bus | us | us | 0
transit buses | Electric Transit bus | 2020 | INSTALLATION | NEW | N/A | USD/bus | us | us | 44229.4423
transit buses | Electric Transit bus | 2020 | INSTALLATION | REPLACEMENT | N/A | USD/bus | us | us | 44229.4423
transit buses | Electric Transit bus | 2021 | CAPITAL | NEW | N/A | USD/bus | us | us | 727162.6398
transit buses | Electric Transit bus | 2021 | CAPITAL | REPLACEMENT | N/A | USD/bus | us | us | 727162.6398
transit buses | Electric Transit bus | 2021 | FIXED_OM | NEW | N/A | USD/bus | us | us | 21271.4195
transit buses | Electric Transit bus | 2021 | FIXED_OM | REPLACEMENT | N/A | USD/bus | us | us | 21271.4195
transit buses | Electric Transit bus | 2021 | FUEL_SWITCHING | NEW | N/A | USD/bus | us | us | 3165.8301
transit buses | Electric Transit bus | 2021 | FUEL_SWITCHING | REPLACEMENT | N/A | USD/bus | us | us | 0
transit buses | Electric Transit bus | 2021 | INSTALLATION | NEW | N/A | USD/bus | us | us | 44229.4423
transit buses | Electric Transit bus | 2021 | INSTALLATION | REPLACEMENT | N/A | USD/bus | us | us | 44229.4423
transit buses | Electric Transit bus | 2022 | CAPITAL | NEW | N/A | USD/bus | us | us | 722031.0798
transit buses | Electric Transit bus | 2022 | CAPITAL | REPLACEMENT | N/A | USD/bus | us | us | 722031.0798
transit buses | Electric Transit bus | 2022 | FIXED_OM | NEW | N/A | USD/bus | us | us | 21271.4195
transit buses | Electric Transit bus | 2022 | FIXED_OM | REPLACEMENT | N/A | USD/bus | us | us | 21271.4195
transit buses | Electric Transit bus | 2022 | FUEL_SWITCHING | NEW | N/A | USD/bus | us | us | 3165.8301
transit buses | Electric Transit bus | 2022 | FUEL_SWITCHING | REPLACEMENT | N/A | USD/bus | us | us | 0
transit buses | Electric Transit bus | 2022 | INSTALLATION | NEW | N/A | USD/bus | us | us | 44229.4423
transit buses | Electric Transit bus | 2022 | INSTALLATION | REPLACEMENT | N/A | USD/bus | us | us | 44229.4423
transit buses | Electric Transit bus | 2023 | CAPITAL | NEW | N/A | USD/bus | us | us | 716899.5198
transit buses | Electric Transit bus | 2023 | CAPITAL | REPLACEMENT | N/A | USD/bus | us | us | 716899.5198
transit buses | Electric Transit bus | 2023 | FIXED_OM | NEW | N/A | USD/bus | us | us | 21271.4195
transit buses | Electric Transit bus | 2023 | FIXED_OM | REPLACEMENT | N/A | USD/bus | us | us | 21271.4195
transit buses | Electric Transit bus | 2023 | FUEL_SWITCHING | NEW | N/A | USD/bus | us | us | 3165.8301
transit buses | Electric Transit bus | 2023 | FUEL_SWITCHING | REPLACEMENT | N/A | USD/bus | us | us | 0
transit buses | Electric Transit bus | 2023 | INSTALLATION | NEW | N/A | USD/bus | us | us | 44229.4423
transit buses | Electric Transit bus | 2023 | INSTALLATION | REPLACEMENT | N/A | USD/bus | us | us | 44229.4423
transit buses | Electric Transit bus | 2024 | CAPITAL | NEW | N/A | USD/bus | us | us | 711767.9598
transit buses | Electric Transit bus | 2024 | CAPITAL | REPLACEMENT | N/A | USD/bus | us | us | 711767.9598
transit buses | Electric Transit bus | 2024 | FIXED_OM | NEW | N/A | USD/bus | us | us | 21271.4195
transit buses | Electric Transit bus | 2024 | FIXED_OM | REPLACEMENT | N/A | USD/bus | us | us | 21271.4195
transit buses | Electric Transit bus | 2024 | FUEL_SWITCHING | NEW | N/A | USD/bus | us | us | 3165.8301
transit buses | Electric Transit bus | 2024 | FUEL_SWITCHING | REPLACEMENT | N/A | USD/bus | us | us | 0
transit buses | Electric Transit bus | 2024 | INSTALLATION | NEW | N/A | USD/bus | us | us | 44229.4423
transit buses | Electric Transit bus | 2024 | INSTALLATION | REPLACEMENT | N/A | USD/bus | us | us | 44229.4423
transit buses | Electric Transit bus | 2025 | CAPITAL | NEW | N/A | USD/bus | us | us | 706636.3998
transit buses | Electric Transit bus | 2025 | CAPITAL | REPLACEMENT | N/A | USD/bus | us | us | 706636.3998
transit buses | Electric Transit bus | 2025 | FIXED_OM | NEW | N/A | USD/bus | us | us | 21271.4195
transit buses | Electric Transit bus | 2025 | FIXED_OM | REPLACEMENT | N/A | USD/bus | us | us | 21271.4195
transit buses | Electric Transit bus | 2025 | FUEL_SWITCHING | NEW | N/A | USD/bus | us | us | 3165.8301
transit buses | Electric Transit bus | 2025 | FUEL_SWITCHING | REPLACEMENT | N/A | USD/bus | us | us | 0
transit buses | Electric Transit bus | 2025 | INSTALLATION | NEW | N/A | USD/bus | us | us | 44229.4423
transit buses | Electric Transit bus | 2025 | INSTALLATION | REPLACEMENT | N/A | USD/bus | us | us | 44229.4423
transit buses | Electric Transit bus | 2026 | CAPITAL | NEW | N/A | USD/bus | us | us | 701504.8398
transit buses | Electric Transit bus | 2026 | CAPITAL | REPLACEMENT | N/A | USD/bus | us | us | 701504.8398
transit buses | Electric Transit bus | 2026 | FIXED_OM | NEW | N/A | USD/bus | us | us | 21271.4195
transit buses | Electric Transit bus | 2026 | FIXED_OM | REPLACEMENT | N/A | USD/bus | us | us | 21271.4195
transit buses | Electric Transit bus | 2026 | FUEL_SWITCHING | NEW | N/A | USD/bus | us | us | 3165.8301
transit buses | Electric Transit bus | 2026 | FUEL_SWITCHING | REPLACEMENT | N/A | USD/bus | us | us | 0
transit buses | Electric Transit bus | 2026 | INSTALLATION | NEW | N/A | USD/bus | us | us | 44229.4423
transit buses | Electric Transit bus | 2026 | INSTALLATION | REPLACEMENT | N/A | USD/bus | us | us | 44229.4423
transit buses | Electric Transit bus | 2027 | CAPITAL | NEW | N/A | USD/bus | us | us | 696373.2798
transit buses | Electric Transit bus | 2027 | CAPITAL | REPLACEMENT | N/A | USD/bus | us | us | 696373.2798
transit buses | Electric Transit bus | 2027 | FIXED_OM | NEW | N/A | USD/bus | us | us | 21271.4195
transit buses | Electric Transit bus | 2027 | FIXED_OM | REPLACEMENT | N/A | USD/bus | us | us | 21271.4195
transit buses | Electric Transit bus | 2027 | FUEL_SWITCHING | NEW | N/A | USD/bus | us | us | 3165.8301
transit buses | Electric Transit bus | 2027 | FUEL_SWITCHING | REPLACEMENT | N/A | USD/bus | us | us | 0
transit buses | Electric Transit bus | 2027 | INSTALLATION | NEW | N/A | USD/bus | us | us | 44229.4423
transit buses | Electric Transit bus | 2027 | INSTALLATION | REPLACEMENT | N/A | USD/bus | us | us | 44229.4423
transit buses | Electric Transit bus | 2028 | CAPITAL | NEW | N/A | USD/bus | us | us | 691241.7199
transit buses | Electric Transit bus | 2028 | CAPITAL | REPLACEMENT | N/A | USD/bus | us | us | 691241.7199
transit buses | Electric Transit bus | 2028 | FIXED_OM | NEW | N/A | USD/bus | us | us | 21271.4195
transit buses | Electric Transit bus | 2028 | FIXED_OM | REPLACEMENT | N/A | USD/bus | us | us | 21271.4195
transit buses | Electric Transit bus | 2028 | FUEL_SWITCHING | NEW | N/A | USD/bus | us | us | 3165.8301
transit buses | Electric Transit bus | 2028 | FUEL_SWITCHING | REPLACEMENT | N/A | USD/bus | us | us | 0
transit buses | Electric Transit bus | 2028 | INSTALLATION | NEW | N/A | USD/bus | us | us | 44229.4423
transit buses | Electric Transit bus | 2028 | INSTALLATION | REPLACEMENT | N/A | USD/bus | us | us | 44229.4423
transit buses | Electric Transit bus | 2029 | CAPITAL | NEW | N/A | USD/bus | us | us | 686110.1599
transit buses | Electric Transit bus | 2029 | CAPITAL | REPLACEMENT | N/A | USD/bus | us | us | 686110.1599
transit buses | Electric Transit bus | 2029 | FIXED_OM | NEW | N/A | USD/bus | us | us | 21271.4195
transit buses | Electric Transit bus | 2029 | FIXED_OM | REPLACEMENT | N/A | USD/bus | us | us | 21271.4195
transit buses | Electric Transit bus | 2029 | FUEL_SWITCHING | NEW | N/A | USD/bus | us | us | 3165.8301
transit buses | Electric Transit bus | 2029 | FUEL_SWITCHING | REPLACEMENT | N/A | USD/bus | us | us | 0
transit buses | Electric Transit bus | 2029 | INSTALLATION | NEW | N/A | USD/bus | us | us | 44229.4423
transit buses | Electric Transit bus | 2029 | INSTALLATION | REPLACEMENT | N/A | USD/bus | us | us | 44229.4423
transit buses | Electric Transit bus | 2030 | CAPITAL | NEW | N/A | USD/bus | us | us | 680978.5999
transit buses | Electric Transit bus | 2030 | CAPITAL | REPLACEMENT | N/A | USD/bus | us | us | 680978.5999
transit buses | Electric Transit bus | 2030 | FIXED_OM | NEW | N/A | USD/bus | us | us | 21271.4195
transit buses | Electric Transit bus | 2030 | FIXED_OM | REPLACEMENT | N/A | USD/bus | us | us | 21271.4195
transit buses | Electric Transit bus | 2030 | FUEL_SWITCHING | NEW | N/A | USD/bus | us | us | 3165.8301
transit buses | Electric Transit bus | 2030 | FUEL_SWITCHING | REPLACEMENT | N/A | USD/bus | us | us | 0
transit buses | Electric Transit bus | 2030 | INSTALLATION | NEW | N/A | USD/bus | us | us | 44229.4423
transit buses | Electric Transit bus | 2030 | INSTALLATION | REPLACEMENT | N/A | USD/bus | us | us | 44229.4423
transit buses | Electric Transit bus | 2031 | CAPITAL | NEW | N/A | USD/bus | us | us | 678789.8085
transit buses | Electric Transit bus | 2031 | CAPITAL | REPLACEMENT | N/A | USD/bus | us | us | 678789.8085
transit buses | Electric Transit bus | 2031 | FIXED_OM | NEW | N/A | USD/bus | us | us | 21271.4195
transit buses | Electric Transit bus | 2031 | FIXED_OM | REPLACEMENT | N/A | USD/bus | us | us | 21271.4195
transit buses | Electric Transit bus | 2031 | FUEL_SWITCHING | NEW | N/A | USD/bus | us | us | 3165.8301
transit buses | Electric Transit bus | 2031 | FUEL_SWITCHING | REPLACEMENT | N/A | USD/bus | us | us | 0
transit buses | Electric Transit bus | 2031 | INSTALLATION | NEW | N/A | USD/bus | us | us | 44229.4423
transit buses | Electric Transit bus | 2031 | INSTALLATION | REPLACEMENT | N/A | USD/bus | us | us | 44229.4423
transit buses | Electric Transit bus | 2032 | CAPITAL | NEW | N/A | USD/bus | us | us | 676601.0171
transit buses | Electric Transit bus | 2032 | CAPITAL | REPLACEMENT | N/A | USD/bus | us | us | 676601.0171
transit buses | Electric Transit bus | 2032 | FIXED_OM | NEW | N/A | USD/bus | us | us | 21271.4195
transit buses | Electric Transit bus | 2032 | FIXED_OM | REPLACEMENT | N/A | USD/bus | us | us | 21271.4195
transit buses | Electric Transit bus | 2032 | FUEL_SWITCHING | NEW | N/A | USD/bus | us | us | 3165.8301
transit buses | Electric Transit bus | 2032 | FUEL_SWITCHING | REPLACEMENT | N/A | USD/bus | us | us | 0
transit buses | Electric Transit bus | 2032 | INSTALLATION | NEW | N/A | USD/bus | us | us | 44229.4423
transit buses | Electric Transit bus | 2032 | INSTALLATION | REPLACEMENT | N/A | USD/bus | us | us | 44229.4423
transit buses | Electric Transit bus | 2033 | CAPITAL | NEW | N/A | USD/bus | us | us | 674412.2256
transit buses | Electric Transit bus | 2033 | CAPITAL | REPLACEMENT | N/A | USD/bus | us | us | 674412.2256
transit buses | Electric Transit bus | 2033 | FIXED_OM | NEW | N/A | USD/bus | us | us | 21271.4195
transit buses | Electric Transit bus | 2033 | FIXED_OM | REPLACEMENT | N/A | USD/bus | us | us | 21271.4195
transit buses | Electric Transit bus | 2033 | FUEL_SWITCHING | NEW | N/A | USD/bus | us | us | 3165.8301
transit buses | Electric Transit bus | 2033 | FUEL_SWITCHING | REPLACEMENT | N/A | USD/bus | us | us | 0
transit buses | Electric Transit bus | 2033 | INSTALLATION | NEW | N/A | USD/bus | us | us | 44229.4423
transit buses | Electric Transit bus | 2033 | INSTALLATION | REPLACEMENT | N/A | USD/bus | us | us | 44229.4423
transit buses | Electric Transit bus | 2034 | CAPITAL | NEW | N/A | USD/bus | us | us | 672223.4342
transit buses | Electric Transit bus | 2034 | CAPITAL | REPLACEMENT | N/A | USD/bus | us | us | 672223.4342
transit buses | Electric Transit bus | 2034 | FIXED_OM | NEW | N/A | USD/bus | us | us | 21271.4195
transit buses | Electric Transit bus | 2034 | FIXED_OM | REPLACEMENT | N/A | USD/bus | us | us | 21271.4195
transit buses | Electric Transit bus | 2034 | FUEL_SWITCHING | NEW | N/A | USD/bus | us | us | 3165.8301
transit buses | Electric Transit bus | 2034 | FUEL_SWITCHING | REPLACEMENT | N/A | USD/bus | us | us | 0
transit buses | Electric Transit bus | 2034 | INSTALLATION | NEW | N/A | USD/bus | us | us | 44229.4423
transit buses | Electric Transit bus | 2034 | INSTALLATION | REPLACEMENT | N/A | USD/bus | us | us | 44229.4423
transit buses | Electric Transit bus | 2035 | CAPITAL | NEW | N/A | USD/bus | us | us | 670034.6428
transit buses | Electric Transit bus | 2035 | CAPITAL | REPLACEMENT | N/A | USD/bus | us | us | 670034.6428
transit buses | Electric Transit bus | 2035 | FIXED_OM | NEW | N/A | USD/bus | us | us | 21271.4195
transit buses | Electric Transit bus | 2035 | FIXED_OM | REPLACEMENT | N/A | USD/bus | us | us | 21271.4195
transit buses | Electric Transit bus | 2035 | FUEL_SWITCHING | NEW | N/A | USD/bus | us | us | 3165.8301
transit buses | Electric Transit bus | 2035 | FUEL_SWITCHING | REPLACEMENT | N/A | USD/bus | us | us | 0
transit buses | Electric Transit bus | 2035 | INSTALLATION | NEW | N/A | USD/bus | us | us | 44229.4423
transit buses | Electric Transit bus | 2035 | INSTALLATION | REPLACEMENT | N/A | USD/bus | us | us | 44229.4423
transit buses | Electric Transit bus | 2036 | CAPITAL | NEW | N/A | USD/bus | us | us | 667845.8514
transit buses | Electric Transit bus | 2036 | CAPITAL | REPLACEMENT | N/A | USD/bus | us | us | 667845.8514
transit buses | Electric Transit bus | 2036 | FIXED_OM | NEW | N/A | USD/bus | us | us | 21271.4195
transit buses | Electric Transit bus | 2036 | FIXED_OM | REPLACEMENT | N/A | USD/bus | us | us | 21271.4195
transit buses | Electric Transit bus | 2036 | FUEL_SWITCHING | NEW | N/A | USD/bus | us | us | 3165.8301
transit buses | Electric Transit bus | 2036 | FUEL_SWITCHING | REPLACEMENT | N/A | USD/bus | us | us | 0
transit buses | Electric Transit bus | 2036 | INSTALLATION | NEW | N/A | USD/bus | us | us | 44229.4423
transit buses | Electric Transit bus | 2036 | INSTALLATION | REPLACEMENT | N/A | USD/bus | us | us | 44229.4423
transit buses | Electric Transit bus | 2037 | CAPITAL | NEW | N/A | USD/bus | us | us | 665657.06
transit buses | Electric Transit bus | 2037 | CAPITAL | REPLACEMENT | N/A | USD/bus | us | us | 665657.06
transit buses | Electric Transit bus | 2037 | FIXED_OM | NEW | N/A | USD/bus | us | us | 21271.4195
transit buses | Electric Transit bus | 2037 | FIXED_OM | REPLACEMENT | N/A | USD/bus | us | us | 21271.4195
transit buses | Electric Transit bus | 2037 | FUEL_SWITCHING | NEW | N/A | USD/bus | us | us | 3165.8301
transit buses | Electric Transit bus | 2037 | FUEL_SWITCHING | REPLACEMENT | N/A | USD/bus | us | us | 0
transit buses | Electric Transit bus | 2037 | INSTALLATION | NEW | N/A | USD/bus | us | us | 44229.4423
transit buses | Electric Transit bus | 2037 | INSTALLATION | REPLACEMENT | N/A | USD/bus | us | us | 44229.4423
transit buses | Electric Transit bus | 2038 | CAPITAL | NEW | N/A | USD/bus | us | us | 663468.2686
transit buses | Electric Transit bus | 2038 | CAPITAL | REPLACEMENT | N/A | USD/bus | us | us | 663468.2686
transit buses | Electric Transit bus | 2038 | FIXED_OM | NEW | N/A | USD/bus | us | us | 21271.4195
transit buses | Electric Transit bus | 2038 | FIXED_OM | REPLACEMENT | N/A | USD/bus | us | us | 21271.4195
transit buses | Electric Transit bus | 2038 | FUEL_SWITCHING | NEW | N/A | USD/bus | us | us | 3165.8301
transit buses | Electric Transit bus | 2038 | FUEL_SWITCHING | REPLACEMENT | N/A | USD/bus | us | us | 0
transit buses | Electric Transit bus | 2038 | INSTALLATION | NEW | N/A | USD/bus | us | us | 44229.4423
transit buses | Electric Transit bus | 2038 | INSTALLATION | REPLACEMENT | N/A | USD/bus | us | us | 44229.4423
transit buses | Electric Transit bus | 2039 | CAPITAL | NEW | N/A | USD/bus | us | us | 661279.4771
transit buses | Electric Transit bus | 2039 | CAPITAL | REPLACEMENT | N/A | USD/bus | us | us | 661279.4771
transit buses | Electric Transit bus | 2039 | FIXED_OM | NEW | N/A | USD/bus | us | us | 21271.4195
transit buses | Electric Transit bus | 2039 | FIXED_OM | REPLACEMENT | N/A | USD/bus | us | us | 21271.4195
transit buses | Electric Transit bus | 2039 | FUEL_SWITCHING | NEW | N/A | USD/bus | us | us | 3165.8301
transit buses | Electric Transit bus | 2039 | FUEL_SWITCHING | REPLACEMENT | N/A | USD/bus | us | us | 0
transit buses | Electric Transit bus | 2039 | INSTALLATION | NEW | N/A | USD/bus | us | us | 44229.4423
transit buses | Electric Transit bus | 2039 | INSTALLATION | REPLACEMENT | N/A | USD/bus | us | us | 44229.4423
transit buses | Electric Transit bus | 2040 | CAPITAL | NEW | N/A | USD/bus | us | us | 659090.6857
transit buses | Electric Transit bus | 2040 | CAPITAL | REPLACEMENT | N/A | USD/bus | us | us | 659090.6857
transit buses | Electric Transit bus | 2040 | FIXED_OM | NEW | N/A | USD/bus | us | us | 21271.4195
transit buses | Electric Transit bus | 2040 | FIXED_OM | REPLACEMENT | N/A | USD/bus | us | us | 21271.4195
transit buses | Electric Transit bus | 2040 | FUEL_SWITCHING | NEW | N/A | USD/bus | us | us | 3165.8301
transit buses | Electric Transit bus | 2040 | FUEL_SWITCHING | REPLACEMENT | N/A | USD/bus | us | us | 0
transit buses | Electric Transit bus | 2040 | INSTALLATION | NEW | N/A | USD/bus | us | us | 44229.4423
transit buses | Electric Transit bus | 2040 | INSTALLATION | REPLACEMENT | N/A | USD/bus | us | us | 44229.4423
transit buses | Electric Transit bus | 2041 | CAPITAL | NEW | N/A | USD/bus | us | us | 657803.192
transit buses | Electric Transit bus | 2041 | CAPITAL | REPLACEMENT | N/A | USD/bus | us | us | 657803.192
transit buses | Electric Transit bus | 2041 | FIXED_OM | NEW | N/A | USD/bus | us | us | 21271.4195
transit buses | Electric Transit bus | 2041 | FIXED_OM | REPLACEMENT | N/A | USD/bus | us | us | 21271.4195
transit buses | Electric Transit bus | 2041 | FUEL_SWITCHING | NEW | N/A | USD/bus | us | us | 3165.8301
transit buses | Electric Transit bus | 2041 | FUEL_SWITCHING | REPLACEMENT | N/A | USD/bus | us | us | 0
transit buses | Electric Transit bus | 2041 | INSTALLATION | NEW | N/A | USD/bus | us | us | 44229.4423
transit buses | Electric Transit bus | 2041 | INSTALLATION | REPLACEMENT | N/A | USD/bus | us | us | 44229.4423
transit buses | Electric Transit bus | 2042 | CAPITAL | NEW | N/A | USD/bus | us | us | 656515.6982
transit buses | Electric Transit bus | 2042 | CAPITAL | REPLACEMENT | N/A | USD/bus | us | us | 656515.6982
transit buses | Electric Transit bus | 2042 | FIXED_OM | NEW | N/A | USD/bus | us | us | 21271.4195
transit buses | Electric Transit bus | 2042 | FIXED_OM | REPLACEMENT | N/A | USD/bus | us | us | 21271.4195
transit buses | Electric Transit bus | 2042 | FUEL_SWITCHING | NEW | N/A | USD/bus | us | us | 3165.8301
transit buses | Electric Transit bus | 2042 | FUEL_SWITCHING | REPLACEMENT | N/A | USD/bus | us | us | 0
transit buses | Electric Transit bus | 2042 | INSTALLATION | NEW | N/A | USD/bus | us | us | 44229.4423
transit buses | Electric Transit bus | 2042 | INSTALLATION | REPLACEMENT | N/A | USD/bus | us | us | 44229.4423
transit buses | Electric Transit bus | 2043 | CAPITAL | NEW | N/A | USD/bus | us | us | 655228.2044
transit buses | Electric Transit bus | 2043 | CAPITAL | REPLACEMENT | N/A | USD/bus | us | us | 655228.2044
transit buses | Electric Transit bus | 2043 | FIXED_OM | NEW | N/A | USD/bus | us | us | 21271.4195
transit buses | Electric Transit bus | 2043 | FIXED_OM | REPLACEMENT | N/A | USD/bus | us | us | 21271.4195
transit buses | Electric Transit bus | 2043 | FUEL_SWITCHING | NEW | N/A | USD/bus | us | us | 3165.8301
transit buses | Electric Transit bus | 2043 | FUEL_SWITCHING | REPLACEMENT | N/A | USD/bus | us | us | 0
transit buses | Electric Transit bus | 2043 | INSTALLATION | NEW | N/A | USD/bus | us | us | 44229.4423
transit buses | Electric Transit bus | 2043 | INSTALLATION | REPLACEMENT | N/A | USD/bus | us | us | 44229.4423
transit buses | Electric Transit bus | 2044 | CAPITAL | NEW | N/A | USD/bus | us | us | 653940.7107
transit buses | Electric Transit bus | 2044 | CAPITAL | REPLACEMENT | N/A | USD/bus | us | us | 653940.7107
transit buses | Electric Transit bus | 2044 | FIXED_OM | NEW | N/A | USD/bus | us | us | 21271.4195
transit buses | Electric Transit bus | 2044 | FIXED_OM | REPLACEMENT | N/A | USD/bus | us | us | 21271.4195
transit buses | Electric Transit bus | 2044 | FUEL_SWITCHING | NEW | N/A | USD/bus | us | us | 3165.8301
transit buses | Electric Transit bus | 2044 | FUEL_SWITCHING | REPLACEMENT | N/A | USD/bus | us | us | 0
transit buses | Electric Transit bus | 2044 | INSTALLATION | NEW | N/A | USD/bus | us | us | 44229.4423
transit buses | Electric Transit bus | 2044 | INSTALLATION | REPLACEMENT | N/A | USD/bus | us | us | 44229.4423
transit buses | Electric Transit bus | 2045 | CAPITAL | NEW | N/A | USD/bus | us | us | 652653.2169
transit buses | Electric Transit bus | 2045 | CAPITAL | REPLACEMENT | N/A | USD/bus | us | us | 652653.2169
transit buses | Electric Transit bus | 2045 | FIXED_OM | NEW | N/A | USD/bus | us | us | 21271.4195
transit buses | Electric Transit bus | 2045 | FIXED_OM | REPLACEMENT | N/A | USD/bus | us | us | 21271.4195
transit buses | Electric Transit bus | 2045 | FUEL_SWITCHING | NEW | N/A | USD/bus | us | us | 3165.8301
transit buses | Electric Transit bus | 2045 | FUEL_SWITCHING | REPLACEMENT | N/A | USD/bus | us | us | 0
transit buses | Electric Transit bus | 2045 | INSTALLATION | NEW | N/A | USD/bus | us | us | 44229.4423
transit buses | Electric Transit bus | 2045 | INSTALLATION | REPLACEMENT | N/A | USD/bus | us | us | 44229.4423
transit buses | Electric Transit bus | 2046 | CAPITAL | NEW | N/A | USD/bus | us | us | 651365.7231
transit buses | Electric Transit bus | 2046 | CAPITAL | REPLACEMENT | N/A | USD/bus | us | us | 651365.7231
transit buses | Electric Transit bus | 2046 | FIXED_OM | NEW | N/A | USD/bus | us | us | 21271.4195
transit buses | Electric Transit bus | 2046 | FIXED_OM | REPLACEMENT | N/A | USD/bus | us | us | 21271.4195
transit buses | Electric Transit bus | 2046 | FUEL_SWITCHING | NEW | N/A | USD/bus | us | us | 3165.8301
transit buses | Electric Transit bus | 2046 | FUEL_SWITCHING | REPLACEMENT | N/A | USD/bus | us | us | 0
transit buses | Electric Transit bus | 2046 | INSTALLATION | NEW | N/A | USD/bus | us | us | 44229.4423
transit buses | Electric Transit bus | 2046 | INSTALLATION | REPLACEMENT | N/A | USD/bus | us | us | 44229.4423
transit buses | Electric Transit bus | 2047 | CAPITAL | NEW | N/A | USD/bus | us | us | 650078.2294
transit buses | Electric Transit bus | 2047 | CAPITAL | REPLACEMENT | N/A | USD/bus | us | us | 650078.2294
transit buses | Electric Transit bus | 2047 | FIXED_OM | NEW | N/A | USD/bus | us | us | 21271.4195
transit buses | Electric Transit bus | 2047 | FIXED_OM | REPLACEMENT | N/A | USD/bus | us | us | 21271.4195
transit buses | Electric Transit bus | 2047 | FUEL_SWITCHING | NEW | N/A | USD/bus | us | us | 3165.8301
transit buses | Electric Transit bus | 2047 | FUEL_SWITCHING | REPLACEMENT | N/A | USD/bus | us | us | 0
transit buses | Electric Transit bus | 2047 | INSTALLATION | NEW | N/A | USD/bus | us | us | 44229.4423
transit buses | Electric Transit bus | 2047 | INSTALLATION | REPLACEMENT | N/A | USD/bus | us | us | 44229.4423
transit buses | Electric Transit bus | 2048 | CAPITAL | NEW | N/A | USD/bus | us | us | 648790.7356
transit buses | Electric Transit bus | 2048 | CAPITAL | REPLACEMENT | N/A | USD/bus | us | us | 648790.7356
transit buses | Electric Transit bus | 2048 | FIXED_OM | NEW | N/A | USD/bus | us | us | 21271.4195
transit buses | Electric Transit bus | 2048 | FIXED_OM | REPLACEMENT | N/A | USD/bus | us | us | 21271.4195
transit buses | Electric Transit bus | 2048 | FUEL_SWITCHING | NEW | N/A | USD/bus | us | us | 3165.8301
transit buses | Electric Transit bus | 2048 | FUEL_SWITCHING | REPLACEMENT | N/A | USD/bus | us | us | 0
transit buses | Electric Transit bus | 2048 | INSTALLATION | NEW | N/A | USD/bus | us | us | 44229.4423
transit buses | Electric Transit bus | 2048 | INSTALLATION | REPLACEMENT | N/A | USD/bus | us | us | 44229.4423
transit buses | Electric Transit bus | 2049 | CAPITAL | NEW | N/A | USD/bus | us | us | 647503.2419
transit buses | Electric Transit bus | 2049 | CAPITAL | REPLACEMENT | N/A | USD/bus | us | us | 647503.2419
transit buses | Electric Transit bus | 2049 | FIXED_OM | NEW | N/A | USD/bus | us | us | 21271.4195
transit buses | Electric Transit bus | 2049 | FIXED_OM | REPLACEMENT | N/A | USD/bus | us | us | 21271.4195
transit buses | Electric Transit bus | 2049 | FUEL_SWITCHING | NEW | N/A | USD/bus | us | us | 3165.8301
transit buses | Electric Transit bus | 2049 | FUEL_SWITCHING | REPLACEMENT | N/A | USD/bus | us | us | 0
transit buses | Electric Transit bus | 2049 | INSTALLATION | NEW | N/A | USD/bus | us | us | 44229.4423
transit buses | Electric Transit bus | 2049 | INSTALLATION | REPLACEMENT | N/A | USD/bus | us | us | 44229.4423
transit buses | Electric Transit bus | 2050 | CAPITAL | NEW | N/A | USD/bus | us | us | 646215.7481
transit buses | Electric Transit bus | 2050 | CAPITAL | REPLACEMENT | N/A | USD/bus | us | us | 646215.7481
transit buses | Electric Transit bus | 2050 | FIXED_OM | NEW | N/A | USD/bus | us | us | 21271.4195
transit buses | Electric Transit bus | 2050 | FIXED_OM | REPLACEMENT | N/A | USD/bus | us | us | 21271.4195
transit buses | Electric Transit bus | 2050 | FUEL_SWITCHING | NEW | N/A | USD/bus | us | us | 3165.8301
transit buses | Electric Transit bus | 2050 | FUEL_SWITCHING | REPLACEMENT | N/A | USD/bus | us | us | 0
transit buses | Electric Transit bus | 2050 | INSTALLATION | NEW | N/A | USD/bus | us | us | 44229.4423
transit buses | Electric Transit bus | 2050 | INSTALLATION | REPLACEMENT | N/A | USD/bus | us | us | 44229.4423
transit buses | Hybrid electric Transit bus | 2020 | CAPITAL | NEW | N/A | USD/bus | us | us | 665855.36
transit buses | Hybrid electric Transit bus | 2020 | CAPITAL | REPLACEMENT | N/A | USD/bus | us | us | 665855.36
transit buses | Hybrid electric Transit bus | 2020 | FIXED_OM | NEW | N/A | USD/bus | us | us | 27988.7099
transit buses | Hybrid electric Transit bus | 2020 | FIXED_OM | REPLACEMENT | N/A | USD/bus | us | us | 27988.7099
transit buses | Hybrid electric Transit bus | 2021 | CAPITAL | NEW | N/A | USD/bus | us | us | 665855.36
transit buses | Hybrid electric Transit bus | 2021 | CAPITAL | REPLACEMENT | N/A | USD/bus | us | us | 665855.36
transit buses | Hybrid electric Transit bus | 2021 | FIXED_OM | NEW | N/A | USD/bus | us | us | 27988.7099
transit buses | Hybrid electric Transit bus | 2021 | FIXED_OM | REPLACEMENT | N/A | USD/bus | us | us | 27988.7099
transit buses | Hybrid electric Transit bus | 2022 | CAPITAL | NEW | N/A | USD/bus | us | us | 665855.36
transit buses | Hybrid electric Transit bus | 2022 | CAPITAL | REPLACEMENT | N/A | USD/bus | us | us | 665855.36
transit buses | Hybrid electric Transit bus | 2022 | FIXED_OM | NEW | N/A | USD/bus | us | us | 27988.7099
transit buses | Hybrid electric Transit bus | 2022 | FIXED_OM | REPLACEMENT | N/A | USD/bus | us | us | 27988.7099
transit buses | Hybrid electric Transit bus | 2023 | CAPITAL | NEW | N/A | USD/bus | us | us | 665855.36
transit buses | Hybrid electric Transit bus | 2023 | CAPITAL | REPLACEMENT | N/A | USD/bus | us | us | 665855.36
transit buses | Hybrid electric Transit bus | 2023 | FIXED_OM | NEW | N/A | USD/bus | us | us | 27988.7099
transit buses | Hybrid electric Transit bus | 2023 | FIXED_OM | REPLACEMENT | N/A | USD/bus | us | us | 27988.7099
transit buses | Hybrid electric Transit bus | 2024 | CAPITAL | NEW | N/A | USD/bus | us | us | 665855.36
transit buses | Hybrid electric Transit bus | 2024 | CAPITAL | REPLACEMENT | N/A | USD/bus | us | us | 665855.36
transit buses | Hybrid electric Transit bus | 2024 | FIXED_OM | NEW | N/A | USD/bus | us | us | 27988.7099
transit buses | Hybrid electric Transit bus | 2024 | FIXED_OM | REPLACEMENT | N/A | USD/bus | us | us | 27988.7099
transit buses | Hybrid electric Transit bus | 2025 | CAPITAL | NEW | N/A | USD/bus | us | us | 665855.36
transit buses | Hybrid electric Transit bus | 2025 | CAPITAL | REPLACEMENT | N/A | USD/bus | us | us | 665855.36
transit buses | Hybrid electric Transit bus | 2025 | FIXED_OM | NEW | N/A | USD/bus | us | us | 27988.7099
transit buses | Hybrid electric Transit bus | 2025 | FIXED_OM | REPLACEMENT | N/A | USD/bus | us | us | 27988.7099
transit buses | Hybrid electric Transit bus | 2026 | CAPITAL | NEW | N/A | USD/bus | us | us | 665855.36
transit buses | Hybrid electric Transit bus | 2026 | CAPITAL | REPLACEMENT | N/A | USD/bus | us | us | 665855.36
transit buses | Hybrid electric Transit bus | 2026 | FIXED_OM | NEW | N/A | USD/bus | us | us | 27988.7099
transit buses | Hybrid electric Transit bus | 2026 | FIXED_OM | REPLACEMENT | N/A | USD/bus | us | us | 27988.7099
transit buses | Hybrid electric Transit bus | 2027 | CAPITAL | NEW | N/A | USD/bus | us | us | 665855.36
transit buses | Hybrid electric Transit bus | 2027 | CAPITAL | REPLACEMENT | N/A | USD/bus | us | us | 665855.36
transit buses | Hybrid electric Transit bus | 2027 | FIXED_OM | NEW | N/A | USD/bus | us | us | 27988.7099
transit buses | Hybrid electric Transit bus | 2027 | FIXED_OM | REPLACEMENT | N/A | USD/bus | us | us | 27988.7099
transit buses | Hybrid electric Transit bus | 2028 | CAPITAL | NEW | N/A | USD/bus | us | us | 665855.36
transit buses | Hybrid electric Transit bus | 2028 | CAPITAL | REPLACEMENT | N/A | USD/bus | us | us | 665855.36
transit buses | Hybrid electric Transit bus | 2028 | FIXED_OM | NEW | N/A | USD/bus | us | us | 27988.7099
transit buses | Hybrid electric Transit bus | 2028 | FIXED_OM | REPLACEMENT | N/A | USD/bus | us | us | 27988.7099
transit buses | Hybrid electric Transit bus | 2029 | CAPITAL | NEW | N/A | USD/bus | us | us | 665855.36
transit buses | Hybrid electric Transit bus | 2029 | CAPITAL | REPLACEMENT | N/A | USD/bus | us | us | 665855.36
transit buses | Hybrid electric Transit bus | 2029 | FIXED_OM | NEW | N/A | USD/bus | us | us | 27988.7099
transit buses | Hybrid electric Transit bus | 2029 | FIXED_OM | REPLACEMENT | N/A | USD/bus | us | us | 27988.7099
transit buses | Hybrid electric Transit bus | 2030 | CAPITAL | NEW | N/A | USD/bus | us | us | 665855.36
transit buses | Hybrid electric Transit bus | 2030 | CAPITAL | REPLACEMENT | N/A | USD/bus | us | us | 665855.36
transit buses | Hybrid electric Transit bus | 2030 | FIXED_OM | NEW | N/A | USD/bus | us | us | 27988.7099
transit buses | Hybrid electric Transit bus | 2030 | FIXED_OM | REPLACEMENT | N/A | USD/bus | us | us | 27988.7099
transit buses | Hybrid electric Transit bus | 2031 | CAPITAL | NEW | N/A | USD/bus | us | us | 665855.36
transit buses | Hybrid electric Transit bus | 2031 | CAPITAL | REPLACEMENT | N/A | USD/bus | us | us | 665855.36
transit buses | Hybrid electric Transit bus | 2031 | FIXED_OM | NEW | N/A | USD/bus | us | us | 27988.7099
transit buses | Hybrid electric Transit bus | 2031 | FIXED_OM | REPLACEMENT | N/A | USD/bus | us | us | 27988.7099
transit buses | Hybrid electric Transit bus | 2032 | CAPITAL | NEW | N/A | USD/bus | us | us | 665855.36
transit buses | Hybrid electric Transit bus | 2032 | CAPITAL | REPLACEMENT | N/A | USD/bus | us | us | 665855.36
transit buses | Hybrid electric Transit bus | 2032 | FIXED_OM | NEW | N/A | USD/bus | us | us | 27988.7099
transit buses | Hybrid electric Transit bus | 2032 | FIXED_OM | REPLACEMENT | N/A | USD/bus | us | us | 27988.7099
transit buses | Hybrid electric Transit bus | 2033 | CAPITAL | NEW | N/A | USD/bus | us | us | 665855.36
transit buses | Hybrid electric Transit bus | 2033 | CAPITAL | REPLACEMENT | N/A | USD/bus | us | us | 665855.36
transit buses | Hybrid electric Transit bus | 2033 | FIXED_OM | NEW | N/A | USD/bus | us | us | 27988.7099
transit buses | Hybrid electric Transit bus | 2033 | FIXED_OM | REPLACEMENT | N/A | USD/bus | us | us | 27988.7099
transit buses | Hybrid electric Transit bus | 2034 | CAPITAL | NEW | N/A | USD/bus | us | us | 665855.36
transit buses | Hybrid electric Transit bus | 2034 | CAPITAL | REPLACEMENT | N/A | USD/bus | us | us | 665855.36
transit buses | Hybrid electric Transit bus | 2034 | FIXED_OM | NEW | N/A | USD/bus | us | us | 27988.7099
transit buses | Hybrid electric Transit bus | 2034 | FIXED_OM | REPLACEMENT | N/A | USD/bus | us | us | 27988.7099
transit buses | Hybrid electric Transit bus | 2035 | CAPITAL | NEW | N/A | USD/bus | us | us | 665855.36
transit buses | Hybrid electric Transit bus | 2035 | CAPITAL | REPLACEMENT | N/A | USD/bus | us | us | 665855.36
transit buses | Hybrid electric Transit bus | 2035 | FIXED_OM | NEW | N/A | USD/bus | us | us | 27988.7099
transit buses | Hybrid electric Transit bus | 2035 | FIXED_OM | REPLACEMENT | N/A | USD/bus | us | us | 27988.7099
transit buses | Hybrid electric Transit bus | 2036 | CAPITAL | NEW | N/A | USD/bus | us | us | 665855.36
transit buses | Hybrid electric Transit bus | 2036 | CAPITAL | REPLACEMENT | N/A | USD/bus | us | us | 665855.36
transit buses | Hybrid electric Transit bus | 2036 | FIXED_OM | NEW | N/A | USD/bus | us | us | 27988.7099
transit buses | Hybrid electric Transit bus | 2036 | FIXED_OM | REPLACEMENT | N/A | USD/bus | us | us | 27988.7099
transit buses | Hybrid electric Transit bus | 2037 | CAPITAL | NEW | N/A | USD/bus | us | us | 665855.36
transit buses | Hybrid electric Transit bus | 2037 | CAPITAL | REPLACEMENT | N/A | USD/bus | us | us | 665855.36
transit buses | Hybrid electric Transit bus | 2037 | FIXED_OM | NEW | N/A | USD/bus | us | us | 27988.7099
transit buses | Hybrid electric Transit bus | 2037 | FIXED_OM | REPLACEMENT | N/A | USD/bus | us | us | 27988.7099
transit buses | Hybrid electric Transit bus | 2038 | CAPITAL | NEW | N/A | USD/bus | us | us | 665855.36
transit buses | Hybrid electric Transit bus | 2038 | CAPITAL | REPLACEMENT | N/A | USD/bus | us | us | 665855.36
transit buses | Hybrid electric Transit bus | 2038 | FIXED_OM | NEW | N/A | USD/bus | us | us | 27988.7099
transit buses | Hybrid electric Transit bus | 2038 | FIXED_OM | REPLACEMENT | N/A | USD/bus | us | us | 27988.7099
transit buses | Hybrid electric Transit bus | 2039 | CAPITAL | NEW | N/A | USD/bus | us | us | 665855.36
transit buses | Hybrid electric Transit bus | 2039 | CAPITAL | REPLACEMENT | N/A | USD/bus | us | us | 665855.36
transit buses | Hybrid electric Transit bus | 2039 | FIXED_OM | NEW | N/A | USD/bus | us | us | 27988.7099
transit buses | Hybrid electric Transit bus | 2039 | FIXED_OM | REPLACEMENT | N/A | USD/bus | us | us | 27988.7099
transit buses | Hybrid electric Transit bus | 2040 | CAPITAL | NEW | N/A | USD/bus | us | us | 665855.36
transit buses | Hybrid electric Transit bus | 2040 | CAPITAL | REPLACEMENT | N/A | USD/bus | us | us | 665855.36
transit buses | Hybrid electric Transit bus | 2040 | FIXED_OM | NEW | N/A | USD/bus | us | us | 27988.7099
transit buses | Hybrid electric Transit bus | 2040 | FIXED_OM | REPLACEMENT | N/A | USD/bus | us | us | 27988.7099
transit buses | Hybrid electric Transit bus | 2041 | CAPITAL | NEW | N/A | USD/bus | us | us | 665855.36
transit buses | Hybrid electric Transit bus | 2041 | CAPITAL | REPLACEMENT | N/A | USD/bus | us | us | 665855.36
transit buses | Hybrid electric Transit bus | 2041 | FIXED_OM | NEW | N/A | USD/bus | us | us | 27988.7099
transit buses | Hybrid electric Transit bus | 2041 | FIXED_OM | REPLACEMENT | N/A | USD/bus | us | us | 27988.7099
transit buses | Hybrid electric Transit bus | 2042 | CAPITAL | NEW | N/A | USD/bus | us | us | 665855.36
transit buses | Hybrid electric Transit bus | 2042 | CAPITAL | REPLACEMENT | N/A | USD/bus | us | us | 665855.36
transit buses | Hybrid electric Transit bus | 2042 | FIXED_OM | NEW | N/A | USD/bus | us | us | 27988.7099
transit buses | Hybrid electric Transit bus | 2042 | FIXED_OM | REPLACEMENT | N/A | USD/bus | us | us | 27988.7099
transit buses | Hybrid electric Transit bus | 2043 | CAPITAL | NEW | N/A | USD/bus | us | us | 665855.36
transit buses | Hybrid electric Transit bus | 2043 | CAPITAL | REPLACEMENT | N/A | USD/bus | us | us | 665855.36
transit buses | Hybrid electric Transit bus | 2043 | FIXED_OM | NEW | N/A | USD/bus | us | us | 27988.7099
transit buses | Hybrid electric Transit bus | 2043 | FIXED_OM | REPLACEMENT | N/A | USD/bus | us | us | 27988.7099
transit buses | Hybrid electric Transit bus | 2044 | CAPITAL | NEW | N/A | USD/bus | us | us | 665855.36
transit buses | Hybrid electric Transit bus | 2044 | CAPITAL | REPLACEMENT | N/A | USD/bus | us | us | 665855.36
transit buses | Hybrid electric Transit bus | 2044 | FIXED_OM | NEW | N/A | USD/bus | us | us | 27988.7099
transit buses | Hybrid electric Transit bus | 2044 | FIXED_OM | REPLACEMENT | N/A | USD/bus | us | us | 27988.7099
transit buses | Hybrid electric Transit bus | 2045 | CAPITAL | NEW | N/A | USD/bus | us | us | 665855.36
transit buses | Hybrid electric Transit bus | 2045 | CAPITAL | REPLACEMENT | N/A | USD/bus | us | us | 665855.36
transit buses | Hybrid electric Transit bus | 2045 | FIXED_OM | NEW | N/A | USD/bus | us | us | 27988.7099
transit buses | Hybrid electric Transit bus | 2045 | FIXED_OM | REPLACEMENT | N/A | USD/bus | us | us | 27988.7099
transit buses | Hybrid electric Transit bus | 2046 | CAPITAL | NEW | N/A | USD/bus | us | us | 665855.36
transit buses | Hybrid electric Transit bus | 2046 | CAPITAL | REPLACEMENT | N/A | USD/bus | us | us | 665855.36
transit buses | Hybrid electric Transit bus | 2046 | FIXED_OM | NEW | N/A | USD/bus | us | us | 27988.7099
transit buses | Hybrid electric Transit bus | 2046 | FIXED_OM | REPLACEMENT | N/A | USD/bus | us | us | 27988.7099
transit buses | Hybrid electric Transit bus | 2047 | CAPITAL | NEW | N/A | USD/bus | us | us | 665855.36
transit buses | Hybrid electric Transit bus | 2047 | CAPITAL | REPLACEMENT | N/A | USD/bus | us | us | 665855.36
transit buses | Hybrid electric Transit bus | 2047 | FIXED_OM | NEW | N/A | USD/bus | us | us | 27988.7099
transit buses | Hybrid electric Transit bus | 2047 | FIXED_OM | REPLACEMENT | N/A | USD/bus | us | us | 27988.7099
transit buses | Hybrid electric Transit bus | 2048 | CAPITAL | NEW | N/A | USD/bus | us | us | 665855.36
transit buses | Hybrid electric Transit bus | 2048 | CAPITAL | REPLACEMENT | N/A | USD/bus | us | us | 665855.36
transit buses | Hybrid electric Transit bus | 2048 | FIXED_OM | NEW | N/A | USD/bus | us | us | 27988.7099
transit buses | Hybrid electric Transit bus | 2048 | FIXED_OM | REPLACEMENT | N/A | USD/bus | us | us | 27988.7099
transit buses | Hybrid electric Transit bus | 2049 | CAPITAL | NEW | N/A | USD/bus | us | us | 665855.36
transit buses | Hybrid electric Transit bus | 2049 | CAPITAL | REPLACEMENT | N/A | USD/bus | us | us | 665855.36
transit buses | Hybrid electric Transit bus | 2049 | FIXED_OM | NEW | N/A | USD/bus | us | us | 27988.7099
transit buses | Hybrid electric Transit bus | 2049 | FIXED_OM | REPLACEMENT | N/A | USD/bus | us | us | 27988.7099
transit buses | Hybrid electric Transit bus | 2050 | CAPITAL | NEW | N/A | USD/bus | us | us | 665855.36
transit buses | Hybrid electric Transit bus | 2050 | CAPITAL | REPLACEMENT | N/A | USD/bus | us | us | 665855.36
transit buses | Hybrid electric Transit bus | 2050 | FIXED_OM | NEW | N/A | USD/bus | us | us | 27988.7099
transit buses | Hybrid electric Transit bus | 2050 | FIXED_OM | REPLACEMENT | N/A | USD/bus | us | us | 27988.7099